## DEMAND
HYDROGEN DEMAND
H2 demand is very uncertain, but recent pushbacks in the H2 sector call for a conservative approach
In the first report "National Hydrogen Strategy" from the German Government they bet on Fuel Cell vehicules and industry for the bulk of the H2 demand growth. 5 years later, fuel cell vehicules have been outpaced by battery vehicules. The German industry is struggling due to the 2022 gas crisis and hasn't reached the output level of before the crisis.
In the model, we thus use a conservative approach for H2 demand: we only consider the H2 demand level of 2022 as a baseline, which is 72 TWh (annual). Around 20% of this demand is met by hydrogen as a byproduct, which means approximately 55 TWh (a figure given in the NHS from the government) has to be supplied by dedicated production (Lenivova, V. (2022). Potential developments of renewable hydrogen imports to European markets until 2030. Oxford Institute for Energy Studies.)
| base case | high H2 case
Annual H2 demand | 55 | 87 | TWh | 58.18%
per hour | 6.2785 | 9.9315 | GW
ELECTRICITY DEMAND
2035 annual demand | 600 | TWh | From Pietzcker, R. C., Osorio, S., & Rodrigues, R. (2021). Tightening EU ETS targets in line with the European Green Deal : Impacts on the decarbonization of the EU power sector. Applied Energy, 293, 116914. https://doi.org/10.1016/j.apenergy.2021.116914
(equivalent to EERA projection for 2028, so we use EERA data for 2028)

## LOAD
TimeBlock | WS15 | WS29 | WS36 | WS12 | WS24 | WS09 | WS15 | WS29 | WS36 | WS12 | WS24 | WS09
1 | 57734.8735 | 64614.5176 | 51575.9017 | 68777.2706 | 64436.0964 | 54848.0065 | 60129.3372 | 66984.1347 | 50070.145 | 72422.936 | 67934.0306 | 55554.5472
2 | 55549.7505 | 59380.4613 | 53817.4662 | 61674.8469 | 58583.4999 | 54298.839 | 57209.8532 | 64861.8256 | 51054.0976 | 69422.0403 | 64578.025 | 54439.5622
3 | 63407.3219 | 67543.5416 | 61749.3747 | 70392.9692 | 66625.6924 | 62797.399 | 57617.7907 | 65171.0109 | 51827.5312 | 69611.3432 | 64893.7999 | 55443.8977
4 | 66125.9591 | 72257.0307 | 67842.1663 | 75946.9904 | 69973.4144 | 67684.7538 | 55982.5131 | 61441.0991 | 53351.8332 | 63652.7629 | 60338.53 | 53954.0189
5 | 72837.616 | 77298.1077 | 70608.1595 | 80156.6034 | 75913.7081 | 71556.4956 | 54647.5456 | 60097.9837 | 52957.0912 | 62214.6671 | 59139.7681 | 53439.4483
6 | 64870.6953 | 73335.5007 | 61970.0992 | 75738.1505 | 70758.5489 | 61422.1027 | 55211.8926 | 58669.8427 | 53387.732 | 60349.7275 | 58103.4571 | 54135.597
7 | 59187.5927 | 71595.455 | 59738.583 | 74512.5779 | 69249.2725 | 57001.1347 | 55475.0101 | 58795.2162 | 53793.3112 | 61118.1784 | 57763.2212 | 54171.9807
8 | 77814.571 | 82725.0225 | 76707.7115 | 84508.865 | 81257.7939 | 72123.9763 | 56864.5538 | 59958.8024 | 55131.7302 | 63016.8144 | 59327.5534 | 55448.3299
9 | 86679.4425 | 92454.0264 | 86481.411 | 94549.1882 | 90370.3276 | 82919.8752 | 59315.2382 | 63094.9166 | 57251.0739 | 65100.5295 | 62733.1417 | 58102.6431
10 | 84967.3027 | 90287.169 | 86369.6993 | 93738.6139 | 88062.842 | 83016.7101 | 63035.5904 | 66350.2939 | 60615.8781 | 69271.8102 | 65833.7269 | 61462.3196
11 | 86348.607 | 91700.4772 | 87136.0433 | 93914.3382 | 89420.3695 | 83196.728 | 65586.8613 | 68980.3739 | 63102.4776 | 72353.2142 | 67927.3224 | 64678.445
12 | 71706.4395 | 78455.6613 | 70718.4771 | 80467.7159 | 75993.0771 | 66926.2831 | 65691.5977 | 71748.5822 | 66028.0691 | 74846.3227 | 70008.5787 | 66946.1884
13 | 65348.016 | 74028.3928 | 65771.2196 | 76351.9827 | 68877.7718 | 63887.1658 | 65458.6714 | 71662.6175 | 68054.1752 | 74768.2301 | 69055.3413 | 67570.8937
14 | 80232.2256 | 83710.4677 | 79916.6961 | 84134.101 | 77968.4267 | 78571.8299 | 65833.6563 | 73041.784 | 68544.3109 | 77205.7167 | 70716.1764 | 67109.6305
15 | 90039.1447 | 93856.887 | 89305.3209 | 94739.5645 | 86474.769 | 88958.4015 | 65143.5528 | 71661.7865 | 67361.444 | 76010.59 | 69999.298 | 66638.4888
16 | 88620.9209 | 92108.705 | 88587.0049 | 93042.4606 | 84980.4521 | 88381.0597 | 68067.9557 | 72661.9348 | 67408.7353 | 75803.425 | 70122.8418 | 69420.0023
17 | 89428.2665 | 93437.564 | 89031.1727 | 93004.1524 | 84819.6612 | 89374.9255 | 73210.3379 | 76517.22 | 71086.2932 | 80015.7394 | 76212.0096 | 72879.7011
18 | 74310.772 | 79830.3986 | 72986.8852 | 79577.8832 | 70276.3996 | 73210.3118 | 73929.7524 | 77711.8046 | 71243.6277 | 80852.5847 | 75510.3066 | 71933.2478
19 | 65998.9063 | 76318.6633 | 66055.5532 | 76529.8106 | 64234.9247 | 67744.9204 | 74983.7628 | 80448.0231 | 73384.6167 | 83002.8339 | 79334.0487 | 74315.6324
20 | 79569.9043 | 85373.8048 | 80051.4797 | 85730.8862 | 76774.7469 | 81568.7878 | 69226.611 | 74515.3832 | 66718.1005 | 76755.2558 | 72598.4674 | 67097.4011
21 | 89016.9043 | 95213.879 | 89816.4903 | 95819.6779 | 86806.1908 | 91427.9143 | 70176.1413 | 76957.4996 | 68179.9421 | 79027.1097 | 75426.9286 | 68267.934
22 | 87123.4159 | 93831.4787 | 88687.027 | 94701.9849 | 86768.8005 | 90310.6103 | 65559.7844 | 73018.9734 | 63814.0473 | 74635.1298 | 71015.7276 | 62923.525
23 | 88150.9563 | 95046.4309 | 89840.7906 | 95220.1864 | 87809.3997 | 90752.3223 | 62964.1859 | 69840.4317 | 60953.8682 | 72231.7731 | 67559.9908 | 60238.8523
24 | 73929.1896 | 81701.8671 | 74798.7017 | 81401.1431 | 73158.065 | 75411.8607 | 60782.6697 | 73525.0979 | 54932.5391 | 77058.5893 | 69031.5486 | 54258.0995
25 | 69064.8872 | 77159.358 | 69250.2741 | 76870.0168 | 68798.3172 | 69395.0161 | 58468.9164 | 71851.4693 | 59113.7598 | 75968.0954 | 69017.1664 | 56868.1488
26 | 81055.3066 | 86110.2353 | 81445.5562 | 84550.7519 | 80188.9269 | 81071.5361 | 57222.035 | 71810.7951 | 61049.4194 | 74202.0176 | 68884.5988 | 57868.3946
27 | 91318.1564 | 96423.4491 | 91353.3023 | 94705.1548 | 90024.9824 | 91700.4614 | 56434.1943 | 69569.0297 | 55873.3557 | 72415.1602 | 67600.9125 | 53728.3625
28 | 89143.5021 | 94486.1972 | 90653.3197 | 93440.5858 | 87747.5435 | 90762.7369 | 64625.2252 | 73150.5259 | 62917.797 | 75465.0385 | 71494.4121 | 59539.6329
29 | 90239.3169 | 95379.3922 | 91403.2066 | 93735.069 | 87158.3777 | 91187.9437 | 68646.0318 | 73882.3839 | 66560.8672 | 75526.9702 | 72072.2066 | 63998.1588
30 | 75413.8819 | 81671.5964 | 76010.3357 | 79691.2269 | 72385.7664 | 76010.6734 | 74792.4658 | 80087.6149 | 74038.0495 | 81426.3132 | 78271.4358 | 71010.6486
31 | 67460.4694 | 74985.5197 | 68091.1102 | 72928.9003 | 65588.8065 | 69891.2591 | 82176.8635 | 87005.9515 | 81576.271 | 88810.4091 | 86046.7952 | 76164.458
32 | 67644.6423 | 72883.402 | 67956.9546 | 70960.3885 | 66213.2008 | 69833.372 | 85642.9229 | 89924.1399 | 84655.6584 | 92271.7674 | 88640.7381 | 77322.6397
33 | 79056.1006 | 83470.3554 | 80383.4962 | 81722.6358 | 78209.7751 | 82047.6047 | 85506.8078 | 90615.9326 | 84862.6299 | 92473.1789 | 89308.2912 | 80752.8992
34 | 78070.7957 | 83097.6607 | 79967.9459 | 81614.6634 | 79377.2063 | 82517.3639 | 86872.0587 | 92790.8641 | 86208.1187 | 95218.1126 | 90665.2337 | 82850.8809
35 | 77592.1436 | 83597.7893 | 80315.2864 | 82224.9307 | 79485.0647 | 82253.4425 | 86897.7728 | 93685.6379 | 86974.3206 | 95066.8092 | 90879.0104 | 83707.3255
36 | 67218.4611 | 75321.5949 | 70843.381 | 73269.5588 | 68837.1543 | 70877.4226 | 87441.1307 | 92723.6711 | 87880.5746 | 95438.6522 | 90628.7749 | 84368.3951
37 | 59472.5305 | 67962.0343 | 63116.6654 | 62908.863 | 61312.9657 | 63545.4045 | 84675.4964 | 90215.3014 | 85222.1733 | 92398.9325 | 87510.294 | 82326.826
38 | 61313.5398 | 66945.0315 | 64290.5789 | 62009.3498 | 62765.4382 | 64689.8101 | 84005.5706 | 89274.3365 | 85897.1216 | 93420.6237 | 87249.1257 | 81881.8199
39 | 75696.5766 | 78212.3686 | 78706.6693 | 75142.5651 | 76613.078 | 79030.7488 | 85408.4168 | 89816.6829 | 86903.1732 | 94212.557 | 88524.4696 | 83464.7481
40 | 76948.2878 | 78292.3429 | 78602.2367 | 74952.3423 | 79091.1316 | 79518.7606 | 85779.727 | 91842.3554 | 87456.3289 | 94922.3425 | 88967.4785 | 84393.4464
41 | 77942.5572 | 80667.8808 | 80639.1146 | 77275.267 | 79896.6598 | 79236.881 | 88816.9169 | 94235.9751 | 89792.6771 | 96932.0992 | 91813.5122 | 85294.0776
42 | 68829.4365 | 74251.2639 | 70561.2193 | 68677.1079 | 70473.8718 | 70119.8735 | 88211.2529 | 94192.5011 | 89532.8994 | 96208.1304 | 91614.9241 | 85197.2665
43 | 67664.2878 | 68852.5534 | 66490.1466 | 62868.7215 | 66015.8347 | 64063.8642 | 85861.2348 | 90942.9431 | 86524.0377 | 93280.3762 | 89131.277 | 82788.1701
44 | 83608.6527 | 81087.5958 | 81799.3275 | 75751.5013 | 81496.7384 | 78373.3128 | 82505.0234 | 87430.4897 | 82694.5589 | 89236.7471 | 85121.7646 | 79507.3977
45 | 94678.9825 | 91834.607 | 92096.6404 | 87310.8717 | 90962.6788 | 90498.3679 | 76220.2285 | 81908.4639 | 77036.1388 | 83412.2534 | 79630.0842 | 72897.6095
46 | 93281.7197 | 88980.2243 | 91377.0679 | 86754.3591 | 89701.22 | 90087.7747 | 72497.6789 | 77546.0337 | 72545.5829 | 79034.7642 | 75534.0755 | 69341.965
47 | 93809.2311 | 89009.1427 | 89596.6123 | 87049.5835 | 88575.9211 | 89610.7971 | 69645.7271 | 77609.1017 | 68218.078 | 79640.396 | 75815.2903 | 64524.0897
48 | 81986.4518 | 75942.3812 | 74173.3931 | 74477.3677 | 75364.5551 | 77212.5257 | 68462.1235 | 76759.0459 | 65074.1088 | 79783.4502 | 72992.8583 | 60941.4681
49 | 74659.4213 | 68909.9193 | 62421.6086 | 69834.0139 | 68037.9596 | 71520.2678 | 64062.9007 | 74611.0295 | 64125.2661 | 77895.1135 | 69958.7469 | 61931.2309
50 | 83884.6663 | 78000.1445 | 71421.824 | 79787.5986 | 80164.9852 | 83329.8062 | 62970.5685 | 73723.5592 | 64951.3304 | 75378.528 | 67775.3589 | 63744.5996
51 | 93725.7925 | 88586.996 | 80441.237 | 90641.7833 | 90678.9217 | 94247.6356 | 67069.4925 | 71584.2466 | 67011.6442 | 74331.9094 | 67182.62 | 65216.3365
52 | 92079.2098 | 87154.7128 | 83414.9278 | 89361.151 | 90352.8044 | 93001.5147 | 67289.1021 | 76194.7358 | 66996.6376 | 77802.3799 | 70594.3613 | 64656.4961
53 | 91585.0187 | 87724.3791 | 83188.1589 | 88853.0548 | 90048.6352 | 93447.6359 | 70801.8167 | 74500.826 | 70875.8795 | 75243.6193 | 69514.7584 | 67930.933
54 | 76731.3158 | 74508.3586 | 67759.7806 | 75162.9041 | 76697.8507 | 79985.9154 | 77193.6733 | 80906.8201 | 77257.0889 | 81419.2955 | 75482.3025 | 75995.7009
55 | 67684.0036 | 68228.856 | 60250.1073 | 67904.7136 | 70496.8643 | 72643.5945 | 85130.9354 | 88279.6912 | 84466.0517 | 88541.0739 | 82292.5242 | 83759.0897
56 | 79018.7673 | 78232.2497 | 71736.173 | 80559.7376 | 83105.0568 | 83547.3934 | 87802.4768 | 91154.5333 | 87067.7643 | 91332.4153 | 84584.1217 | 86601.5961
57 | 90879.2997 | 89590.6252 | 80663.7815 | 91358.7089 | 94627.8369 | 94900.8523 | 88277.3909 | 91567.0751 | 87386.5665 | 92948.7842 | 85104.9737 | 86896.2036
58 | 91053.9428 | 89880.0779 | 79855.476 | 90769.7407 | 93012.9471 | 93150.5061 | 90666.8756 | 94412.0557 | 89493.8199 | 94917.211 | 87361.6731 | 88721.9288
59 | 91346.647 | 89164.4064 | 82787.1206 | 88830.4856 | 93134.5099 | 93657.3231 | 91051.1483 | 94872.1457 | 90141.2316 | 95782.5616 | 87064.8034 | 90118.6565
60 | 77150.052 | 76190.6921 | 68642.5544 | 73833.4266 | 78517.21 | 79967.1185 | 90161.1638 | 94576.2715 | 90199.6654 | 95309.7011 | 86367.6259 | 90096.8171
61 | 70773.4706 | 70407.1804 | 60515.5382 | 66056.3643 | 70640.3149 | 68302.0185 | 88125.5305 | 91750.357 | 88020.4157 | 92309.5745 | 84498.898 | 87692.2497
62 | 82169.8404 | 81485.4219 | 72407.5771 | 78104.3994 | 82607.5676 | 77137.8368 | 88268.3275 | 92014.6488 | 88226.674 | 92672.7583 | 83887.7635 | 88140.1507
63 | 93168.8359 | 92392.2069 | 80027.973 | 89494.8423 | 93321.8894 | 87098.3381 | 88296.3605 | 91958.6591 | 88834.2488 | 92994.6308 | 85186.2325 | 88685.638
64 | 92180.0256 | 91593.0633 | 79534.3899 | 88577.7251 | 91790.5617 | 86348.064 | 89793.4651 | 92711.1552 | 89266.681 | 94192.8789 | 86348.9146 | 89006.2005
65 | 92064.003 | 91506.5053 | 81747.7611 | 88684.8413 | 92351.6285 | 85044.1862 | 92265.9091 | 95417.9832 | 91861.6821 | 96169.8326 | 87249.9541 | 92093.6308
66 | 77928.5804 | 78111.6557 | 67666.9976 | 75157.066 | 78533.3513 | 71075.7795 | 91481.6641 | 95518.9763 | 91136.7198 | 95000.1 | 87230.3955 | 91582.8255
67 | 71995.7071 | 72219.1336 | 60993.8938 | 68382.8166 | 72221.989 | 62324.5105 | 89212.6078 | 93391.6668 | 88397.6717 | 92467.267 | 84610.1468 | 88671.4739
68 | 82106.0356 | 82485.3321 | 75411.6944 | 80257.3407 | 82338.5449 | 72017.996 | 84752.885 | 89421.6296 | 84728.6171 | 88379.4101 | 80188.1484 | 85151.7718
69 | 93260.32 | 93732.5832 | 86967.1218 | 91340.9359 | 93435.4574 | 81565.3752 | 79229.7403 | 83234.3538 | 78809.8128 | 82426.6565 | 74526.7786 | 78531.815
70 | 91977.6588 | 92507.0971 | 87352.3626 | 90558.6815 | 92112.5203 | 84314.9985 | 74734.7087 | 78569.8548 | 74268.5248 | 78115.7157 | 70419.2009 | 74699.8274
71 | 91182.0535 | 92981.9554 | 87113.2222 | 89652.4312 | 91916.1919 | 84191.1304 | 73286.7377 | 79570.3133 | 71325.5663 | 79552.1634 | 69651.9248 | 71634.6865
72 | 78003.2465 | 79765.3893 | 71677.7432 | 75950.281 | 78116.6941 | 68963.1307 | 69991.9012 | 77947.0725 | 67543.6368 | 78216.9971 | 66507.6939 | 67974.9184
73 | 70232.5799 | 73527.3297 | 62527.7141 | 67316.2647 | 71086.978 | 61734.074 | 66596.2298 | 78061.9652 | 65888.4187 | 76860.1798 | 63616.077 | 67145.6774
74 | 69493.5107 | 72545.2631 | 65272.6987 | 68280.8066 | 70870.4881 | 62726.7986 | 63472.7786 | 75254.0622 | 64342.2964 | 75609.5132 | 62894.4209 | 66543.477
75 | 81102.711 | 83703.4058 | 78485.8589 | 81448.483 | 82888.4702 | 75846.5473 | 66838.0248 | 74499.6079 | 66831.8694 | 75230.9511 | 64895.5687 | 68431.3134
76 | 80640.8971 | 82572.2772 | 78074.4107 | 82311.855 | 82593.1149 | 75794.336 | 67088.5921 | 77459.0179 | 67159.6285 | 78418.5984 | 65533.6321 | 68859.2137
77 | 80886.2511 | 83585.7474 | 77916.2726 | 79448.6524 | 83024.1743 | 74890.8554 | 70371.828 | 75774.0007 | 70758.5825 | 76347.8496 | 66140.9125 | 72328.5053
78 | 70552.2729 | 74889.7374 | 68863.033 | 69057.7646 | 74140.7048 | 64828.4973 | 76896.4264 | 82670.4956 | 77694.9238 | 83001.2911 | 74469.2107 | 79155.7374
79 | 61597.9943 | 63534.3514 | 58517.4661 | 62162.6444 | 66825.0619 | 56217.0069 | 84196.1338 | 90200.5952 | 84756.5348 | 90314.9721 | 81693.2459 | 85807.2838
80 | 62205.9809 | 63369.7975 | 60732.1168 | 64253.8512 | 66991.9053 | 57614.079 | 86815.2292 | 92850.1276 | 86995.8778 | 93259.4321 | 84795.6186 | 88983.6248
81 | 75703.8525 | 76676.7651 | 73668.1508 | 78944.5786 | 80463.0826 | 70464.298 | 88118.3799 | 93573.274 | 88016.8843 | 93863.102 | 85650.7911 | 89829.5213
82 | 77478.116 | 76308.7783 | 74601.1246 | 79716.0847 | 79884.1632 | 70376.2339 | 89704.6143 | 95694.264 | 89734.8343 | 96277.7635 | 86607.9552 | 91475.1634
83 | 78557.0419 | 78005.8583 | 77909.8061 | 80106.0902 | 82918.3934 | 71656.6536 | 89138.4361 | 95478.2646 | 90747.396 | 96934.3018 | 87319.2285 | 92061.9436
84 | 69576.5249 | 68391.6845 | 67931.3348 | 70502.2867 | 74947.4541 | 63912.2562 | 89106.1867 | 96109.7133 | 90766.8467 | 96203.5443 | 87646.7883 | 92345.029
85 | 65794.4554 | 62949.4104 | 61830.5868 | 66278.4841 | 71045.8818 | 59799.3636 | 86334.4972 | 93224.9813 | 88491.9729 | 94325.1163 | 85932.9329 | 89633.3217
86 | 81408.9864 | 77897.0494 | 79304.386 | 81469.0283 | 84521.3195 | 76992.6755 | 87186.7223 | 93435.0285 | 88457.066 | 94041.718 | 86475.4081 | 89852.9495
87 | 93259.4995 | 89349.5395 | 89698.7746 | 92609.3006 | 95840.2008 | 87281.9064 | 87471.7061 | 93744.7065 | 88258.1971 | 94835.0513 | 86794.9287 | 90291.5114
88 | 92789.6493 | 88670.6126 | 89283.6545 | 91669.2518 | 94529.0884 | 86522.0538 | 87500.738 | 94921.1983 | 89540.8721 | 95606.0542 | 87871.9324 | 91464.6585
89 | 91583.82 | 88113.4395 | 88542.4464 | 91462.0249 | 95393.4929 | 85643.0807 | 90250.418 | 97290.5734 | 92476.8486 | 98530.0163 | 90294.4616 | 93733.6
90 | 77667.8568 | 74205.3881 | 73693.8928 | 77676.0582 | 83772.181 | 69973.2149 | 89826.5144 | 97539.2067 | 92061.4507 | 97409.5068 | 89770.9089 | 93717.1619
91 | 71764.7103 | 67177.629 | 67374.9215 | 69714.866 | 79537.6785 | 60998.4251 | 88599.2773 | 94930.1666 | 89421.4432 | 94646.7336 | 87903.8505 | 90015.4471
92 | 84465.175 | 78801.3603 | 81621.1337 | 81456.2843 | 89155.6234 | 73728.3555 | 83927.6156 | 90425.7769 | 85403.4201 | 90294.4889 | 83268.378 | 85543.0801
93 | 96129.0556 | 90318.7568 | 92660.3391 | 92488.1956 | 99347.2198 | 85337.7663 | 78132.7547 | 85137.9444 | 79686.2378 | 84747.0118 | 77529.9889 | 80518.8934
94 | 96080.8718 | 89830.8812 | 92397.1592 | 91862.589 | 97689.0281 | 86642.2226 | 74640.4931 | 80704.4336 | 75319.0125 | 79874.3063 | 73440.8799 | 76006.4025
95 | 97154.0565 | 89235.6665 | 91943.5314 | 91401.5701 | 97652.6109 | 85796.9551 | 72190.8578 | 81679.3153 | 73391.0489 | 80876.9635 | 72030.4156 | 73886.0408
96 | 84644.1659 | 75061.3372 | 78339.0805 | 77235.0233 | 84789.4133 | 70143.6682 | 70752.6528 | 79285.775 | 70798.5077 | 80106.2909 | 69630.9756 | 71236.1062
97 | 82545.6638 | 67003.4748 | 70868.6797 | 69694.268 | 78429.0025 | 62945.6962 | 70958.5605 | 78772.2801 | 70291.1272 | 77670.2805 | 70139.8777 | 70412.6002
98 | 92164.8121 | 78810.8736 | 83597.7563 | 81538.828 | 87948.1775 | 77577.3663 | 69222.6232 | 75638.3763 | 69543.4069 | 75505.7828 | 68716.7346 | 69647.3752
99 | 104211.666 | 90388.567 | 94682.8397 | 93438.1804 | 98479.6952 | 88337.6004 | 68207.3876 | 75793.9462 | 68731.6559 | 75536.4967 | 68114.0416 | 68902.1039
100 | 101821.8599 | 89704.4904 | 94109.2266 | 92945.9646 | 97519.7712 | 88784.8359 | 67870.9775 | 78432.8293 | 68434.9062 | 78767.5073 | 68222.615 | 68617.9851
101 | 102561.0181 | 89218.8084 | 94440.2951 | 91582.8837 | 96831.611 | 87539.9026 | 71239.0778 | 76498.0331 | 71926.8056 | 75598.3208 | 70802.6926 | 71778.8545
102 | 89198.9235 | 74891.1405 | 80335.6505 | 76914.706 | 82929.5867 | 71793.0907 | 78164.5762 | 83490.9649 | 78826.3982 | 81579.544 | 77813.4482 | 78289.9761
103 | 83380.6977 | 65235.872 | 72317.3534 | 68049.9107 | 74572.7431 | 62038.407 | 85712.0097 | 90789.8514 | 85792.6859 | 88942.0464 | 84439.9976 | 85714.2601
104 | 92113.6471 | 74900.9376 | 84353.7565 | 80220.3665 | 84183.2904 | 76193.8999 | 89105.5628 | 93662.0918 | 89236.3349 | 92083.0965 | 87699.5692 | 88503.0537
105 | 102389.6295 | 82570.2926 | 95490.7772 | 91428.7231 | 94860.7587 | 86447.0556 | 89549.9484 | 95012.0068 | 89963.5918 | 92943.029 | 88208.4138 | 89835.3054
106 | 100266.4552 | 85713.807 | 94007.4502 | 90522.2238 | 93795.7388 | 86597.5334 | 92956.0523 | 97122.5501 | 91407.7889 | 94936.4216 | 90105.0306 | 90906.1792
107 | 100844.8516 | 86072.8202 | 94224.9782 | 89281.6736 | 93781.0687 | 84503.7214 | 91821.729 | 97373.6209 | 91916.2266 | 95231.4607 | 90800.6307 | 92757.636
108 | 88597.3814 | 71626.6644 | 80922.0072 | 75507.076 | 79850.3459 | 69657.2475 | 90944.8961 | 96185.6186 | 92125.6021 | 95709.708 | 90985.8546 | 93302.7249
109 | 82054.0423 | 64587.1186 | 74617.4354 | 67028.811 | 71267.7717 | 63044.8675 | 88004.6105 | 93937.3012 | 89739.2868 | 92891.2282 | 87713.3096 | 90302.1361
110 | 88772.7969 | 77744.4325 | 86791.621 | 78595.6842 | 80741.9845 | 77843.764 | 88676.2462 | 93362.9745 | 89871.5841 | 92859.2462 | 86902.5863 | 89857.8972
111 | 99598.0932 | 88323.9489 | 97545.8994 | 88594.9551 | 91327.1313 | 88994.9395 | 89681.207 | 94969.7816 | 91030.6855 | 93955.7846 | 87792.3183 | 91293.1023
112 | 98189.4643 | 88569.392 | 96465.1399 | 87890.6652 | 90374.7311 | 88989.515 | 90211.9448 | 95674.7317 | 91971.7225 | 94056.0841 | 88581.9599 | 91597.8121
113 | 97492.2464 | 88046.3286 | 96542.2275 | 86499.5251 | 89775.8712 | 88776.4079 | 93740.9629 | 98433.4561 | 94273.5557 | 96727.0563 | 90318.6598 | 93819.4391
114 | 84978.2029 | 73544.9615 | 83903.0022 | 72997.0979 | 77381.8302 | 73746.0423 | 92299.0971 | 97614.6072 | 94052.0573 | 96731.8574 | 88886.1308 | 93669.6286
115 | 77842.7138 | 64675.3153 | 72705.1248 | 64820.3206 | 68186.6367 | 64953.7901 | 89383.7521 | 94922.7088 | 90603.0553 | 92737.2839 | 86872.5391 | 90698.7142
116 | 75859.2753 | 66742.1748 | 70641.5857 | 66299.9475 | 67029.9983 | 68167.7664 | 85533.4555 | 90546.7967 | 86684.158 | 88744.0784 | 82556.181 | 86563.9927
117 | 87622.6954 | 79559.5241 | 81456.4381 | 78811.5201 | 78354.9375 | 80309.9913 | 79729.2257 | 84604.6659 | 80951.9387 | 83299.0988 | 76518.2972 | 80648.2297
118 | 87720.9131 | 80357.3862 | 80863.4873 | 79115.3266 | 79021.7811 | 78323.2242 | 75578.3683 | 80498.252 | 76759.7931 | 78756.2684 | 72574.5022 | 76206.2849
119 | 87872.3447 | 79673.989 | 79304.7707 | 78596.4015 | 78696.3361 | 77391.195 | 74415.7636 | 81872.02 | 74392.7273 | 79197.1366 | 71450.3655 | 74535.5348
120 | 80159.226 | 68716.8107 | 69233.9219 | 67740.2067 | 69277.3263 | 68120.8426 | 71932.1702 | 79711.4477 | 71936.8837 | 77512.4037 | 68999.9009 | 72652.6442
121 | 71596.8822 | 60062.1679 | 58293.7136 | 60589.3128 | 60019.3083 | 57582.0713 | 71096.8173 | 77569.799 | 71728.7817 | 75105.8994 | 68979.3214 | 73131.7729
122 | 71446.2497 | 61830.0541 | 60223.538 | 63018.6859 | 60215.4964 | 59791.7351 | 68472.6444 | 74854.9512 | 68997.64 | 73360.3121 | 67168.1086 | 70722.9042
123 | 83004.7358 | 74255.241 | 72911.6316 | 76008.8263 | 73286.4152 | 72323.6893 | 66251.2793 | 74512.0507 | 67161.6813 | 73165.268 | 64356.0156 | 68614.6615
124 | 82476.4158 | 75057.9756 | 73134.8032 | 76873.7601 | 74470.169 | 72279.2115 | 64021.1365 | 73005.2779 | 64476.338 | 70084.1217 | 61851.7804 | 67095.6978
125 | 84663.6574 | 78437.0639 | 75474.7734 | 80270.4759 | 76519.6923 | 72976.8243 | 64958.7551 | 72305.8607 | 63964.4813 | 69942.6635 | 62950.618 | 67168.4993
126 | 75644.126 | 68458.3826 | 66532.471 | 70163.943 | 67227.623 | 65609.1733 | 64816.1557 | 69427.2984 | 65129.3352 | 67276.8727 | 62899.126 | 66968.2654
127 | 67289.5296 | 64304.7524 | 61626.784 | 64712.9584 | 61545.2515 | 61959.3823 | 69198.6807 | 73180.1285 | 69617.8931 | 71755.7021 | 68016.9018 | 71010.0428
128 | 79019.6557 | 81073.0921 | 77533.5031 | 80981.7967 | 76517.5557 | 80290.866 | 71604.9776 | 76620.3204 | 73116.1087 | 74866.3157 | 70986.1575 | 74186.6806
129 | 90488.6137 | 92203.6406 | 88496.7984 | 90568.2351 | 87478.9552 | 89658.2937 | 76799.4082 | 80847.869 | 77095.7397 | 78795.9228 | 75163.2354 | 78088.0798
130 | 89412.2456 | 89914.3243 | 87438.7051 | 89317.5521 | 86546.1939 | 89347.8361 | 79647.1219 | 84029.6018 | 80859.2593 | 81739.9708 | 78829.17 | 82132.3661
131 | 89427.8528 | 90068.89 | 86665.7008 | 87892.9465 | 85999.3903 | 89402.5757 | 79999.9587 | 84025.2424 | 81415.8402 | 82624.2622 | 79076.4833 | 83556.4691
132 | 75899.63 | 76972.5794 | 73260.2676 | 73572.9296 | 72905.242 | 74548.0201 | 79777.9137 | 84978.7085 | 82163.1458 | 83730.3872 | 79770.2118 | 84413.5038
133 | 70356.1197 | 69349.9388 | 66192.2878 | 63741.2599 | 65825.5413 | 67007.3701 | 79726.4794 | 83309.8974 | 80282.5107 | 81766.2981 | 80447.1428 | 83828.2738
134 | 80328.7675 | 81651.3737 | 78191.071 | 75161.2143 | 78035.9272 | 80553.2005 | 77785.3143 | 83213.7318 | 80670.2328 | 81783.2727 | 79353.5953 | 83189.4375
135 | 91601.4122 | 90415.5897 | 88282.2834 | 85352.4122 | 87921.7218 | 90035.6094 | 76645.7619 | 82500.749 | 78671.7372 | 80712.4672 | 78681.2371 | 80921.7865
136 | 89845.4475 | 87081.4426 | 88352.8282 | 85349.0157 | 86487.6886 | 88296.2141 | 78125.6272 | 83366.2645 | 80247.3028 | 82196.6156 | 79026.8499 | 82129.958
137 | 89200.6065 | 88628.4131 | 88309.3635 | 85870.3473 | 85637.7983 | 87467.1987 | 80021.2756 | 85587.7565 | 82193.9157 | 85041.4963 | 82181.4166 | 84384.9771
138 | 76180.4064 | 75486.9126 | 74850.4435 | 71621.7724 | 71171.1867 | 72350.3759 | 79239.81 | 85271.9038 | 81565.9088 | 83424.0128 | 81273.8298 | 83981.6717
139 | 68500.5012 | 66753.6347 | 68711.736 | 65247.5031 | 63338.393 | 63119.1748 | 77554.7341 | 82882.0402 | 80165.7043 | 81752.0668 | 79309.6503 | 81713.4212
140 | 78121.7448 | 78284.5286 | 81446.7645 | 78856.0389 | 76326.2596 | 77098.2999 | 73552.7548 | 80649.4567 | 77335.617 | 78682.1469 | 75175.3622 | 78933.7001
141 | 88762.1075 | 89220.1013 | 92029.7112 | 87407.7091 | 86950.168 | 87405.6537 | 71014.2764 | 78687.3434 | 74968.8484 | 77404.1746 | 73213.1071 | 74974.0112
142 | 88139.1885 | 88511.0905 | 92446.6146 | 87049.598 | 87583.6816 | 87220.7101 | 68441.4889 | 75707.8916 | 72537.323 | 73549.0798 | 69753.2562 | 71933.2317
143 | 87290.2985 | 88095.407 | 91955.4934 | 87197.6617 | 87158.1928 | 87893.0236 | 65815.8111 | 75374.0673 | 69028.4218 | 73157.8791 | 67177.0326 | 69540.7204
144 | 73612.7355 | 73499.8832 | 78322.2951 | 71726.1964 | 71239.7639 | 72634.8565 | 63602.2679 | 71517.0775 | 66838.9308 | 68967.1018 | 65205.2211 | 67061.7271
145 | 65879.2782 | 65599.9058 | 70260.8971 | 64165.7698 | 64160.4556 | 63989.876 | 60910.0437 | 68899.007 | 64458.8539 | 64789.7297 | 62512.5144 | 64293.7541
146 | 77551.2818 | 78077.0641 | 82367.6826 | 77484.9474 | 77535.4406 | 77513.7198 | 59278.8694 | 67976.0162 | 63181.0069 | 62163.0249 | 61343.4632 | 63908.5723
147 | 88907.2919 | 88784.7879 | 93186.9384 | 87576.244 | 88159.7345 | 87943.4739 | 58354.2214 | 67237.8075 | 62304.3055 | 62705.6231 | 60541.942 | 62770.6255
148 | 88136.5646 | 88842.5875 | 91897.0436 | 86789.6742 | 88000.8438 | 86478.2294 | 59346.9874 | 67735.3064 | 62522.4953 | 61977.0744 | 60853.9433 | 63208.666
149 | 88358.2615 | 88426.4357 | 91602.8789 | 87548.2107 | 87247.3762 | 86159.8007 | 59320.669 | 66342.8272 | 62409.4974 | 61840.5441 | 60882.7062 | 63054.905
150 | 74705.8645 | 74286.0026 | 77498.9917 | 73231.9854 | 72283.6708 | 71721.9776 | 59496.9938 | 65085.8324 | 62144.5261 | 59771.0843 | 60873.4683 | 63012.5266
151 | 67542.1399 | 67513.8718 | 67461.1997 | 64986.4249 | 65530.46 | 64998.2151 | 61107.8756 | 66951.0846 | 64470.7017 | 60922.906 | 62747.0439 | 64911.3639
152 | 78934.7327 | 80170.0755 | 78767.7232 | 77751.2402 | 78375.2987 | 80162.0519 | 65328.6209 | 69400.3817 | 68137.5903 | 65502.8648 | 66558.5346 | 67780.4449
153 | 88895.4204 | 90509.451 | 89554.1036 | 87034.3149 | 89291.6114 | 89055.9209 | 70755.3165 | 72637.8376 | 73673.3103 | 70004.7132 | 71114.292 | 74414.4533
154 | 89335.6909 | 89491.0224 | 89182.7544 | 86632.0196 | 88994.2655 | 86899.1427 | 75679.9431 | 79353.9134 | 78200.2596 | 75866.3863 | 76096.8377 | 79094.9063
155 | 88293.0821 | 90367.7044 | 89269.1802 | 85937.1306 | 87585.2578 | 88198.8381 | 78551.0685 | 80504.7206 | 81338.2179 | 76928.476 | 79955.8334 | 80733.588
156 | 75935.5273 | 75452.441 | 75485.2544 | 70854.8711 | 72249.8149 | 74496.9673 | 77799.9782 | 80353.0029 | 81614.8892 | 77770.6849 | 79285.349 | 81880.0476
157 | 70677.2799 | 64012.6519 | 66106.5322 | 60556.8623 | 62575.094 | 66461.6819 | 77287.3015 | 79093.2115 | 79749.4833 | 75425.8027 | 79527.1116 | 80251.8083
158 | 72127.3291 | 64166.3691 | 66801.8299 | 61795.6185 | 63656.1738 | 68590.3708 | 76327.5371 | 78709.0765 | 78468.2118 | 74781.527 | 78135.0368 | 79076.7265
159 | 84792.1237 | 75440.8865 | 78613.0227 | 75701.7477 | 76936.0639 | 78841.7974 | 75726.0041 | 78005.0407 | 77648.4828 | 74992.3453 | 78663.7952 | 78816.0632
160 | 84630.5752 | 72997.5228 | 78120.5792 | 76290.6757 | 76901.5517 | 74338.8785 | 78452.3085 | 77362.0427 | 78542.769 | 74609.6943 | 80038.5828 | 79930.4444
161 | 86569.2931 | 74172.0311 | 78603.6043 | 77419.2696 | 76612.6997 | 79110.2269 | 78877.7484 | 80428.5266 | 81211.7381 | 77278.2552 | 80384.792 | 80109.0776
162 | 78913.5978 | 64302.8668 | 67765.2492 | 67115.8111 | 66848.2375 | 69349.028 | 80080.6577 | 82629.1664 | 83427.1576 | 79353.9928 | 82255.9025 | 81124.097
163 | 72260.6901 | 55877.4391 | 56841.7393 | 57263.3422 | 58990.1611 | 62651.4472 | 78019.9697 | 80696.5817 | 80185.2495 | 77593.8063 | 79801.3671 | 78967.479
164 | 72800.9656 | 57074.8011 | 58246.2387 | 60300.1701 | 61583.3417 | 64509.3699 | 74791.8531 | 78917.2484 | 77732.3133 | 74875.0135 | 77144.5776 | 76746.8706
165 | 85066.2333 | 69288.1827 | 70829.5545 | 72495.2762 | 74099.2834 | 75980.549 | 72563.4312 | 77533.3524 | 74457.3197 | 72257.6809 | 74651.2167 | 74706.1794
166 | 84198.5366 | 69487.1659 | 70652.0512 | 72856.9923 | 74906.9689 | 70350.6761 | 70013.6775 | 74519.5427 | 71748.2198 | 69903.6791 | 71553.3756 | 71230.7402
167 | 86927.169 | 70909.1133 | 71105.2082 | 74190.4273 | 78071.5466 | 76766.3513 | 67242.3624 | 74520.2639 | 68823.4852 | 67887.6486 | 68541.4605 | 68307.5844
168 | 81273.4788 | 63426.3615 | 62911.1944 | 64476.6908 | 67869.9193 | 69543.6179 | 65498.2748 | 70431.8964 | 67215.8527 | 64659.4231 | 67149.4342 | 66234.9899
169 | 77391.9394 | 58830.641 | 57344.6482 | 60345.459 | 61950.3231 | 65647.1775 | 67970.3448 | 68860.8056 | 67005.631 | 63054.5741 | 66521.0391 | 65038.2999
170 | 88993.6561 | 76223.6182 | 72224.5019 | 77384.9649 | 79273.3866 | 82415.5471 | 67034.4523 | 68253.748 | 65815.0129 | 63136.1757 | 65276.3617 | 63562.8631
171 | 98167.5468 | 83803.0516 | 81770.3759 | 87987.6606 | 89680.7052 | 89558.0109 | 66979.6576 | 68500.3157 | 65960.6245 | 63842.6913 | 65283.9062 | 63286.3527
172 | 95788.7753 | 77531.248 | 84590.7555 | 87710.8027 | 88838.9238 | 85203.9457 | 68672.6965 | 69795.3444 | 67179.3181 | 61441.4448 | 66982.0318 | 64367.9412
173 | 96791.3571 | 83602.2869 | 83443.2924 | 87676.1641 | 87747.8487 | 88243.4458 | 73392.9444 | 71463.6875 | 72118.3285 | 65240.3115 | 71687.3249 | 67475.8451
174 | 85622.021 | 70280.8558 | 68702.7539 | 72685.6169 | 72942.7128 | 76209.0026 | 81110.0405 | 78499.7038 | 79029.5186 | 72790.7588 | 78702.6034 | 75716.0489
175 | 82015.4419 | 62752.9187 | 60591.5178 | 64864.8409 | 65637.0769 | 69157.0957 | 88566.6698 | 85357.5578 | 86121.9075 | 80565.9217 | 86162.4981 | 83464.3804
176 | 90845.5803 | 77066.3712 | 72565.85 | 77888.0871 | 78944.2888 | 81941.315 | 91364.956 | 89029.4341 | 89927.5554 | 84409.0132 | 89434.5273 | 86836.9769
177 | 101013.0397 | 84435.6812 | 81011.8208 | 88161.4852 | 88501.2126 | 88807.9134 | 92804.0721 | 91038.901 | 90495.5211 | 86581.7973 | 89905.3292 | 88991.5661
178 | 98605.8175 | 76784.7936 | 85196.6198 | 87450.1612 | 86743.8152 | 84598.1822 | 94970.7085 | 92010.4416 | 92559.262 | 86717.0296 | 90869.5148 | 90159.7354
179 | 99389.2597 | 82932.0823 | 84997.1803 | 85952.5487 | 86312.8687 | 88431.48 | 96233.5144 | 92907.1504 | 92701.6424 | 87253.6987 | 91896.792 | 90827.216
180 | 87264.4243 | 70157.4266 | 70254.8422 | 71263.3648 | 71043.521 | 76390.7853 | 94707.6349 | 91381.9349 | 92630.136 | 88690.9611 | 91179.079 | 92014.9543
181 | 84000.9002 | 63285.2418 | 63402.4225 | 64700.8273 | 61362.6638 | 69451.5095 | 93701.6141 | 89613.7857 | 91638.1824 | 87795.419 | 90123.7658 | 90273.0805
182 | 92059.2877 | 77228.9861 | 77714.3091 | 79189.3203 | 73038.0054 | 81458.4307 | 92653.9191 | 89039.0402 | 91324.426 | 85903.1338 | 89694.0011 | 90837.0168
183 | 102103.954 | 85541.7283 | 87513.6718 | 91561.2642 | 83533.2226 | 89398.0059 | 93077.8488 | 88551.7198 | 91200.8304 | 86340.3792 | 89182.9982 | 89441.7999
184 | 100128.1709 | 85098.2848 | 86588.7468 | 91711.4701 | 85706.9753 | 87762.7725 | 93693.4967 | 88716.3516 | 91344.8326 | 86978.5043 | 89804.115 | 89799.2017
185 | 100642.4565 | 85457.382 | 86065.9108 | 91651.4763 | 85267.767 | 88163.965 | 96055.3446 | 91354.0446 | 92332.2747 | 90052.9109 | 91897.4588 | 92115.7528
186 | 91384.7392 | 71414.429 | 71106.799 | 77852.2292 | 70782.6673 | 75310.1539 | 95833.2777 | 91055.1195 | 93116.5528 | 88969.3999 | 90535.2944 | 91449.0739
187 | 82714.0372 | 64595.8521 | 63705.0075 | 70198.9302 | 62561.6231 | 69081.5714 | 93339.753 | 89454.1456 | 88884.8731 | 86650.5512 | 87890.4574 | 89398.5099
188 | 91357.2605 | 78916.5006 | 77791.9585 | 83150.6791 | 76319.5249 | 81894.8296 | 90008.5492 | 84173.261 | 84052.7488 | 82525.4721 | 83980.4739 | 85479.852
189 | 100792.6365 | 89308.5982 | 88398.5848 | 94733.6979 | 87159.6587 | 91265.6945 | 87027.8481 | 81132.9509 | 80144.8349 | 79384.9517 | 81098.1237 | 82607.6933
190 | 98038.5305 | 89215.2645 | 88677.214 | 94140.0754 | 86366.3773 | 88503.6502 | 82561.6646 | 76688.9238 | 75426.1079 | 75287.3907 | 76443.1482 | 78108.489
191 | 99260.9286 | 89229.3496 | 88792.2116 | 92839.2575 | 85794.1106 | 91156.9829 | 80692.3068 | 74788.2724 | 72565.6931 | 73653.2513 | 74038.9067 | 75992.9327
192 | 87584.1445 | 74585.27 | 73355.4368 | 76443.3698 | 70762.8644 | 78619.7755 | 77663.9876 | 71159.3778 | 68556.9364 | 69583.8771 | 69878.0419 | 72140.9877
193 | 78832.516 | 67002.3501 | 65567.6126 | 66396.4815 | 61357.9038 | 73051.048 | 75851.6468 | 69912.417 | 64617.1168 | 70746.3234 | 69727.2319 | 72993.9236
194 | 86806.6365 | 81344.3711 | 80453.5302 | 78294.8565 | 75212.4905 | 85906.2277 | 74000.2143 | 67789.4782 | 63303.9071 | 68706.4297 | 68349.0848 | 71614.7483
195 | 97139.7604 | 90810.9814 | 90269.5409 | 90137.7629 | 85094.8514 | 93656.8445 | 73288.8504 | 68047.7679 | 62194.9276 | 69228.5499 | 67133.1184 | 70913.6446
196 | 95199.5411 | 87729.5285 | 90055.2397 | 90172.1539 | 83252.2303 | 89009.0228 | 75496.9738 | 69890.014 | 59570.4828 | 70654.7526 | 66942.4033 | 70558.7548
197 | 95090.3123 | 90091.4759 | 89537.7533 | 88727.408 | 80655.8085 | 93453.7756 | 74371.051 | 67192.1139 | 63174.6871 | 70162.5966 | 70376.2408 | 73850.062
198 | 81536.0404 | 75731.0194 | 74408.5467 | 73370.7287 | 62579.1229 | 81810.0804 | 81513.6611 | 75155.1215 | 70172.5449 | 76972.1814 | 77502.6671 | 80731.9106
199 | 74311.7484 | 65132.2748 | 63632.843 | 64518.2206 | 52350.5684 | 74557.633 | 88203.4021 | 82761.0988 | 74898.5559 | 84031.8711 | 84415.7492 | 87474.6068
200 | 72958.8173 | 67492.067 | 66334.6527 | 66909.5065 | 55392.2818 | 73767.4481 | 91450.551 | 86892.2439 | 77441.5082 | 87983.7453 | 88365.2836 | 91262.6454
201 | 83703.3882 | 77175.1108 | 78024.9221 | 80893.4219 | 65949.4315 | 83896.5599 | 92596.3581 | 87619.5389 | 79408.9187 | 89390.3612 | 89660.2813 | 93304.2259
202 | 83741.0971 | 70202.4705 | 77958.811 | 81543.066 | 63227.1045 | 80256.5205 | 93713.9659 | 89006.7219 | 79722.7713 | 90543.5883 | 90176.0442 | 94409.1212
203 | 84520.0425 | 74508.1136 | 76433.3812 | 80489.4369 | 65985.8971 | 83504.5615 | 94849.2193 | 88788.5626 | 80265.3646 | 91361.5835 | 91629.728 | 94434.3214
204 | 77329.4696 | 66827.8 | 66027.7651 | 68812.432 | 55431.6517 | 75311.9945 | 93743.6266 | 88933.1606 | 82367.8932 | 91271.6001 | 91249.6331 | 94842.8741
205 | 71168.2573 | 57879.2084 | 57757.8031 | 61580.2824 | 48604.5126 | 67938.4811 | 93174.3917 | 88289.3153 | 84636.9294 | 89913.298 | 90707.7518 | 93623.0088
206 | 72113.1966 | 59469.4503 | 60285.107 | 63506.7283 | 52487.3982 | 69059.9324 | 92132.3451 | 86778.5832 | 82881.1996 | 89030.7604 | 89867.0173 | 92775.1136
207 | 83349.9184 | 71899.2854 | 73664.0498 | 79698.2483 | 65532.0036 | 81758.8644 | 90813.0762 | 86394.3718 | 82772.0764 | 88912.9561 | 89796.8091 | 92765.9489
208 | 82540.5776 | 72275.6209 | 75277.1233 | 80784.0887 | 64492.3252 | 79089.3017 | 92197.0262 | 87156.5811 | 83369.5059 | 89587.5894 | 91039.6394 | 92841.9876
209 | 85335.5123 | 74705.3939 | 76915.5973 | 81356.7948 | 67111.6397 | 83302.6144 | 94760.1634 | 90326.5852 | 85453.1835 | 90978.8556 | 92977.9438 | 95933.2289
210 | 79113.5514 | 66483.4223 | 67531.0608 | 71016.3873 | 57265.7526 | 77341.5488 | 93928.3709 | 89356.7597 | 84434.5988 | 90861.5521 | 91903.3792 | 95627.4269
211 | 76846.946 | 61886.8752 | 63487.6259 | 66997.5128 | 52709.4492 | 73421.478 | 91073.3125 | 87851.5382 | 83462.1424 | 89047.6391 | 89710.5373 | 93081.4225
212 | 87920.7205 | 79598.758 | 81015.5171 | 83929.6202 | 72772.5595 | 84919.1117 | 86578.228 | 83362.6331 | 79402.711 | 84524.1723 | 85602.6804 | 89148.4651
213 | 98719.2852 | 88656.9119 | 91752.6979 | 97980.6554 | 81210.0624 | 94304.5698 | 82824.64 | 79580.6215 | 73748.3398 | 80769.3072 | 82139.1745 | 85591.8012
214 | 97517.3798 | 85982.7831 | 90278.2237 | 97015.1537 | 78617.0409 | 92244.6929 | 77640.7515 | 75269.0865 | 70073.2146 | 76079.4141 | 77784.7733 | 80707.7587
215 | 96339.0122 | 87447.4809 | 89564.0889 | 96482.5427 | 77034.731 | 89766.6735 | 75596.3894 | 73779.2138 | 65560.9061 | 74123.9405 | 75482.346 | 79506.0856
216 | 83924.8425 | 72623.9766 | 74023.9158 | 83410.9606 | 59140.9908 | 76898.2304 | 70863.4825 | 69404.5127 | 61656.6619 | 69678.9546 | 71385.1091 | 74138.016
217 | 79508.6335 | 65487.0128 | 65492.5803 | 79704.7973 | 54218.4166 | 69444.2133 | 69405.9998 | 69271.2165 | 60522.8695 | 69011.0863 | 72093.1611 | 73781.7664
218 | 87839.8936 | 78932.1052 | 78701.4623 | 90033.0428 | 71029.2538 | 79422.9601 | 67819.1112 | 67062.1913 | 60465.7143 | 67865.6 | 70826.2881 | 71534.9869
219 | 98474.1366 | 87472.3887 | 89460.5723 | 98715.8001 | 79413.1948 | 88009.8665 | 66859.41 | 67617.2006 | 61075.0047 | 67447.2967 | 69532.3868 | 72127.907
220 | 97413.4735 | 85033.6961 | 88908.1878 | 95824.9324 | 78911.251 | 85635.4839 | 66651.4934 | 68964.8155 | 58936.8408 | 67294.8714 | 69535.6211 | 73129.7179
221 | 96941.2868 | 86295.1082 | 87877.2973 | 97939.297 | 78476.6587 | 86553.5107 | 68041.215 | 67310.0387 | 63210.3662 | 70514.2831 | 72866.1486 | 73757.1313
222 | 84189.6584 | 71785.105 | 72825.537 | 85603.5071 | 61378.2763 | 74845.543 | 76276.3265 | 75973.455 | 70061.3219 | 77678.0469 | 80492.7006 | 80924.8302
223 | 79264.2171 | 64175.4868 | 64961.3478 | 79410.1063 | 56719.1974 | 69649.373 | 83877.2821 | 83118.7647 | 75455.1845 | 84979.2188 | 87451.202 | 87956.4164
224 | 87850.7348 | 77207.4511 | 77714.315 | 88292.7774 | 76011.7923 | 80632.9683 | 87880.2458 | 86526.7405 | 78217.8196 | 89067.4016 | 91610.1761 | 91551.1956
225 | 97653.3113 | 85093.4757 | 87537.3966 | 98159.9982 | 85278.8707 | 87454.9472 | 89146.6249 | 88770.0128 | 80020.6586 | 89479.1633 | 93043.5238 | 93727.3986
226 | 95930 | 82425.4301 | 87065.7676 | 95807.1757 | 80394.625 | 82396.1154 | 90311.5906 | 89937.0913 | 79984.0525 | 91355.5122 | 94780.4568 | 95548.0362
227 | 95593.191 | 84558.1987 | 85371.2826 | 94841.2725 | 82962.1824 | 86730.1561 | 91923.8897 | 89961.2151 | 80968.4043 | 93134.0629 | 95316.4902 | 95948.8818
228 | 84436.8861 | 70156.0635 | 70671.9402 | 80631.7963 | 64367.6058 | 75291.0014 | 92135.0937 | 89694.1816 | 81682.0105 | 91466.0971 | 95370.8766 | 94379.0925
229 | 79932.5516 | 62328.4702 | 64538.8268 | 72362.7695 | 58201.9114 | 68325.2998 | 92037.2524 | 89779.9462 | 81742.9825 | 91013.1611 | 94475.4378 | 93404.4626
230 | 88231.43 | 76318.6002 | 78334.4605 | 81925.8457 | 77148.1666 | 80719.6456 | 91116.2138 | 89904.5329 | 78066.6389 | 90572.7577 | 92309.9172 | 92465.6193
231 | 97409.8549 | 83963.8399 | 88554.1713 | 93862.6202 | 86879.5132 | 87463.0712 | 90112.9429 | 89468.6642 | 78328.4186 | 90226.3021 | 92227.3424 | 92910.6902
232 | 93677.5907 | 75849.4334 | 88116.355 | 92212.3372 | 80071.7929 | 82057.5017 | 90949.3622 | 90367.1683 | 81283.8639 | 91266.7421 | 93039.0911 | 93821.2524
233 | 96389.4837 | 81247.3048 | 88367.1299 | 91123.5233 | 83411.3532 | 86070.2876 | 93868.6974 | 92036.0694 | 85001.1003 | 92158.0573 | 95980.1955 | 96171.9792
234 | 88721.6153 | 70221.3647 | 73554.7066 | 76947.2414 | 64575.1937 | 75190.0762 | 93607.5061 | 90917.012 | 83243.4597 | 91211.7841 | 95563.534 | 95949.74
235 | 88622.0305 | 64052.9208 | 66798.6183 | 69085.5221 | 56537.2411 | 69393.7801 | 91298.0942 | 89072.228 | 83573.6274 | 88421.9904 | 92583.4064 | 93463.633
236 | 95528.9931 | 77900.0489 | 80218.1367 | 78258.7452 | 74973.6203 | 81830.2706 | 86612.2902 | 84632.3164 | 79330.2951 | 83530.1105 | 88410.9036 | 89043.9402
237 | 103577.2738 | 86644.8093 | 89835.9348 | 89595.8318 | 84356.275 | 88814.4217 | 83012.4338 | 81626.5237 | 74398.1851 | 79667.6496 | 85050.9848 | 85689.8903
238 | 98491.9941 | 84699.7571 | 88999.2126 | 89021.2381 | 78842.4521 | 82117.7003 | 78194.8428 | 77009.871 | 70788.6092 | 74826.2955 | 79235.4607 | 80914.1401
239 | 99072.778 | 87244.024 | 88871.2251 | 88243.7008 | 81091.5755 | 86174.4224 | 75841.4444 | 75518.7389 | 66797.6361 | 72584.3657 | 77056.2695 | 79346.2446
240 | 88980.8718 | 73617.018 | 74473.7442 | 75007.8108 | 63646.2867 | 76411.6947 | 71551.487 | 70607.6348 | 62585.7872 | 68255.3957 | 72726.125 | 73918.1992
241 | 78962.2527 | 65827.419 | 66065.4506 | 67840.5171 | 53901.3342 | 69408.9791 | 72559.0833 | 71728.8803 | 60145.9844 | 67491.8261 | 72298.1236 | 70178.876
242 | 76487.2407 | 68547.2965 | 67900.3295 | 67815.186 | 59131.4424 | 69866.6648 | 70838.4894 | 69860.2782 | 60318.6284 | 66265.1578 | 70636.9372 | 67580.9011
243 | 86393.067 | 78452.5342 | 78984.5847 | 80133.7528 | 69403.3331 | 76853.0723 | 69884.3365 | 69677.8156 | 62071.2066 | 65073.2546 | 69703.7473 | 67805.4997
244 | 84574.6345 | 76763.2852 | 77702.2578 | 80296.5794 | 67394.9866 | 73471.6954 | 69811.9732 | 70361.7475 | 59526.3332 | 65395.2187 | 69922.4515 | 67642.7972
245 | 86614.4419 | 77925.0286 | 78419.2608 | 78861.8274 | 72464.4892 | 77501.2225 | 72375.855 | 71656.7586 | 64188.7369 | 67379.0975 | 72825.1865 | 66511.997
246 | 79285.313 | 68424.6182 | 67920.1856 | 68610.4975 | 61213.3567 | 68588.4508 | 79338.7087 | 78636.777 | 71673.7336 | 75163.2606 | 80056.7091 | 75079.5103
247 | 69899.6407 | 61283.851 | 59708.5551 | 61291.3924 | 53785.7772 | 62612.999 | 86370.0945 | 85726.8282 | 75942.288 | 83056.2484 | 87023.7318 | 81656.0885
248 | 68391.2048 | 62987.9489 | 61176.8972 | 62906.9677 | 56897.4073 | 65649.9091 | 90594.7034 | 89921.3239 | 77825.55 | 86818.9913 | 90524.6431 | 85303.7513
249 | 78974.4143 | 75085.8054 | 72289.4867 | 78609.8146 | 68800.1185 | 75126.4756 | 92265.0673 | 91292.2036 | 79908.6646 | 88264.7028 | 92579.4672 | 86255.9445
250 | 78948.4787 | 74385.3533 | 72958.2501 | 79086.5211 | 67030.8201 | 69757.5507 | 92958.032 | 92545.6476 | 79526.1182 | 89553.0811 | 93644.0435 | 87754.1473
251 | 80915.3401 | 79561.946 | 77382.732 | 80439.9219 | 71200.3915 | 78038.4473 | 93859.0503 | 93520.8909 | 81078.8 | 89696.8467 | 93300.6109 | 86655.9717
252 | 73995.2577 | 70509.6126 | 67452.9932 | 73300.1764 | 60241.2312 | 73024.0507 | 93593.194 | 92210.0856 | 79598.3093 | 90464.7387 | 93763.4361 | 87727.2889
253 | 70251.468 | 65907.5133 | 64147.2692 | 70169.3902 | 55775.6915 | 72186.3224 | 92515.9974 | 91979.0818 | 80078.188 | 89358.337 | 92567.451 | 86941.4502
254 | 82294.0165 | 81969.1781 | 80676.6055 | 82222.4079 | 76879.4683 | 84810.7815 | 91629.964 | 90890.6372 | 78531.272 | 88382.0134 | 91402.8132 | 86876.948
255 | 93166.262 | 91730.4122 | 90878.0425 | 93388.9144 | 87911.5862 | 89648.4897 | 91488.3772 | 91360.906 | 78623.589 | 87855.2258 | 90427.2793 | 85581.7659
256 | 91620.6749 | 90457.5652 | 89477.2171 | 90717.473 | 87698.144 | 82904.1378 | 93085.7637 | 92141.6281 | 80904.5108 | 88715.3242 | 92764.7035 | 85992.0919
257 | 90814.5644 | 89747.7256 | 88734.2354 | 87706.0355 | 86139.1135 | 87038.6473 | 94924.9408 | 93669.598 | 82734.0249 | 91969.6173 | 95974.9278 | 87057.411
258 | 79553.9039 | 76088.9229 | 75389.8871 | 73127.8914 | 71443.71 | 76810.316 | 94494.0332 | 93987.4936 | 82886.7213 | 90534.3606 | 94589.7043 | 86831.4539
259 | 76997.5929 | 68243.353 | 69018.7992 | 63283.997 | 63282.3962 | 70788.6263 | 91817.6225 | 91246.3218 | 82205.8517 | 88274.9483 | 91806.9708 | 85041.7216
260 | 86808.9192 | 80240.5282 | 81367.4534 | 73790.7402 | 78051.0062 | 80736.4901 | 87019.4154 | 87122.6077 | 79164.4464 | 83960.4391 | 87034.9113 | 81246.1585
261 | 96109.8183 | 89387.9705 | 91424.4389 | 83992.4852 | 88372.7257 | 89064.5756 | 83538.1932 | 83469.2161 | 73302.2984 | 80783.0996 | 84239.277 | 76804.1624
262 | 94275.1311 | 88735.85 | 90277.6859 | 84935.9417 | 87315.7646 | 88717.6593 | 78607.8519 | 78916.9384 | 69380.8732 | 76124.9123 | 78993.0149 | 72370.2126
263 | 93790.0835 | 87849.8823 | 90280.8684 | 84261.1644 | 87132.5138 | 87605.8046 | 76787.1243 | 77209.3942 | 65718.8715 | 73932.0788 | 77798.2767 | 69603.1822
264 | 82975.2269 | 73964.5324 | 76761.4464 | 70104.2125 | 72360.7379 | 74094.7509 | 72781.1523 | 72851.0742 | 62265.9471 | 69788.1734 | 73102.8368 | 65525.5607
265 | 77794.5537 | 66471.6729 | 70286.9097 | 62416.4833 | 64422.2275 | 65045.4433 | 72996.5672 | 73361.5555 | 60469.2084 | 70230.5568 | 73451.2686 | 64046.7122
266 | 85739.974 | 78132.0571 | 82725.5033 | 75167.6333 | 78976.6669 | 76231.0404 | 70819.3926 | 71074.4405 | 60712.2229 | 68822.1722 | 71119.1978 | 63212.2893
267 | 96637.448 | 88567.6595 | 93362.5896 | 80688.1595 | 88030.9798 | 86480.1975 | 71519.8525 | 71626.3622 | 62743.1529 | 67303.5335 | 71293.1464 | 62223.271
268 | 94686.6611 | 87921.2504 | 92409.1852 | 77975.0028 | 87647.074 | 85701.2886 | 72647.0161 | 72814.1762 | 60050.9909 | 67175.0038 | 73024.3433 | 59815.7695
269 | 94694.5566 | 87006.9585 | 92019.7341 | 80767.4098 | 86073.8153 | 84146.9081 | 72188.0185 | 72882.5681 | 65325.2885 | 70148.2025 | 72856.5846 | 63482.2072
270 | 82044.2847 | 73282.5182 | 77918.0186 | 69453.3169 | 71243.1412 | 70106.2826 | 79179.7873 | 79801.6995 | 72435.565 | 77552.9799 | 79755.7375 | 71019.1061
271 | 76093.1658 | 65877.0789 | 71591.4362 | 60918.4268 | 61579.7825 | 63548.5635 | 86369.8421 | 86553.7871 | 79435.93 | 84567.24 | 86515.0091 | 75538.3807
272 | 85257.7785 | 78231.1444 | 83757.7397 | 72944.6958 | 74987.8333 | 74421.4085 | 90686.4946 | 90703.2738 | 84449.9943 | 88760.9405 | 90226.8486 | 78032.2901
273 | 95723.4259 | 88014.361 | 94981.4649 | 79280.0532 | 83102.4397 | 87273.1515 | 92400.1847 | 92110.5721 | 85961.8751 | 89585.6092 | 92400.2754 | 79793.3944
274 | 94308.9071 | 86802.6398 | 92976.252 | 81381.8154 | 78354.3981 | 88081.4288 | 93092.8546 | 93810.8754 | 85640.6242 | 90588.8698 | 93765.2282 | 80797.0241
275 | 94223.5091 | 86415.2704 | 93211.3014 | 83850.3531 | 80663.972 | 88074.807 | 94391.5209 | 94668.1475 | 87535.8729 | 92900.6411 | 94104.5942 | 81881.8549
276 | 83619.7498 | 72527.738 | 79847.2192 | 70338.512 | 66382.187 | 74776.8653 | 93156.7197 | 94340.738 | 88730.1149 | 92288.6235 | 93471.7317 | 83789.2273
277 | 80691.3131 | 65096.5678 | 73435.687 | 67091.354 | 57489.7117 | 66446.9703 | 92681.7385 | 92590.0873 | 88073.0342 | 91485.2301 | 92070.7852 | 85447.6732
278 | 90651.5313 | 78415.2665 | 84640.4668 | 81693.5932 | 72168.0491 | 77963.302 | 92085.7749 | 92366.6531 | 86963.3349 | 90253.1158 | 91616.7628 | 84006.6923
279 | 99564.826 | 86360.142 | 95301.9971 | 90844.4636 | 80175.418 | 87390.9946 | 90878.1842 | 92072.0258 | 86921.995 | 90590.2491 | 92026.1074 | 83554.4104
280 | 95851.1353 | 83538.8916 | 94322.4849 | 86134.9146 | 76777.4994 | 86119.1066 | 92264.9376 | 92999.6223 | 87451.0862 | 89906.131 | 92736.4258 | 84251.2182
281 | 96581.7036 | 84743.2124 | 94117.7206 | 88743.3742 | 77445.4881 | 83111.9306 | 93859.1248 | 95514.8711 | 90355.8167 | 93042.1142 | 94842.1283 | 86482.5374
282 | 88076.6482 | 70925.5099 | 80948.6331 | 77542.4561 | 61191.308 | 69586.4116 | 93554.7733 | 95185.1875 | 89329.4249 | 91452.767 | 94388.8365 | 86397.7294
283 | 84740.402 | 61541.8288 | 74444.16 | 69508.6598 | 51808.9305 | 61822.189 | 90995.9254 | 92493.1825 | 86346.5279 | 89011.4813 | 91250.2558 | 84190.9551
284 | 81995.7402 | 62562.5154 | 73355.1968 | 70914.8357 | 57494.3625 | 62829.5714 | 86318.3907 | 88734.5804 | 82421.1191 | 85103.3624 | 87183.5469 | 79693.2995
285 | 90963.4698 | 74843.326 | 84963.9673 | 78926.7066 | 66424.4464 | 75051.4427 | 83228.6939 | 84861.3127 | 77478.2594 | 81406.5791 | 83443.2837 | 74786.8964
286 | 89045.4731 | 72250.6447 | 83927.3421 | 72959.4074 | 61944.2566 | 75581.1806 | 78893.7536 | 80214.4679 | 73928.8457 | 76844.6228 | 79126.9095 | 71155.8373
287 | 90155.3962 | 72467.6019 | 85104.4269 | 78237.0507 | 63913.0884 | 75104.9431 | 76783.8102 | 78431.6611 | 69743.8377 | 74899.0303 | 76699.3065 | 67096.1564
288 | 85665.0623 | 64464.6836 | 76927.3187 | 70024.5523 | 55283.0697 | 65868.3959 | 73106.7285 | 75554.1154 | 65560.0299 | 70650.8918 | 73197.2765 | 62813.6325
289 | 81367.459 | 54848.932 | 68963.5393 | 62755.1394 | 47953.191 | 58067.7345 | 72842.1164 | 75377.3966 | 63876.6301 | 70456.6336 | 73829.3692 | 63505.2014
290 | 79596.9256 | 57417.0277 | 68398.4969 | 64294.1314 | 52042.2732 | 59361.3869 | 70482.366 | 73970.9307 | 63005.8622 | 68626.8367 | 71398.6003 | 62703.3629
291 | 87210.0569 | 68519.5775 | 80267.6205 | 72608.5249 | 63211.3342 | 70683.3186 | 70543.9826 | 73769.2217 | 62299.8901 | 65863.6151 | 71258.0109 | 60895.6932
292 | 86546.7708 | 69474.721 | 79240.2579 | 70782.5722 | 61507.2341 | 71495.2991 | 67061.8548 | 70991.7698 | 60928.4741 | 64317.9734 | 67861.9314 | 59832.0385
293 | 86540.346 | 72255.3429 | 81141.7596 | 76373.6689 | 64834.1216 | 72245.0652 | 67665.7287 | 70999.8065 | 62231.566 | 65419.0407 | 69029.6359 | 60273.1325
294 | 81936.0945 | 64173.1281 | 73708.0587 | 67671.697 | 55546.4504 | 64278.8215 | 66344.1265 | 69687.1499 | 62536.3122 | 65821.211 | 68097.595 | 60214.1731
295 | 78671.2579 | 58745.6562 | 68134.1422 | 64755.037 | 52523.4454 | 58929.3892 | 70471.0202 | 73303.8216 | 67304.9582 | 69447.9656 | 71937.364 | 63191.3824
296 | 87477.1712 | 74934.3455 | 81335.7789 | 81709.8819 | 73161.9317 | 76088.4661 | 73493.1673 | 76190.2745 | 69017.9584 | 72435.009 | 74417.3575 | 67228.5064
297 | 96977.2986 | 84772.9817 | 91152.5688 | 89211.1155 | 82276.3961 | 84061.0014 | 78500.4115 | 81755.8238 | 75238.5073 | 76812.9013 | 80186.018 | 72697.7203
298 | 94089.6442 | 85394.4161 | 88931.4226 | 84845.7818 | 79309.2806 | 84098.9447 | 81713.1365 | 84022.8062 | 78378.3677 | 82755.061 | 82383.9853 | 76002.875
299 | 93182.3131 | 83911.0418 | 87559.7449 | 86852.4647 | 81973.3156 | 82207.1247 | 81967.0412 | 83851.1077 | 79952.9427 | 82795.3434 | 83739.7983 | 78959.1459
300 | 80577.5446 | 70540.9944 | 74375.0747 | 76189.3308 | 63602.6554 | 68759.4916 | 82230.2549 | 85183.8853 | 80373.6178 | 83430.6263 | 85244.0792 | 75726.4478
301 | 73544.6894 | 63081.656 | 68307.6016 | 69611.6586 | 56754.615 | 61406.9074 | 81142.2497 | 83309.8012 | 78854.7706 | 82301.7654 | 83701.8945 | 77201.6197
302 | 82381.4986 | 76991.0121 | 78731.0967 | 81946.3107 | 75329.5539 | 76725.6842 | 81359.1884 | 83095.1065 | 79624.561 | 82981.1515 | 83275.2295 | 76515.068
303 | 93847.604 | 86935.6352 | 88637.527 | 89582.5958 | 83111.9668 | 86134.1726 | 79950.4029 | 80737.5818 | 76583.9034 | 82357.4252 | 81412.6831 | 74119.5078
304 | 90391.7533 | 85925.5569 | 85542.5793 | 84009.6994 | 78995.9192 | 84567.4754 | 80111.7475 | 83146.6195 | 77234.408 | 81607.0778 | 81982.6524 | 75341.1485
305 | 90564.124 | 85404.9634 | 86394.994 | 87129.2416 | 77260.9986 | 85554.3718 | 84027.6241 | 86157.4889 | 80954.4083 | 83377.1266 | 84560.9806 | 77565.4734
306 | 79538.6922 | 71128.177 | 74590.4927 | 75726.7755 | 60210.9652 | 71653.9058 | 81998.8715 | 85401.3968 | 80117.8954 | 80909.1107 | 84907.1929 | 76939.5384
307 | 73652.6477 | 63916.7809 | 67795.0914 | 68544.9696 | 52987.703 | 63952.6987 | 80328.5796 | 82634.0995 | 76761.9299 | 78579.3349 | 82348.159 | 74091.63
308 | 82355.5034 | 77894.7502 | 79831.3906 | 81332.5346 | 69626.8783 | 77939.1158 | 77189.9291 | 80150.0044 | 73830.857 | 74929.0374 | 80280.3646 | 70966.7798
309 | 92696.2247 | 87975.46 | 89831.8636 | 88191.7808 | 77512.0135 | 89647.4501 | 74115.2808 | 78448.0513 | 71514.2332 | 72830.7905 | 77089.9154 | 67607.5406
310 | 91398.4275 | 88087.0691 | 89660.488 | 84012.1615 | 74097.0889 | 89929.9527 | 71372.5241 | 76271.776 | 71095.4354 | 70400.6295 | 75370.7499 | 67717.5922
311 | 90841.7299 | 86656.1007 | 89340.7102 | 86477.861 | 75514.7751 | 89476.3857 | 69765.073 | 74963.7614 | 66815.7731 | 67940.7666 | 73710.6523 | 62795.9813
312 | 81128.0878 | 71738.2665 | 75870.4256 | 75887.0102 | 58741.2009 | 74936.8482 | 66956.2139 | 69875.3609 | 66026.6902 | 65058.8718 | 70391.5018 | 61192.8753
313 | 77102.2023 | 62452.8439 | 68906.4185 | 68285.4539 | 53744.9405 | 68646.8987 | 63168.2062 | 65495.2927 | 60426.9254 | 63495.7623 | 67692.0255 | 57594.9612
314 | 86251.3882 | 76617.0282 | 81260.1729 | 80818.9127 | 70588.3042 | 82986.8213 | 60941.3493 | 62982.6177 | 57868.0064 | 61851.979 | 67409.4512 | 56305.6464
315 | 94831.1857 | 86750.9099 | 91058.3514 | 87378.029 | 78637.3398 | 90949.7714 | 61451.2782 | 62994.2533 | 57340.8768 | 61376.9312 | 66037.8274 | 55707.0934
316 | 89898.1823 | 84501.6285 | 89422.8819 | 82253.3995 | 76854.6617 | 88078.6697 | 60831.1433 | 62665.2418 | 58434.0558 | 61925.9053 | 66160.9436 | 55260.3267
317 | 91576.0794 | 84203.9179 | 88536.4285 | 85346.7127 | 75546.2921 | 90335.1426 | 60153.5716 | 62229.9626 | 58103.9242 | 62289.7765 | 65700.7451 | 56232.0517
318 | 78710.4272 | 70718.5295 | 75915.4848 | 74272.0223 | 58159.0863 | 78915.1794 | 60770.6657 | 62101.3489 | 59502.3635 | 62859.9547 | 65187.1871 | 56014.2453
319 | 69482.5571 | 63221.4924 | 67001.1605 | 66285.5152 | 54688.8128 | 71398.6971 | 61980.8662 | 63070.7341 | 60553.2559 | 63605.0803 | 66897.5843 | 56928.1094
320 | 78643.0067 | 77019.7701 | 78567.2581 | 78963.9867 | 71953.2916 | 83882.0989 | 65918.8202 | 66077.1443 | 64768.9235 | 68260.5932 | 70182.1046 | 61281.9096
321 | 90590.0745 | 85262.7168 | 89178.358 | 84203.0954 | 79939.2395 | 91226.9888 | 71788.5902 | 73133.9092 | 69477.411 | 74763.0408 | 76054.5822 | 65269.3577
322 | 90535.1066 | 85813.8322 | 87603.1752 | 82148.031 | 78358.0343 | 86335.8792 | 75992.2906 | 75925.5134 | 72462.3256 | 78662.1065 | 80307.8422 | 69310.3336
323 | 88605.601 | 85854.8343 | 87740.384 | 83885.6378 | 77303.5497 | 89167.421 | 77916.9762 | 79426.6769 | 76897.4812 | 80727.771 | 82660.4745 | 74616.7373
324 | 74876.5203 | 71828.2275 | 74329.1038 | 71989.4507 | 60643.0973 | 78794.9919 | 77117.5531 | 78220.9609 | 75835.3855 | 81625.3959 | 82829.4315 | 72660.7634
325 | 69064.4586 | 62432.5199 | 65969.1737 | 62536.4674 | 53265.6967 | 69274.134 | 76466.3225 | 76883.334 | 74857.2576 | 79704.7032 | 81222.373 | 70556.6783
326 | 68948.6472 | 65866.4016 | 67494.0635 | 63883.0067 | 59822.8934 | 70084.5934 | 77609.4494 | 75055.5029 | 74272.6634 | 79079.0551 | 79120.1182 | 70152.5431
327 | 81597.4551 | 77710.8176 | 79052.401 | 72175.8684 | 70535.206 | 78592.65 | 77261.1326 | 77755.7541 | 73945.5735 | 80168.656 | 79612.9647 | 70247.2521
328 | 81932.2958 | 75542.2084 | 78538.6317 | 64552.8527 | 67210.8196 | 74271.3685 | 78575.5597 | 75540.5222 | 75329.0039 | 79911.9244 | 79581.1969 | 70548.4623
329 | 81946.7204 | 76037.4307 | 79211.4203 | 69262.5142 | 69914.9057 | 75656.956 | 78595.4223 | 78516.5526 | 78254.8952 | 80811.9532 | 82775.8096 | 70925.6057
330 | 72640.8788 | 67877.2012 | 68492.6288 | 62513.0261 | 59485.7346 | 67812.2452 | 81054.8527 | 81022.7351 | 81426.32 | 82515.1342 | 85563.8522 | 75708.0644
331 | 67681.2287 | 59001.9534 | 60260.2355 | 54824.3004 | 49273.0323 | 58723.4714 | 78726.2756 | 77492.8941 | 77126.9762 | 80406.8982 | 82660.2597 | 71598.0679
332 | 68275.9145 | 62268.8182 | 61850.3631 | 58281.4567 | 54149.0565 | 60628.1739 | 75851.6172 | 74991.2514 | 74831.0329 | 76690.3753 | 80673.6522 | 68394.8765
333 | 81773.715 | 74639.604 | 73725.8868 | 67324.8988 | 67165.4934 | 71379.8994 | 73864.0469 | 72386.2901 | 70764.7929 | 74271.2876 | 78647.2018 | 66235.8531
334 | 81570.2365 | 73925.0592 | 74463.8366 | 60620.0217 | 66008.2146 | 66981.9965 | 70683.0441 | 69650.757 | 70228.3447 | 71498.8384 | 76606.5215 | 65921.1067
335 | 83982.5635 | 76879.4763 | 76390.583 | 67645.5845 | 67625.3721 | 73996.4034 | 67925.8711 | 67149.6458 | 65993.8313 | 69190.6912 | 74249.7703 | 63137.477
336 | 78833.6537 | 68709.3892 | 67925.6234 | 62070.2894 | 57469.0406 | 67011.1452 | 65833.1373 | 64380.0452 | 64738.3702 | 67048.3297 | 70286.3227 | 60354.5879
337 | 76194.362 | 62625.0925 | 62588.6686 | 58484.7483 | 51297.4142 | 62795.6458 | 66178.1766 | 63438.3574 | 62349.081 | 66721.5406 | 70818.3861 | 59940.1391
338 | 88215.042 | 80612.5425 | 78745.3762 | 75095.7757 | 71020.1881 | 79839.5192 | 65057.5452 | 62173.1129 | 61191.7075 | 65614.8763 | 70345.0968 | 59089.8733
339 | 96441.7234 | 91272.4382 | 89945.5354 | 84554.0792 | 80084.4599 | 84358.338 | 65393.951 | 62577.357 | 61086.8412 | 65627.7033 | 70734.125 | 59235.4037
340 | 92463.8045 | 89463.4773 | 88445.0914 | 87242.507 | 78158.1829 | 77770.4851 | 66548.1487 | 63608.8144 | 62694.7174 | 67149.8163 | 72285.9193 | 60932.0383
341 | 93418.5267 | 89498.7985 | 86855.0584 | 85104.0188 | 77563.2339 | 83346.4043 | 71718.7423 | 67273.8463 | 69691.5418 | 72163.2726 | 74680.686 | 66696.927
342 | 80872.3209 | 75235.8773 | 74123.7709 | 70275.3867 | 60083.6502 | 72024.2514 | 78183.3903 | 75330.3717 | 76163.7984 | 78529.4018 | 81678.9087 | 74207.9246
343 | 74686.782 | 67136.6395 | 66859.1783 | 63699.9488 | 54608.6571 | 64287.7769 | 86031.5597 | 82077.516 | 83946.9127 | 85705.557 | 88418.5252 | 80974.7263
344 | 84796.5595 | 81080.6965 | 79470.4881 | 78507.3097 | 72235.824 | 77443.4312 | 89702.2532 | 86906.4637 | 87415.2912 | 89477.8818 | 93307.1581 | 86091.1241
345 | 94838.5871 | 89498.9779 | 90615.9922 | 87859.7425 | 80753.3273 | 82148.1042 | 92131.2117 | 88851.8214 | 88736.7808 | 91251.8032 | 94223.3337 | 87195.9853
346 | 91068.9795 | 86489.9693 | 90703.2727 | 84895.7011 | 80727.0307 | 81084.6879 | 93000.9396 | 88655.5975 | 88924.9103 | 92354.9653 | 95860.0969 | 87007.5116
347 | 92858.4784 | 86969.5899 | 89545.7913 | 86234.8144 | 81088.8144 | 83743.3359 | 94120.3123 | 89973.8337 | 90123.9805 | 93948.6216 | 96826.5774 | 87231.6375
348 | 81509.6556 | 74573.1824 | 74509.9702 | 72584.4218 | 64195.7387 | 70749.5016 | 93785.5342 | 89916.9055 | 91009.4267 | 92881.8122 | 96450.7953 | 87692.491
349 | 76815.6712 | 66320.3522 | 67244.1519 | 63177.4058 | 58016.262 | 63903.1229 | 92471.6665 | 89797.0824 | 90112.8405 | 92299.3917 | 95863.639 | 87108.5955
350 | 87144.6012 | 79792.3714 | 80381.1092 | 77233.5992 | 77255.696 | 77939.7208 | 93375.3471 | 87902.0198 | 88506.7278 | 91293.1819 | 94495.4443 | 86095.3452
351 | 97167.5753 | 88360.9748 | 90667.0057 | 86801.3837 | 85474.9946 | 87348.2429 | 92624.3965 | 88437.2735 | 88592.7705 | 91431.4195 | 93735.7731 | 86296.7107
352 | 93692.1728 | 85209.3247 | 90155.964 | 87004.3595 | 80323.8077 | 87633.1491 | 92687.1872 | 88546.0745 | 89922.2793 | 91653.0141 | 94021.4971 | 86587.5639
353 | 93980.8133 | 86490.7146 | 89299.414 | 84052.8234 | 82364.4444 | 84712.5663 | 94851.8003 | 91003.0783 | 91351.0864 | 94267.7425 | 97713.3543 | 87444.2195
354 | 83653.5479 | 73794.2819 | 75720.2258 | 71155.8349 | 65491.3677 | 69842.7316 | 93826.8633 | 90276.9675 | 90375.9106 | 93653.8129 | 97431.3703 | 87751.1982
355 | 79599.0145 | 65712.3764 | 64256.872 | 62624.3505 | 54498.6869 | 60266.7083 | 91024.3809 | 88184.6144 | 88038.994 | 91146.6348 | 94946.5343 | 85886.7359
356 | 89904.3294 | 79460.9986 | 76872.7599 | 77258.2381 | 71517.2576 | 73558.388 | 86632.2353 | 82989.0979 | 84403.7946 | 86779.9094 | 91482.7129 | 81490.169
357 | 98991.4438 | 87304.6922 | 87427.5639 | 88398.4748 | 80153.4615 | 81775.5742 | 83291.6788 | 80236.5837 | 80053.8941 | 83494.8617 | 88157.2289 | 76019.1243
358 | 93718.0196 | 83681.7534 | 87511.1211 | 88083.0461 | 78306.2137 | 78850.2404 | 78528.9594 | 75302.8108 | 75936.1804 | 78524.9898 | 84112.9584 | 72240.6371
359 | 95487.0014 | 84571.8733 | 86085.6993 | 87090.9225 | 76656.6868 | 80462.9978 | 76766.419 | 72288.051 | 71668.4453 | 76567.752 | 82583.239 | 67921.0926
360 | 86373.0677 | 71554.897 | 71577.9993 | 72593.8785 | 60324.631 | 69062.4288 | 72084.37 | 68994.1069 | 67117.0515 | 72116.6294 | 80235.2976 | 63712.0058
361 | 82600.286 | 63696.5266 | 64873.1312 | 63680.1905 | 53550.3852 | 60857.5316 | 73305.4594 | 69004.4214 | 67394.098 | 71623.6759 | 81226.1081 | 60567.3527
362 | 90173.3635 | 76580.8604 | 78181.8001 | 78306.5818 | 70355.2128 | 75929.6665 | 71739.5121 | 67637.3355 | 67080.1021 | 70044.017 | 78371.5684 | 60867.4308
363 | 98953.3345 | 85115.8301 | 89170.96 | 85933.5139 | 77235.4842 | 82026.4869 | 70945.7194 | 66153.9485 | 67687.237 | 68681.6166 | 77869.5388 | 62654.3528
364 | 93685.9475 | 83267.3087 | 88080.5329 | 78691.9291 | 73186.9956 | 78006.6585 | 71068.1502 | 65914.8105 | 67338.2491 | 68510.1546 | 80683.4988 | 59904.5642
365 | 94181.618 | 83687.1315 | 86372.215 | 81969.5182 | 72363.6643 | 80346.1355 | 74964.2534 | 68096.0226 | 72174.417 | 72296.3289 | 80039.8875 | 64530.5865
366 | 82613.095 | 70019.8042 | 72473.2119 | 70458.9435 | 56567.8523 | 69517.9086 | 81337.1437 | 75782.1924 | 78484.2635 | 78383.5657 | 86719.7048 | 72361.714
367 | 75490.2813 | 60537.3504 | 64096.7461 | 60086.655 | 47376.2919 | 59286.4005 | 88708.9059 | 83583.8265 | 85657.5584 | 86084.5999 | 93128.698 | 78360.9493
368 | 73919.2214 | 62671.2152 | 66472.8214 | 63091.6238 | 55672.8936 | 61501.1114 | 92850.397 | 87743.3997 | 90168.2961 | 89060.6428 | 96734.2032 | 79660.1721
369 | 84382.4125 | 73303.3788 | 78500.2218 | 71899.0254 | 64650.9609 | 70421.8933 | 94258.2249 | 89584.291 | 91978.2347 | 91023.9702 | 98289.896 | 82465.376
370 | 83305.0768 | 71201.1368 | 78752.4439 | 68257.478 | 61992.9458 | 71694.2615 | 95407.3633 | 89760.0649 | 92229.4407 | 92790.8475 | 99583.0188 | 85112.2864
371 | 84920.1272 | 72659.2013 | 78336.169 | 69610.0521 | 62689.4656 | 74883.6548 | 97168.6399 | 90986.2351 | 92965.816 | 93530.6263 | 100099.1424 | 86443.0929
372 | 79768.1453 | 65333.143 | 68368.0823 | 63291.3214 | 53051.3181 | 67260.9844 | 97681.9945 | 90944.4361 | 93467.8649 | 92607.3382 | 99416.8219 | 87330.3097
373 | 75563.9848 | 56935.2452 | 60223.8699 | 54864.5244 | 46496.4151 | 59205.2491 | 96235.5176 | 90588.018 | 92812.6445 | 92643.3373 | 97861.7583 | 87737.8674
374 | 76976.2322 | 59908.0623 | 61913.5902 | 58115.3388 | 49442.4699 | 61415.2979 | 95973.5257 | 89429.9801 | 92099.8104 | 91422.4294 | 97451.6013 | 86483.8381
375 | 86953.554 | 71408.2291 | 73160.5615 | 70551.7332 | 60274.1992 | 73602.3972 | 95602.3583 | 89275.5829 | 91833.6924 | 91093.4372 | 96904.6416 | 86526.6629
376 | 85179.9545 | 69227.7722 | 72167.4226 | 70545.4781 | 55983.6746 | 73566.7976 | 96512.0856 | 90029.9439 | 92842.4896 | 92291.1521 | 98538.1114 | 85820.5221
377 | 87310.6073 | 73502.7692 | 75397.9566 | 71517.0741 | 60009.5092 | 76061.2103 | 99913.2519 | 91602.3444 | 94305.8577 | 94253.6983 | 101124.5227 | 87673.5404
378 | 83168.1248 | 66207.6874 | 67617.7169 | 64291.3537 | 52659.4515 | 68820.5998 | 98862.4366 | 90985.1992 | 94160.2341 | 93221.9441 | 99430.8578 | 87646.2706
379 | 82446.348 | 60132.6018 | 63521.5719 | 59741.9963 | 49432.3777 | 63430.5791 | 97008.0856 | 89707.9313 | 91588.1548 | 91177.845 | 97297.6979 | 86404.1234
380 | 90034.6922 | 76762.9956 | 80136.0841 | 76552.4014 | 70307.0427 | 81086.8015 | 92832.4519 | 84647.1913 | 87719.8792 | 86952.7932 | 92757.3653 | 81463.8862
381 | 98558.6972 | 86327.3997 | 88338.7497 | 86181.922 | 75913.5221 | 91380.3946 | 89280.7254 | 81202.619 | 84528.1864 | 83148.9809 | 89715.3865 | 76305.9104
382 | 92303.7088 | 86073.4276 | 86656.9155 | 85920.3406 | 72204.0001 | 90272.1782 | 84923.6674 | 76352.3089 | 80121.9891 | 78324.0746 | 84753.4823 | 72396.0261
383 | 93569.0085 | 85035.7269 | 86693.34 | 83061.6058 | 71289.1619 | 89213.923 | 83339.0006 | 73108.1429 | 76669.6936 | 75642.9621 | 83545.6421 | 67739.5868
384 | 85441.7948 | 70626.3702 | 73457.8922 | 68614.0519 | 56607.1389 | 74019.1129 | 81033.27 | 69582.2779 | 72036.453 | 71824.0756 | 81143.1423 | 64133.1494
385 | 77497.1001 | 63538.847 | 66341.4126 | 61152.4726 | 51559.9857 | 67762.7657 | 83246.758 | 68796.7232 | 71763.6201 | 71382.7487 | 80326.7874 | 61876.9366
386 | 83823.9594 | 77204.4025 | 78741.6197 | 75729.9311 | 71056.658 | 81747.7333 | 82147.9469 | 67516.9664 | 71074.3843 | 69880.2611 | 77514.3841 | 62489.2893
387 | 92659.1913 | 86900.1812 | 88626.8351 | 87447.8092 | 75875.5406 | 90743.5067 | 81282.7896 | 65957.7355 | 70442.2998 | 68850.6587 | 76644.4809 | 64190.9482
388 | 90705.5456 | 87093.2231 | 86494.937 | 87457.6491 | 72451.5034 | 88339.9097 | 83505.1607 | 65742.4741 | 70194.4146 | 68663.4034 | 79230.3576 | 63225.6106
389 | 88890.3911 | 85774.6856 | 85813.92 | 86751.0127 | 73230.2183 | 88709.1175 | 82447.4505 | 68521.2314 | 74263.3852 | 72250.6676 | 78781.9572 | 66866.5417
390 | 76192.8538 | 71836.5383 | 73127.5803 | 72323.9636 | 58534.5668 | 75164.8782 | 89150.0823 | 75882.0603 | 81082.2789 | 79057.404 | 85336.8327 | 74792.6308
391 | 68239.4021 | 63103.4824 | 66285.7527 | 67488.5388 | 54611.8833 | 67137.7499 | 96440.4844 | 83217.0215 | 87347.2479 | 85294.1253 | 92233.2989 | 81826.7624
392 | 77707.6435 | 76376.162 | 78893.5921 | 82527.6261 | 75165.0395 | 80050.5815 | 100621.2314 | 87623.1813 | 91698.1132 | 89553.115 | 95440.6212 | 86823.5303
393 | 88544.8613 | 86625.862 | 87850.0638 | 91388.169 | 83780.4917 | 89979.7342 | 102601.6638 | 89105.2647 | 93406.3356 | 91777.7704 | 96863.3466 | 87999.9736
394 | 88458.4324 | 86234.6996 | 87495.0858 | 87652.2021 | 77787.5954 | 88748.0944 | 104141.7906 | 90352.7829 | 94397.4514 | 93210.8244 | 99470.6581 | 87460.8752
395 | 86930.8099 | 84515.0286 | 85632.8801 | 89711.7626 | 77714.1819 | 87635.0565 | 105255.7569 | 90425.6225 | 96191.8047 | 94477.0425 | 98985.4115 | 88591.9779
396 | 73248.7036 | 69706.3823 | 72123.7303 | 78496.9693 | 61584.1291 | 72564.0788 | 104847.4527 | 91670.598 | 94735.7672 | 94287.0842 | 98599.3647 | 89297.5751
397 | 68005.2488 | 64254.7288 | 65737.8764 | 71312.0503 | 57160.1918 | 64942.9958 | 102080.0639 | 90973.5235 | 94001.8437 | 93412.1273 | 98379.5864 | 89649.9158
398 | 77688.8522 | 78669.9372 | 78394.8123 | 83893.6505 | 76845.057 | 77301.9985 | 101741.1687 | 89098.4168 | 94064.3153 | 92294.4297 | 97614.3533 | 88040.998
399 | 88121.7361 | 88053.3234 | 87585.9238 | 90491.1624 | 82310.4748 | 88479.6997 | 101236.2 | 89120.6158 | 93414.9202 | 92860.4077 | 96663.9717 | 88708.493
400 | 85246.9121 | 85938.6922 | 87290.3169 | 86582.1454 | 76299.754 | 88788.3136 | 102230.0071 | 89625.4055 | 94955.8272 | 93216.8939 | 97421.1732 | 88739.9367
401 | 85624.8345 | 86385.9268 | 85242.4768 | 89227.153 | 74524.8271 | 87297.4882 | 105758.3777 | 91949.8265 | 96844.0308 | 95137.5714 | 99424.3032 | 90348.2714
402 | 74692.8315 | 73705.3723 | 71696.362 | 78656.4723 | 60922.8054 | 71007.3467 | 105196.2302 | 91209.2095 | 97201.0408 | 93610.0179 | 99070.3784 | 89321.657
403 | 68176.4916 | 66832.4975 | 64474.8066 | 71535.4811 | 55731.2652 | 63267.7501 | 101794.3831 | 88869.3015 | 93844.2017 | 91263.5658 | 96222.3516 | 87699.8199
404 | 77225.2198 | 79919.3926 | 76796.4044 | 83515.6779 | 75223.3754 | 75844.6025 | 97495.0813 | 84846.8962 | 89871.9072 | 86320.3797 | 92609.4106 | 82789.8621
405 | 87555.5801 | 87577.2311 | 86286.0399 | 90598.5976 | 79296.3676 | 87003.509 | 93867.6469 | 80539.74 | 86405.7825 | 82872.3902 | 88271.5486 | 78144.1174
406 | 85621.1256 | 83942.8654 | 85209.1699 | 87097.5967 | 75635.0701 | 86222.3241 | 89337.1806 | 76481.652 | 81528.9091 | 77855.4532 | 83356.3984 | 74245.271
407 | 83346.2718 | 85225.6471 | 83082.2652 | 88144.8393 | 74442.0166 | 85475.9182 | 88382.3906 | 73215.6198 | 78308.9926 | 75805.6741 | 81865.742 | 69594.1157
408 | 71891.452 | 72930.9811 | 70435.0995 | 78867.1579 | 58478.1058 | 70168.3991 | 85208.4757 | 69327.5503 | 75098.9179 | 71125.3066 | 78224.6579 | 65188.8586
409 | 63494.6899 | 63001.802 | 60855.2846 | 71771.9755 | 50304.4826 | 60800.1546 | 84623.3577 | 66868.0336 | 73922.643 | 70042.9693 | 76081.0407 | 61774.075
410 | 63290.9114 | 64426.2811 | 61780.8275 | 72701.4202 | 57160.1732 | 64282.6367 | 82925.3737 | 65687.1798 | 72679.6865 | 68416.4342 | 73669.565 | 61866.7665
411 | 75369.4673 | 75763.1655 | 72277.0051 | 81493.1559 | 66059.4373 | 76593.8248 | 82006.1053 | 64575.851 | 71504.3997 | 66882.717 | 73385.0959 | 63533.9515
412 | 74013.4056 | 71857.3993 | 68955.6039 | 78681.1007 | 62941.7257 | 74469.0326 | 83967.954 | 63812.4236 | 71162.6846 | 66857.5224 | 75155.2709 | 60978.835
413 | 74215.1944 | 72063.5911 | 71305.8846 | 79462.0121 | 63807.2018 | 74164.7464 | 82923.6661 | 66249.6714 | 75090.5891 | 70690.5539 | 75150.0443 | 65591.1805
414 | 65735.9303 | 64098.5238 | 64416.077 | 72679.5599 | 56096.3125 | 64678.5316 | 89617.9341 | 73432.8595 | 81442.956 | 77237.3876 | 81599.8533 | 73398.9587
415 | 58349.116 | 55347.5442 | 58242.6962 | 64934.7568 | 47586.994 | 56168.301 | 95776.6705 | 80431.2082 | 88421.355 | 84478.8908 | 87904.2852 | 80957.9578
416 | 60018.9798 | 57011.3085 | 59961.134 | 66138.578 | 52177.7112 | 58354.4714 | 100136.3176 | 79490.0112 | 92460.1258 | 88474.6337 | 92078.9789 | 84827.5026
417 | 71346.4566 | 69002.5871 | 71055.0639 | 78894.825 | 61999.534 | 70348.2353 | 101631.6181 | 81846.9247 | 93601.1034 | 89992.5939 | 93169.5514 | 86220.4955
418 | 69863.9641 | 69093.1328 | 68318.1447 | 78574.1524 | 58690.5261 | 70129.8675 | 102483.6111 | 81715.1956 | 95763.4599 | 91254.8798 | 94967.8601 | 85794.697
419 | 73018.316 | 71091.8449 | 71719.056 | 80240.7133 | 62228.9854 | 71636.3552 | 102743.769 | 82342.1226 | 96490.328 | 92246.8592 | 95390.8472 | 86852.319
420 | 65977.8198 | 64272.7383 | 66668.0498 | 73071.5047 | 55210.1017 | 63481.6727 | 102699.52 | 84376.9276 | 96108.2174 | 92220.5595 | 95914.7761 | 86920.7107
421 | 62357.7574 | 58981.2438 | 61542.5359 | 69122.7367 | 51162.7761 | 58460.2665 | 101537.7092 | 85548.4618 | 94883.0012 | 91543.1422 | 94769.3575 | 87426.4766
422 | 77843.4751 | 75605.9522 | 78001.1888 | 82236.2956 | 70400.2015 | 75103.855 | 99722.1948 | 85739.3875 | 93410.4353 | 90365.3006 | 92967.695 | 86337.153
423 | 87393.4564 | 85885.0153 | 85527.2373 | 91247.0005 | 77331.1802 | 84334.8122 | 99410.8606 | 85430.6515 | 93126.9021 | 90080.5861 | 93238.3123 | 86819.2668
424 | 85965.0859 | 85747.4564 | 82047.4865 | 85913.0167 | 73402.6959 | 82407.8457 | 100395.0564 | 86136.7271 | 94609.4624 | 90099.8662 | 94207.5902 | 85807.2371
425 | 84722.9716 | 83638.0222 | 82911.0375 | 87113.5027 | 73118.5883 | 80504.2487 | 102768.7708 | 87606.8017 | 96642.6958 | 91669.0452 | 96327.9791 | 87102.6088
426 | 74054.6196 | 70213.4498 | 72316.4605 | 76739.2699 | 58518.5198 | 69123.9627 | 102866.9832 | 87846.0559 | 96655.4768 | 90691.8294 | 96091.9745 | 85980.8442
427 | 69893.0725 | 63227.4224 | 66287.6375 | 71839.3209 | 54013.1749 | 61864.1674 | 100904.8517 | 86311.6983 | 93876.1009 | 89890.0757 | 93617.529 | 84541.0127
428 | 82515.2625 | 76886.6612 | 78783.3494 | 82267.8051 | 71856.4365 | 75345.7077 | 96838.8007 | 82526.7248 | 89725.6393 | 84875.7443 | 89086.792 | 80390.4197
429 | 93606.7668 | 85744.6984 | 86420.7433 | 92438.9416 | 78614.6393 | 78838.0675 | 93391.25 | 77929.2147 | 86271.6419 | 80669.4828 | 85638.0527 | 75198.7949
430 | 91316.9983 | 83708.7214 | 83572.3795 | 91171.7789 | 76127.4977 | 73755.4664 | 88642.9142 | 73751.9318 | 81590.616 | 76782.5923 | 80457.949 | 72068.2069
431 | 90082.4125 | 83863.7256 | 84406.9904 | 88298.0725 | 73417.2689 | 76878.732 | 87372.6054 | 69577.9113 | 79212.21 | 74124.0633 | 78867.0097 | 67767.1438
432 | 78959.3973 | 71314.8823 | 71966.6383 | 74755.7668 | 58531.2389 | 67958.0721 | 84982.756 | 65247.5997 | 76613.5608 | 70452.1657 | 74438.3723 | 63594.8445
433 | 73093.8337 | 64441.1908 | 65405.2297 | 68609.223 | 53632.8356 | 60669.0989 | 82681.9332 | 64755.835 | 75807.7125 | 68938.7919 | 72765.4344 | 62119.093
434 | 84925.4545 | 78090.3558 | 77771.9588 | 80218.6248 | 71344.563 | 74399.3488 | 82563.8557 | 64547.6098 | 75049.7185 | 67439.1636 | 70166.4688 | 62764.8259
435 | 94779.4667 | 85277.4165 | 85897.6298 | 90550.0395 | 76767.5355 | 77280.6421 | 80436.9916 | 64618.0341 | 73382.8582 | 65951.8515 | 70341.6539 | 64234.1376
436 | 91955.8439 | 82492.9462 | 82832.6221 | 89379.7932 | 72215.8331 | 72832.4864 | 82533.3886 | 64426.9955 | 74229.4525 | 65785.437 | 71797.5296 | 63061.4135
437 | 91717.825 | 83075.7632 | 83904.7097 | 87527.3139 | 70274.4777 | 76170.0583 | 80043.5974 | 66947.1955 | 77311.4896 | 69606.2969 | 71812.4616 | 67654.9393
438 | 80483.086 | 71688.6683 | 72236.5415 | 75473.3789 | 58105.0266 | 63872.7344 | 86077.8843 | 75120.6923 | 83952.5318 | 75701.371 | 77921.5331 | 75307.6562
439 | 75496.3364 | 64201.506 | 65480.6079 | 68453.6526 | 52734.3639 | 57761.0612 | 92748.3835 | 82154.1382 | 91024.9126 | 82590.9869 | 84672.2769 | 81931.9467
440 | 85757.2186 | 77169.4388 | 78102.3601 | 79591.4367 | 69696.9762 | 73293.3519 | 96221.3225 | 86755.7041 | 94877.55 | 86484.0818 | 88561.6665 | 86480.514
441 | 95899.6057 | 85554.4404 | 85214.3145 | 86488.4224 | 74106.5733 | 78516.1503 | 99065.3715 | 87711.9736 | 95970.1602 | 88618.82 | 90667.1298 | 88336.3769
442 | 93582.2841 | 82114.4003 | 82163.987 | 83087.6294 | 71403.6092 | 75329.4374 | 99299.9612 | 87467.2909 | 96933.9493 | 88014.5884 | 90880.8065 | 88703.5868
443 | 92121.1909 | 83403.5349 | 83096.7725 | 84487.7368 | 69496.2404 | 74663.0065 | 99911.8146 | 88679.2282 | 98988.3935 | 88784.4752 | 91488.1942 | 88930.5866
444 | 81757.0838 | 71877.4881 | 71708.8004 | 72773.1006 | 55545.1773 | 61096.9757 | 100115.2253 | 89437.3027 | 98291.0948 | 88961.9369 | 92272.3947 | 90009.2079
445 | 75887.1415 | 64985.0637 | 65453.16 | 65552.4176 | 50713.7242 | 54575.4351 | 99584.8569 | 89392.9667 | 96795.1059 | 88729.2434 | 91157.109 | 89508.1016
446 | 84800.1385 | 78465.4817 | 77824.9843 | 76270.1306 | 70150.9052 | 72412.425 | 97499.6404 | 87944.7463 | 96212.1237 | 87680.5736 | 89961.903 | 88256.062
447 | 92952.1286 | 85786.3761 | 85825.6343 | 86863.1283 | 74156.5406 | 77610.8644 | 97907.3087 | 88269.5621 | 95716.1421 | 87335.0982 | 90096.8967 | 88294.1945
448 | 88549.6165 | 82667.1101 | 83603.2722 | 85717.2777 | 71045.3578 | 72841.6182 | 97766.0514 | 88670.293 | 97137.1877 | 87817.7454 | 90283.0157 | 89899.7019
449 | 88533.6703 | 83573.5905 | 83147.0566 | 83356.9724 | 68099.1331 | 71593.5014 | 100551.409 | 90680.0576 | 99295.8307 | 89181.3842 | 92379.0478 | 91820.8022
450 | 79912.904 | 70631.7009 | 71769.412 | 70662.6286 | 54690.2645 | 58582.5708 | 99629.5236 | 89672.3797 | 98365.7874 | 88124.0724 | 91476.3508 | 90873.0321
451 | 72063.193 | 59725.5387 | 63680.6435 | 63564.1236 | 46499.6631 | 50347.6878 | 97150.1823 | 88201.2314 | 96375.7052 | 86524.0007 | 89732.0378 | 88087.8785
452 | 70429.5785 | 61264.0132 | 65983.0077 | 64464.3896 | 54965.7039 | 56750.1737 | 92637.8706 | 83631.6459 | 92131.5868 | 82168.643 | 85516.0485 | 84323.919
453 | 80129.814 | 70697.4732 | 74883.0334 | 75638.3065 | 62148.4117 | 65727.1242 | 89043.8991 | 79684.1815 | 89474.75 | 78039.394 | 82712.87 | 79368.6817
454 | 79059.1843 | 68132.954 | 72522.0535 | 74964.5349 | 58989.8478 | 61778.1088 | 84984.6484 | 75615.4329 | 84581.5369 | 74455.241 | 77970.157 | 76000.7208
455 | 78749.6431 | 68371.1778 | 71853.6003 | 73539.7656 | 59272.3736 | 62657.8789 | 83809.3655 | 71684.7982 | 82242.0318 | 72018.4299 | 76319.2232 | 71796.1452
456 | 73287.7495 | 61307.7878 | 65696.8093 | 64545.1925 | 50654.5677 | 55113.5194 | 82074.8985 | 67195.4335 | 79313.69 | 67475.3267 | 72525.0707 | 67818.6216
457 | 67856.9655 | 52316.0509 | 57059.1294 | 56854.7228 | 43287.1833 | 49961.8385 | 80251.3161 | 66507.396 | 75440.3693 | 67325.5821 | 71334.846 | 65957.4861
458 | 67331.9192 | 54798.953 | 59177.5116 | 58887.4051 | 48860.4817 | 54316.7125 | 78625.6544 | 66091.3608 | 73226.4786 | 65817.0182 | 68924.3281 | 65049.3705
459 | 78609.6849 | 66674.621 | 68921.4553 | 68875.4124 | 57474.4815 | 66404.4386 | 77230.2224 | 63464.5193 | 72225.2031 | 63683.0695 | 68667.3503 | 64724.8712
460 | 77217.0858 | 67437.6867 | 65228.0425 | 66416.532 | 55816.355 | 64399.4071 | 75263.6624 | 62637.9851 | 69928.448 | 62455.6126 | 63820.0223 | 64083.4325
461 | 78745.7399 | 69513.4224 | 68071.2575 | 69576.8791 | 57766.1493 | 67754.081 | 74909.272 | 63118.7726 | 69654.4199 | 63733.1249 | 65331.769 | 65387.878
462 | 75942.6172 | 62066.9319 | 61996.6878 | 63755.5798 | 49790.7804 | 59552.7018 | 72140.9097 | 64367.4595 | 67860.87 | 63210.1822 | 63055.3004 | 64709.4878
463 | 72825.1568 | 59142.5076 | 58597.6435 | 59552.0727 | 47398.923 | 57201.7003 | 76513.606 | 68195.1472 | 71086.8917 | 67401.9107 | 68415.7963 | 69810.2478
464 | 83871.3819 | 75833.8167 | 74435.4836 | 75186.3733 | 67408.9096 | 78255.0703 | 79873.3137 | 71287.32 | 73964.1614 | 70854.5724 | 71317.1273 | 72763.4521
465 | 91229.604 | 86362.5417 | 80119.4253 | 81785.5842 | 73625.879 | 85524.115 | 84928.3626 | 75913.9923 | 78523.8524 | 75398.9927 | 75229.4535 | 77107.5507
466 | 86240.5642 | 86151.5397 | 75054.0829 | 81672.088 | 70411.8785 | 83277.2028 | 87576.8192 | 79558.3975 | 82190.2325 | 79488.2991 | 77375.6326 | 80699.9362
467 | 86367.9071 | 84832.4479 | 77429.9744 | 79445.3493 | 68710.0908 | 82474.258 | 87791.807 | 80472.2214 | 82562.4427 | 79233.3409 | 80651.4103 | 81309.0566
468 | 78575.9883 | 71688.2577 | 67608.9483 | 67308.2658 | 54835.5397 | 71502.5805 | 90193.7928 | 82293.4852 | 82549.2248 | 81125.4478 | 80163.2536 | 82123.4218
469 | 71203.0839 | 65383.3359 | 60563.7864 | 59520.2318 | 50858.3132 | 64371.486 | 88234.5025 | 81925.0702 | 82532.7 | 80062.6047 | 79224.6268 | 79353.7138
470 | 79344.8464 | 79134.26 | 73009.4782 | 72256.5641 | 70316.4057 | 78919.3153 | 88054.9185 | 79435.711 | 80920.0785 | 79175.135 | 79210.4656 | 78596.4664
471 | 87626.6273 | 86242.5571 | 80779.7982 | 78412.1404 | 78142.9837 | 85358.8006 | 87258.2536 | 79208.3883 | 79788.984 | 77906.1175 | 78237.0471 | 77884.6913
472 | 82793.2872 | 82588.9275 | 77448.8077 | 75053.1664 | 74301.8746 | 81611.9999 | 87335.9779 | 80860.3752 | 80212.1865 | 79317.4491 | 79414.985 | 77458.0253
473 | 82138.3675 | 82286.4173 | 79836.845 | 76332.4487 | 73673.2903 | 81981.4754 | 90255.5806 | 82774.7914 | 81849.7253 | 81393.4294 | 81645.9954 | 80320.8578
474 | 72280.2511 | 72719.2189 | 68527.0111 | 67432.0164 | 59094.9944 | 71032.1677 | 88700.4074 | 81868.1565 | 81259.292 | 80514.178 | 80053.2973 | 79634.2677
475 | 64764.6204 | 65005.0638 | 61911.321 | 59616.6346 | 53515.7312 | 64476.955 | 87494.1033 | 79010.7854 | 79367.749 | 77785.9191 | 77966.8238 | 76374.8546
476 | 75202.6186 | 78849.5545 | 75983.5161 | 72389.2498 | 73309.9321 | 78709.0883 | 85039.2876 | 75042.2228 | 74742.3164 | 74692.0795 | 75119.2279 | 73234.7997
477 | 83453.9314 | 85138.6153 | 84352.206 | 79220.1205 | 78489.9619 | 86324.4496 | 83569.4304 | 72711.5389 | 73895.0531 | 71970.7286 | 72578.9474 | 70603.5624
478 | 80179.6094 | 81515.0478 | 82678.2924 | 75698.9767 | 75595.9637 | 84346.4056 | 79733.1921 | 70017.4071 | 69913.8125 | 69016.6168 | 69645.7245 | 70745.1843
479 | 79290.8055 | 81455.7578 | 81278.1472 | 77366.2445 | 72690.5745 | 82914.9186 | 79739.1993 | 67309.7983 | 67709.477 | 65981.5506 | 69715.8971 | 66650.913
480 | 71049.2266 | 70978.5061 | 69663.1813 | 66208.4068 | 58724.1163 | 71778.1085 | 77595.0824 | 64828.4985 | 65417.3451 | 63991.9308 | 65168.7362 | 64483.7105
481 | 63929.1343 | 64129.6598 | 63913.779 | 59244.6619 | 51914.1044 | 64981.9232 | 73622.3152 | 62037.3532 | 60123.9786 | 61666.8185 | 62359.0823 | 59086.7274
482 | 74468.1237 | 77664.1842 | 78014.0588 | 72742.3115 | 70551.66 | 79118.2529 | 71751.0423 | 60433.5732 | 58155.2193 | 60563.3797 | 59350.3887 | 57211.14
483 | 79193.7609 | 85851.1515 | 85478.4254 | 78753.5435 | 76658.76 | 86638.6094 | 70485.7631 | 59108.7996 | 57573.6856 | 59810.6108 | 59577.1648 | 56888.0012
484 | 73822.9035 | 82315.9785 | 82295.6751 | 74593.2907 | 71627.5006 | 84255.7336 | 70528.4082 | 58668.9456 | 57321.9711 | 60316.4423 | 58790.5975 | 57142.4164
485 | 77244.6392 | 81017.2564 | 81580.5513 | 72615.4046 | 70029.6359 | 83081.9811 | 70530.3762 | 59812.7377 | 58340.9827 | 60909.534 | 59109.7048 | 57474.4077
486 | 67186.5206 | 71761.4512 | 71696.4432 | 58761.4024 | 56569.1887 | 71225.6753 | 70247.2973 | 60636.4501 | 58963.818 | 61537.6199 | 58770.9547 | 58615.127
487 | 61287.2838 | 64902.3273 | 64696.275 | 52749.549 | 51007.1875 | 63299.7165 | 71226.0995 | 61391.3875 | 59930.8482 | 62998.7277 | 59615.8368 | 59884.1878
488 | 73646.8406 | 77754.8897 | 78073.3709 | 69616.4652 | 69122.5176 | 76673.9731 | 73781.2258 | 65479.6411 | 63658.5031 | 66628.8621 | 63365.4893 | 63193.2179
489 | 78987.8048 | 84535.3793 | 85912.7826 | 74339.7652 | 74471.7285 | 85944.7058 | 80325.1766 | 70291.8993 | 68897.8416 | 72065.4035 | 69834.3224 | 68745.3203
490 | 74752.0482 | 81300.317 | 82563.1874 | 71106.2755 | 72104.8301 | 84826.8763 | 82074.9873 | 74440.8492 | 71764.1185 | 75728.8128 | 72786.4725 | 72020.3577
491 | 77045.5036 | 80330.5428 | 81193.6408 | 70297.348 | 70457.7207 | 83294.0673 | 84740.9578 | 76314.9105 | 75996.9256 | 78232.171 | 75235.0603 | 74982.8764
492 | 68280.1599 | 70341.6057 | 71509.6753 | 56088.1977 | 56935.2556 | 70452.6406 | 84877.8215 | 75973.3051 | 74987.6405 | 78008.918 | 75289.8054 | 73546.2029
493 | 60479.8336 | 60481.902 | 60656.2427 | 50807.6575 | 50540.0174 | 59589.4428 | 83533.986 | 75428.0302 | 74646.6505 | 78732.6303 | 74709.1511 | 72775.1343
494 | 63102.3331 | 63778.0313 | 63303.3584 | 56878.2802 | 58783.3002 | 61792.8875 | 81811.3417 | 75446.1391 | 72704.2314 | 76282.2976 | 75311.3229 | 71850.9835
495 | 72390.4395 | 71556.4853 | 71595.7617 | 66846.7685 | 68477.3634 | 70413.7401 | 82664.5914 | 74278.2298 | 72302.3639 | 76087.4518 | 74684.9659 | 72435.0178
496 | 67853.9816 | 69402.9529 | 68124.5103 | 65162.2627 | 65740.9631 | 68798.4988 | 81895.744 | 75079.5033 | 72885.9668 | 76392.6606 | 73175.2363 | 72055.7102
497 | 69413.137 | 69027.7323 | 68889.9753 | 66629.4715 | 65758.3862 | 68076.4324 | 84141.455 | 78516.2068 | 75255.3853 | 79997.2805 | 77006.0785 | 72913.2758
498 | 61056.4574 | 61401.6307 | 61448.5952 | 57930.5005 | 56905.5325 | 60068.1048 | 87671.9801 | 80627.6647 | 78889.0358 | 83199.5093 | 79460.2534 | 77074.9455
499 | 55463.4002 | 54884.5141 | 53975.3389 | 51213.7961 | 48480.9421 | 54864.4273 | 84012.9297 | 78603.6039 | 74347.5674 | 80183.8833 | 75962.0508 | 72115.3005
500 | 58938.7855 | 58739.2529 | 58035.4572 | 55136.7922 | 52508.2196 | 58204.6966 | 82828.265 | 76000.7804 | 73407.105 | 77701.2304 | 73650.3864 | 69803.7754
501 | 70275.7726 | 68417.5809 | 69129.6139 | 67967.405 | 62710.662 | 68764.7322 | 79973.575 | 72217.3467 | 69895.2691 | 74698.9831 | 70723.9023 | 67439.1746
502 | 67164.5783 | 65585.951 | 63497.9923 | 64961.0315 | 59095.5554 | 69420.208 | 75604.0568 | 70348.2691 | 67174.0726 | 71144.1723 | 68529.4138 | 68018.6633
503 | 69020.3546 | 67413.8 | 66802.3895 | 67168.0507 | 61576.2494 | 70384.1872 | 75515.9305 | 66546.8035 | 65472.1689 | 68473.6577 | 66024.5081 | 63887.714
504 | 61103.3049 | 61211.4722 | 60762.7931 | 59245.7637 | 54254.9692 | 61072.9342 | 71482.9415 | 64721.111 | 63588.3736 | 66338.9588 | 63632.668 | 63091.1413
505 | 59363.2826 | 60251.7417 | 60068.3425 | 53319.1369 | 48926.735 | 60382.3562 | 67886.9143 | 64601.2964 | 62666.3771 | 65905.2005 | 62651.9872 | 62166.4427
506 | 75568.3038 | 77234.3213 | 76259.2612 | 72233.9227 | 68457.9617 | 77542.2909 | 66455.6413 | 63898.4747 | 61202.8984 | 64354.1124 | 61042.5389 | 61298.1335
507 | 81168.0679 | 82275.5076 | 81912.4876 | 80472.2704 | 74532.6188 | 88715.1045 | 66866.0852 | 64446.7218 | 61157.3169 | 64270.428 | 60931.2772 | 61459.584
508 | 78796.1647 | 76570.1674 | 76223.96 | 77622.4175 | 72518.0026 | 87900.6085 | 67949.4777 | 64272.5169 | 61480.5437 | 64322.0926 | 61555.2025 | 62913.3692
509 | 79657.044 | 76278.097 | 76677.515 | 73371.975 | 69295.0839 | 85150.3305 | 68500.2234 | 71628.2879 | 66838.0779 | 71469.1268 | 65709.1685 | 70660.0759
510 | 65247.5195 | 65866.0178 | 65946.3966 | 58200.7694 | 55003.9016 | 68761.3754 | 76150.7386 | 77958.6889 | 74617.8734 | 78671.6104 | 73851.6845 | 77728.2207
511 | 61269.3807 | 61780.8163 | 62322.1283 | 53051.4994 | 50286.1717 | 65805.6113 | 83699.8137 | 85288.1814 | 82069.5833 | 85163.0679 | 81475.92 | 84430.5047
512 | 74537.6561 | 74980.6776 | 75977.4745 | 69394.8278 | 68876.7891 | 80078.8467 | 87727.8471 | 89417.2104 | 86608.4778 | 88623.3819 | 85033.4499 | 88344.6628
513 | 80710.4434 | 79434.9781 | 81775.7112 | 75847.3644 | 74562.4203 | 88849.3079 | 89680.2995 | 91433.869 | 87594.6711 | 90010.2813 | 86834.3637 | 88979.4167
514 | 76697.4895 | 73525.9109 | 75536.9664 | 72220.0737 | 71037.5401 | 86461.5254 | 90572.6464 | 92778.4296 | 88725.3525 | 90152.2907 | 87433.436 | 89463.9601
515 | 77719.0468 | 74375.6181 | 75832.3374 | 69831.1442 | 68483.7851 | 84353.4864 | 91158.1236 | 92496.7359 | 88505.9609 | 91490.5051 | 87324.8543 | 89233.8918
516 | 64829.4943 | 63825.2524 | 64890.3317 | 55395.993 | 55273.0528 | 69295.5429 | 90543.3854 | 92105.528 | 89161.209 | 90619.8632 | 88323.1669 | 90955.9063
517 | 61391.0734 | 60165.7436 | 61964.3698 | 50818.8654 | 50697.7106 | 66982.532 | 90305.6444 | 91365.5203 | 87809.7548 | 90243.8398 | 88401.7643 | 89465.4189
518 | 74924.1794 | 73312.0292 | 75369.8362 | 69370.989 | 69145.1096 | 80297.7068 | 88255.5969 | 89376.5393 | 87691.86 | 88882.4534 | 85786.5725 | 88503.151
519 | 82699.9886 | 78598.7842 | 80185.5734 | 76521.2878 | 74616.1619 | 90467.003 | 89035.1683 | 89417.8425 | 86644.8093 | 88570.0209 | 84901.5126 | 88766.5412
520 | 79718.9058 | 74540.0135 | 75030.1704 | 75728.9622 | 72062.5013 | 89030.9995 | 90052.5728 | 89497.3953 | 87608.3962 | 89573.8944 | 87094.9261 | 90656.2333
521 | 77751.1494 | 75330.4539 | 74782.2927 | 73497.4513 | 69864.8734 | 87024.8028 | 92508.2962 | 92689.5306 | 88971.0282 | 90698.2006 | 88011.1943 | 91781.6477
522 | 66711.8847 | 63137.1085 | 64314.4014 | 57357.6513 | 56804.0337 | 71166.5974 | 91609.3265 | 91936.2259 | 88689.638 | 89585.3004 | 87415.7937 | 91474.4149
523 | 64638.3943 | 61658.0663 | 60757.6038 | 54957.7312 | 52244.5744 | 68786.4735 | 89488.7176 | 90125.1589 | 86864.0145 | 87864.8568 | 86355.0266 | 89129.5795
524 | 78216.8566 | 75845.6266 | 74636.6226 | 72926.1804 | 70648.6428 | 81489.0518 | 84105.0709 | 85524.6445 | 82138.1224 | 83423.4282 | 82215.5465 | 85224.6606
525 | 84531.9261 | 84460.2553 | 78507.0853 | 84613.9353 | 77734.9071 | 91224.4574 | 81007.1643 | 82491.6506 | 78211.819 | 79514.6193 | 78456.7668 | 80973.6731
526 | 80219.7658 | 80358.6354 | 74159.9804 | 82998.9499 | 75132.0397 | 89519.5719 | 76070.4521 | 78391.6508 | 74688.4318 | 75236.7727 | 74095.3987 | 76769.8766
527 | 78478.4551 | 78649.4336 | 74526.5861 | 81188.8153 | 71417.1175 | 86429.6086 | 75213.6585 | 75272.1337 | 72204.6728 | 72041.8675 | 71719.0412 | 72327.4012
528 | 67487.7114 | 66847.4013 | 63526.1296 | 64025.7121 | 58201.4591 | 74413.9872 | 71307.2451 | 71734.8824 | 67936.147 | 67498.4587 | 67349.7614 | 68121.1295
529 | 63079.377 | 62501.2033 | 58123.881 | 56776.7072 | 50828.1087 | 68280.5054 | 71622.391 | 70909.331 | 67818.1823 | 65409.1466 | 67104.1544 | 67086.4206
530 | 59933.2781 | 59079.797 | 57159.3365 | 60240.8679 | 56152.5774 | 64036.6393 | 69259.9543 | 69579.075 | 66368.8783 | 64588.4989 | 66126.6915 | 66864.2665
531 | 70057.9419 | 66197.7827 | 63082.6453 | 66720.4282 | 67109.8049 | 74636.9463 | 69444.6213 | 68797.4914 | 65490.0438 | 63826.1298 | 65196.0434 | 67070.5181
532 | 68578.2957 | 64760.6626 | 59128.9505 | 63749.6258 | 65889.4837 | 73280.6236 | 71097.5121 | 68113.8579 | 65092.0469 | 61141.2643 | 64875.2758 | 67008.2751
533 | 70568.6298 | 69448.4437 | 63364.2369 | 68003.2183 | 65793.1839 | 74552.9597 | 71202.277 | 72370.3734 | 67696.7627 | 65566.9745 | 67850.9967 | 71240.064
534 | 64248.8352 | 63199.2865 | 59110.6381 | 60932.0623 | 55265.7453 | 67937.714 | 77461.5808 | 78926.4417 | 75018.3464 | 73283.0304 | 75343.0639 | 77895.6651
535 | 63323.6423 | 61756.4055 | 58452.2541 | 53643.656 | 51626.3132 | 65650.4987 | 84201.7941 | 85459.6066 | 83300.677 | 79125.9316 | 82636.2888 | 84928.0333
536 | 66841.4859 | 64865.462 | 61259.8429 | 60732.9572 | 59009.5283 | 66571.7602 | 88449.4181 | 89849.073 | 86748.498 | 82668.9206 | 86313.3594 | 88149.0396
537 | 77361.9156 | 72473.1328 | 67402.3801 | 68501.2834 | 68546.4762 | 78761.5345 | 91080.2822 | 91000.4013 | 87641.4421 | 84791.9893 | 87500.6405 | 89268.0827
538 | 73708.8126 | 69727.7997 | 62574.4431 | 64628.9522 | 65645.2411 | 76462.5656 | 91394.4141 | 90736.2415 | 88332.9793 | 85504.8817 | 87604.8979 | 89877.3971
539 | 71659.1993 | 69367.4953 | 62566.6325 | 63034.5121 | 67105.9036 | 72996.8485 | 92053.1065 | 90273.1162 | 88276.6891 | 84582.1135 | 87578.2946 | 90343.318
540 | 64532.4726 | 60459.7913 | 56519.5912 | 56321.1854 | 57365.5156 | 63637.2672 | 91877.8459 | 89652.5999 | 88878.023 | 86530.6644 | 89003.0542 | 90653.6399
541 | 57698.137 | 52461.8447 | 48801.6873 | 48541.9966 | 48344.2752 | 55035.8997 | 90112.5893 | 86687.6839 | 88475.7442 | 86186.4952 | 87421.1314 | 89257.4815
542 | 59149.8319 | 56423.5062 | 51429.8109 | 50795.1803 | 52493.37 | 56604.6511 | 89452.8259 | 86129.9849 | 88301.3696 | 85235.3708 | 86128.134 | 87575.6701
543 | 70168.7221 | 67278.1187 | 61189.9168 | 62856.2465 | 63898.0358 | 67973.8115 | 90101.5546 | 86186.8109 | 87907.4461 | 84248.7953 | 86051.6749 | 87701.5506
544 | 66088.7064 | 65249.7464 | 60531.833 | 62076.8607 | 62227.8228 | 64744.8069 | 89714.8202 | 89321.2906 | 88726.753 | 85725.4014 | 86349.8143 | 88650.1541
545 | 67943.11 | 67060.6418 | 62840.583 | 63521.778 | 63853.4783 | 65286.3269 | 91847.537 | 90692.5004 | 90898.4759 | 88082.0602 | 87648.5003 | 90004.9993
546 | 60510.4691 | 56403.3242 | 54983.9762 | 55721.964 | 56134.5832 | 56512.9803 | 91108.9772 | 90969.6425 | 90255.8297 | 88129.4095 | 87820.4158 | 89186.5209
547 | 54240.5563 | 49011.6667 | 49006.8463 | 50187.1093 | 49616.156 | 51126.4497 | 88926.9148 | 88803.7392 | 88270.6951 | 85711.7294 | 85343.514 | 87361.7385
548 | 59077.544 | 54085.5021 | 55460.5813 | 55488.9942 | 55374.7711 | 56512.6423 | 84918.9971 | 84047.7705 | 83812.4533 | 81558.1902 | 81738.7631 | 83315.536
549 | 65325.0688 | 65430.3582 | 68172.9067 | 62135.0706 | 64873.3511 | 64170.3495 | 81439.3208 | 80992.8811 | 80488.3246 | 77756.4516 | 77341.7605 | 78446.3369
550 | 65240.7323 | 64791.5796 | 67743.3134 | 64698.1058 | 64651.3111 | 58596.2441 | 76696.9915 | 76759.989 | 76396.6705 | 73686.0945 | 72730.2241 | 74556.0128
551 | 68309.0906 | 67557.5121 | 68532.7932 | 67214.183 | 64630.9061 | 64377.2876 | 75485.9338 | 74209.6809 | 73258.0833 | 69241.6444 | 69406.7777 | 70592.745
552 | 64493.3578 | 57982.0267 | 61930.8378 | 57098.0782 | 55900.1684 | 60428.2373 | 71099.3795 | 69985.0994 | 69258.6954 | 65802.899 | 65205.9843 | 65806.409
553 | 66028.037 | 60845.6623 | 60733.242 | 56299.2601 | 55254.7141 | 61026.2095 | 69415.1827 | 68351.2028 | 70032.0769 | 65377.1494 | 63423.476 | 63406.6699
554 | 77970.6922 | 75300.0498 | 76325.9186 | 73997.1043 | 71196.3812 | 74532.3848 | 67590.9688 | 67101.7246 | 68937.6922 | 65302.0338 | 63854.1415 | 63116.0785
555 | 84502.6447 | 84997.9533 | 85444.7466 | 83628.5129 | 78563.7802 | 78630.7459 | 67614.493 | 66082.5296 | 68039.9781 | 64986.1199 | 63619.9892 | 63718.69
556 | 81363.1765 | 82669.3077 | 84146.3414 | 78142.4983 | 75692.8364 | 74335.6196 | 69381.3604 | 65479.0816 | 67837.1968 | 65324.7094 | 62455.9653 | 62235.2608
557 | 76777.384 | 76029.7139 | 79493.6252 | 76615.2711 | 72875.1698 | 73615.9764 | 68015.5833 | 68164.514 | 71875.1357 | 69649.8327 | 65757.4432 | 66292.0513
558 | 66824.0825 | 65396.4745 | 66753.8431 | 60520.5677 | 58667.4459 | 63379.9927 | 75808.441 | 75538.1079 | 78817.2837 | 76593.438 | 73525.8962 | 74367.5372
559 | 64305.5247 | 62607.2174 | 64000.7526 | 56258.6137 | 54859.0984 | 61365.056 | 82535.1995 | 82652.053 | 85309.2765 | 82720.6848 | 81225.5966 | 81135.0189
560 | 76110.6071 | 75785.7503 | 78387.1439 | 74363.6303 | 70914.9341 | 74915.9408 | 86127.7553 | 86783.4397 | 89785.3622 | 86460.2 | 84796.1025 | 86598.5922
561 | 82643.364 | 82961.5265 | 85492.7362 | 83373.2682 | 77694.1362 | 79005.9214 | 88238.7643 | 88595.6241 | 91099.2745 | 87789.8964 | 86538.9062 | 86909.056
562 | 79271.4912 | 78536.3893 | 81678.7297 | 78793.6179 | 75132.2378 | 75266.1944 | 87817.4632 | 89361.7819 | 91221.4666 | 87109.244 | 86750.273 | 86907.9333
563 | 75733.9061 | 76334.7242 | 78565.9133 | 77935.8495 | 72315.8214 | 74300.8897 | 89565.2087 | 89108.1058 | 92598.6219 | 86945.222 | 86955.0863 | 87478.3212
564 | 65931.1349 | 65924.5679 | 68377.8016 | 62409.6695 | 58399.7529 | 64514.4092 | 89426.9938 | 89814.8933 | 93199.4817 | 87786.4738 | 87556.4064 | 88327.3043
565 | 62223.7646 | 63016.5242 | 65808.0232 | 59046.94 | 55165.4135 | 62445.0626 | 88445.3508 | 88712.7121 | 93018.766 | 87300.7386 | 87810.9167 | 87761.8646
566 | 75186.587 | 76554.5356 | 78815.989 | 76025.7804 | 70935.408 | 75811.9802 | 87989.7565 | 87998.4088 | 92142.1712 | 86445.3478 | 86839.4442 | 86567.2273
567 | 80950.3297 | 82778.2032 | 85728.3907 | 84673.2312 | 78382.5694 | 84020.247 | 87893.0844 | 88731.9601 | 91708.811 | 86751.5785 | 87829.4164 | 86755.7717
568 | 80239.3876 | 77755.7382 | 82379.5292 | 81805.521 | 76831.8187 | 79556.2626 | 88228.5624 | 88601.2812 | 92916.7102 | 87700.7271 | 87854.9491 | 87797.9768
569 | 76366.8348 | 76514.1496 | 79769.545 | 78014.708 | 75570.1907 | 76198.9341 | 90001.5252 | 90196.6753 | 95010.009 | 88555.868 | 88808.1741 | 89857.6936
570 | 64691.6006 | 65794.5676 | 68861.1704 | 66345.7596 | 61308.8934 | 65599.9885 | 89232.9271 | 90342.9017 | 94241.3496 | 89754.7435 | 89416.1549 | 90682.7118
571 | 60596.6117 | 61237.5439 | 65637.6853 | 62408.5964 | 58176.0989 | 63074.4256 | 87256.0288 | 88002.6337 | 91307.7413 | 87426.9584 | 87528.3696 | 87264.5553
572 | 72101.0572 | 75011.7259 | 79186.4637 | 76721.9316 | 76385.1272 | 76320.0136 | 82670.7129 | 83839.4175 | 87262.8735 | 83053.0771 | 82880.0727 | 83767.1336
573 | 79188.1591 | 80132.028 | 86206.0025 | 82885.3704 | 84682.5414 | 84214.8846 | 79339.893 | 79503.9608 | 84270.3271 | 78364.2188 | 77140.8316 | 78949.2034
574 | 76154.349 | 75748.6899 | 82534.0173 | 76732.8067 | 82568.8433 | 80754.1034 | 74816.715 | 75543.3924 | 79747.5649 | 73885.8949 | 73728.588 | 74987.4485
575 | 74807.4334 | 74049.8266 | 79630.9059 | 75080.0653 | 78476.4486 | 76242.8641 | 72457.123 | 71340.4354 | 76811.1111 | 69591.9498 | 69284.2249 | 70563.1633
576 | 63475.4748 | 61927.774 | 69738.9678 | 65474.4074 | 65051.095 | 65700.8795 | 67837.2111 | 67611.7443 | 72460.1773 | 65062.722 | 64805.4109 | 66039.6106
577 | 58377.7925 | 54734.6673 | 65085.6815 | 58316.8773 | 55148.3241 | 59461.8088 | 67634.5026 | 66277.147 | 72031.1449 | 64030.42 | 64402.7182 | 63537.7819
578 | 59525.3403 | 57237.9985 | 66907.7568 | 60076.1234 | 62021.2683 | 61330.5453 | 66187.3391 | 65966.9194 | 70654.5441 | 64216.4657 | 64182.9387 | 63542.8355
579 | 67393.1831 | 66123.56 | 75619.6941 | 65944.6004 | 70560.2101 | 70204.7407 | 65048.0035 | 65246.0638 | 69361.0394 | 64487.4337 | 64391.2166 | 64784.727
580 | 63338.9309 | 61707.7602 | 72695.3515 | 62358.004 | 66232.2438 | 65005.7375 | 64647.2677 | 64909.493 | 68996.8601 | 63928.7599 | 63664.949 | 64094.1594
581 | 63788.1425 | 61307.1324 | 69468.12 | 63688.0299 | 66263.1913 | 66270.8836 | 66534.2573 | 67459.0338 | 73142.7521 | 67094.6581 | 67040.73 | 67031.8126
582 | 56783.9631 | 54432.2403 | 62339.968 | 54407.6707 | 58144.0015 | 59035.1519 | 75116.1573 | 75201.1587 | 79392.1748 | 74926.4131 | 74524.6747 | 74590.3307
583 | 51093.0117 | 47871.5066 | 57179.4394 | 50468.5874 | 50751.2968 | 53032.8699 | 82545.7516 | 82864.877 | 86343.7081 | 81877.5521 | 82315.5445 | 81742.3831
584 | 53373.9937 | 51805.305 | 58923.3416 | 53838.5088 | 55009.1275 | 54500.6577 | 86008.9609 | 86783.1868 | 90592.0955 | 86041.1662 | 86260.8133 | 86690.3527
585 | 61414.8391 | 59149.5004 | 69230.9477 | 64796.8114 | 63483.504 | 61702.2757 | 88076.9293 | 88107.8579 | 92719.4389 | 86783.1834 | 86790.421 | 88096.5224
586 | 57248.287 | 55598.4356 | 66348.9877 | 62766.4194 | 60637.6996 | 58611.9559 | 88896.3865 | 88697.7878 | 92680.2012 | 86740.048 | 87288.4615 | 87153.6568
587 | 60492.3114 | 57462.5707 | 65867.3818 | 64440.6011 | 62297.8987 | 62420.3535 | 88878.6991 | 89362.2053 | 93456.8993 | 88215.2639 | 88790.3955 | 87618.4905
588 | 56228.5621 | 51649.16 | 59182.3113 | 57688.9361 | 55725.9396 | 56989.7743 | 89777.1527 | 88971.3006 | 93891.2143 | 88566.4806 | 89769.6601 | 88905.2261
589 | 55562.833 | 49831.5358 | 59338.1562 | 56543.9153 | 52913.0719 | 57017.6796 | 89747.2001 | 90614.5312 | 92645.8958 | 87464.7202 | 88025.6669 | 87418.1414
590 | 72499.2502 | 68851.0541 | 75174.344 | 75047.2204 | 71877.7053 | 74390.7628 | 87891.7274 | 87992.1158 | 91446.2848 | 86100.5047 | 87738.6875 | 85764.7249
591 | 76205.5194 | 73687.6904 | 80388.1812 | 83357.5965 | 79336.1188 | 79028.2277 | 86862.0517 | 87644.1973 | 90984.4179 | 86122.8012 | 87859.9264 | 85972.5986
592 | 72188.6076 | 70621.2115 | 75465.1105 | 77919.9561 | 76106.0751 | 75209.8016 | 88045.2793 | 89119.5057 | 92511.5758 | 87470.6707 | 88379.0942 | 86757.4527
593 | 69854.4689 | 68082.7238 | 74441.3191 | 76282.5538 | 74004.5604 | 72866.456 | 90953.2578 | 91130.1201 | 94510.4993 | 89341.2312 | 90235.3926 | 87997.9638
594 | 59349.3807 | 55511.3998 | 68138.6585 | 67005.6688 | 59982.0856 | 59815.3286 | 90711.8403 | 89983.1089 | 94012.547 | 89241.0713 | 89741.0427 | 88494.9652
595 | 56109.4119 | 52478.415 | 61007.5694 | 60328.1916 | 55090.0503 | 55765.1938 | 88260.7131 | 88616.0623 | 91224.9673 | 87824.0684 | 86735.5207 | 85821.716
596 | 73350.227 | 69658.9346 | 73995.616 | 76107.433 | 71492.6706 | 73108.1298 | 83507.2348 | 83976.4514 | 86663.5022 | 83786.4719 | 82277.5488 | 82324.5577
597 | 77058.2988 | 76111.5176 | 78019.6584 | 84612.4455 | 79500.0408 | 79977.1151 | 80068.8419 | 80177.4168 | 83780.7417 | 79636.8371 | 78378.4347 | 77521.2512
598 | 74121.2787 | 73557.2682 | 74177.6263 | 83131.6492 | 76383.5138 | 75743.7945 | 75960.3956 | 75393.2843 | 78932.0038 | 75373.5212 | 74318.1785 | 74232.2257
599 | 72683.0962 | 70897.4118 | 73582.7134 | 77929.0335 | 74216.2311 | 75972.4346 | 73389.4711 | 73100.7745 | 75973.6889 | 71367.8364 | 70306.6181 | 69496.6691
600 | 59921.1105 | 56948.4556 | 67287.6043 | 68558.2884 | 60599.1691 | 60510.2311 | 69404.7495 | 68472.5347 | 71309.5324 | 66549.7471 | 66131.4518 | 65637.7645
601 | 56870.9455 | 54203.9422 | 60366.6669 | 61988.114 | 56430.6721 | 56075.355 | 69411.5074 | 68552.1588 | 69570.8017 | 65332.3724 | 65814.6083 | 63626.6
602 | 75138.7918 | 71149.7054 | 73687.9117 | 76645.7654 | 73201.517 | 73838.304 | 68025.3004 | 67755.2864 | 67844.8507 | 64968.591 | 65417.518 | 64374.5718
603 | 84456.0837 | 78223.9711 | 77348.7621 | 85799.9049 | 79250.5509 | 81595.4138 | 66551.3068 | 67027.2514 | 66245.5924 | 64929.0832 | 65589.8901 | 66153.8793
604 | 81807.6873 | 76673.0514 | 71838.7805 | 84198.4883 | 76684.7434 | 76339.4324 | 66180.4448 | 66720.7906 | 66183.554 | 64715.6529 | 65299.8235 | 65837.8094
605 | 77091.8489 | 75029.8898 | 68748.3432 | 77663.8145 | 73600.2297 | 74980.7151 | 68402.8878 | 71164.7751 | 68622.3735 | 67908.7307 | 68025.7283 | 70622.3261
606 | 66006.1135 | 58566.6094 | 59578.48 | 69032.7508 | 60321.9785 | 60873.2714 | 76069.9533 | 77202.5322 | 75781.2515 | 75244.1799 | 75883.7547 | 77688.7293
607 | 59922.0219 | 54850.5549 | 55777.1727 | 62169.3824 | 55645.9082 | 56297.6681 | 83150.665 | 84120.102 | 83347.3615 | 82173.4669 | 82926.3486 | 84223.7543
608 | 75951.9171 | 72452.8715 | 69777.0208 | 76340.7395 | 72326.9134 | 74925.9244 | 88115.4246 | 88192.8927 | 87319.9065 | 85678.5832 | 86665.3632 | 88113.3978
609 | 83346.7467 | 77063.6644 | 74128.5904 | 85168.32 | 79631.994 | 83417.8733 | 88465.6442 | 89515.9302 | 88247.8747 | 86832.4563 | 88326.1444 | 89545.5269
610 | 80095.2874 | 74205.7943 | 70109.1677 | 81864.025 | 77453.3841 | 76359.5618 | 88386.4891 | 90336.8267 | 89512.6125 | 86458.4214 | 89369.5184 | 88442.531
611 | 76695.9229 | 69713.4288 | 67517.2887 | 77529.9855 | 77363.8324 | 75670.3805 | 89191.1649 | 90453.6367 | 88872.0208 | 86692.4519 | 89695.4338 | 89398.4181
612 | 67426.0905 | 57956.3181 | 56292.0673 | 70051.4404 | 63726.5871 | 61536.0142 | 89538.3834 | 91731.4104 | 91583.9063 | 88153.9301 | 89775.3488 | 88837.2075
613 | 60507.6398 | 54391.0767 | 51471.0407 | 62884.9742 | 58618.3655 | 57117.1167 | 90020.7822 | 90857.2551 | 89988.8588 | 86820.6575 | 90110.3699 | 87611.3722
614 | 75759.9367 | 71607.4605 | 67878.6414 | 75877.3812 | 76060.6527 | 74431.7096 | 88446.6194 | 88619.5429 | 88435.9345 | 86537.2097 | 88125.5419 | 86290.2706
615 | 83029.6473 | 76053.1109 | 72477.8757 | 83211.022 | 82972.1939 | 80617.8416 | 88709.2408 | 89211.5611 | 88573.3009 | 86303.0911 | 88740.1751 | 86239.5584
616 | 78758.095 | 72072.5473 | 69679.0772 | 79625.3382 | 77521.0012 | 75564.3399 | 90166.1211 | 89275.7304 | 89732.9233 | 86867.12 | 89000.9752 | 87455.3698
617 | 75404.6769 | 68108.3803 | 64730.754 | 75232.5724 | 75471.455 | 73481.1727 | 90588.6903 | 93346.2284 | 91286.7268 | 87804.0249 | 90478.9139 | 89680.7517
618 | 68814.1822 | 56878.1042 | 53301.0123 | 69443.4696 | 65444.3749 | 61060.0737 | 90528.5415 | 92103.2867 | 91014.8666 | 87978.4803 | 89735.1998 | 89561.4132
619 | 57895.4233 | 49762.8928 | 46902.5131 | 60296.9148 | 55276.3914 | 54779.895 | 88213.3578 | 90088.6614 | 89966.5131 | 86233.2041 | 87384.6971 | 88522.2031
620 | 59483.9892 | 55433.1642 | 52743.4106 | 62182.8486 | 59818.6223 | 59562.3253 | 83841.7388 | 85932.6411 | 84808.6144 | 81732.8131 | 82742.2205 | 85030.9845
621 | 66296.5368 | 62930.7793 | 59933.4656 | 68165.4332 | 68061.3182 | 68256.2061 | 80833.6789 | 81423.8147 | 80947.5196 | 77395.1682 | 78216.4741 | 80520.794
622 | 62452.8831 | 60146.2102 | 57550.4298 | 63286.4293 | 64966.618 | 65443.5476 | 77317.9608 | 77117.5429 | 76721.2494 | 73036.3606 | 74540.9652 | 76663.7379
623 | 60067.0573 | 59307.8953 | 55232.2217 | 63522.3027 | 64896.0173 | 64603.9841 | 74789.3981 | 73955.597 | 74165.7411 | 68527.7627 | 70339.7634 | 72446.6778
624 | 54988.5968 | 51650.6997 | 48416.3688 | 58583.3265 | 57529.1131 | 57349.4343 | 70801.0715 | 69312.8095 | 70106.5074 | 64460.1929 | 65902.0568 | 68356.6593
625 | 47141.0906 | 45652.4298 | 42441.3224 | 53202.743 | 50836.4107 | 51598.1957 | 73537.3059 | 66560.0245 | 69235.0181 | 61811.7187 | 64656.0766 | 68041.1559
626 | 49337.7865 | 49742.3745 | 47146.387 | 56282.7272 | 54822.0975 | 54911.6744 | 71540.7845 | 65299.9187 | 67323.6615 | 61120.7246 | 63533.8731 | 67138.0935
627 | 58100.902 | 59213.2104 | 56510.8657 | 62426.9991 | 63932.5905 | 65436.5506 | 68935.3892 | 62912.5668 | 64779.6199 | 60540.0618 | 61756.7223 | 65710.9756
628 | 54861.9429 | 56331.1493 | 53898.7341 | 60373.8814 | 61726.1263 | 65309.6785 | 68695.6398 | 61278.0977 | 63087.8293 | 58754.9441 | 60353.704 | 64956.5025
629 | 56982.3396 | 57641.4093 | 55024.9622 | 62217.7461 | 64232.5944 | 67182.472 | 69837.7827 | 61450.1865 | 64438.3245 | 58579.9191 | 61033.265 | 65367.7487
630 | 51887.4675 | 51576.3805 | 47851.9342 | 58381.8753 | 57387.1536 | 58202.7614 | 68673.7693 | 60651.3035 | 64351.079 | 59771.4339 | 61030.4961 | 66375.2027
631 | 48824.289 | 49056.4579 | 47312.9198 | 59712.5086 | 54265.5155 | 57194.1723 | 73676.575 | 65114.1189 | 67920.4988 | 62322.8442 | 64315.9066 | 70143.4057
632 | 67266.1716 | 68167.0332 | 66859.8328 | 75440.7021 | 73673.8974 | 76338.4237 | 76321.1895 | 69449.8677 | 70497.4172 | 66508.2769 | 68245.0276 | 72475.126
633 | 72664.8897 | 73197.888 | 72858.6469 | 79365.3932 | 79431.5369 | 85500.1332 | 82322.8259 | 73039.0762 | 75566.102 | 71910.2991 | 73731.1504 | 77765.3528
634 | 69961.476 | 70328.4821 | 69823.7967 | 74880.6418 | 76230.1224 | 83881.9599 | 84385.647 | 76354.6895 | 79463.1741 | 74480.1275 | 77971.0652 | 80461.9151
635 | 66898.5279 | 67079.9591 | 66844.0178 | 73734.6936 | 74246.1396 | 76807.385 | 86110.9225 | 76822.52 | 79573.5013 | 78121.3498 | 77173.1741 | 79943.8608
636 | 54235.177 | 54403.2934 | 53280.9152 | 68008.9306 | 61033.7139 | 69886.7652 | 86349.0996 | 75547.2602 | 79849.3133 | 78295.2144 | 78868.866 | 77196.061
637 | 50493.0285 | 49882.78 | 48681.2241 | 61616.0025 | 56572.0987 | 62505.6672 | 84919.2731 | 75230.7289 | 79109.006 | 78222.1643 | 78455.5812 | 77991.5321
638 | 66869.0823 | 67661.0776 | 66341.0204 | 74713.5715 | 73981.8791 | 75915.0181 | 85958.6754 | 73171.3227 | 78635.6529 | 76538.3372 | 78267.2757 | 72752.7834
639 | 72766.4347 | 73005.0576 | 72301.4165 | 77813.4363 | 78999.661 | 82037.7539 | 82390.0019 | 72219.8369 | 76067.7949 | 74643.9907 | 74889.7549 | 72089.7946
640 | 70330.1519 | 70466.6887 | 69454.2803 | 73816.9028 | 75259.5904 | 81171.8595 | 85254.3505 | 71368.2028 | 78669.863 | 75758.2107 | 75993.5951 | 74521.404
641 | 67194.2674 | 67019.4468 | 66942.9484 | 73094.1733 | 73295.2499 | 76915.1485 | 88609.807 | 73026.3542 | 81679.4587 | 79718.7841 | 79204.0347 | 80199.0506
642 | 53457.5128 | 54074.1972 | 54064.5175 | 64509.2449 | 60713.611 | 63646.2804 | 87694.3382 | 77030.7895 | 79837.3242 | 79737.7213 | 79343.7424 | 80760.8495
643 | 48888.5869 | 49646.4528 | 49322.3697 | 59670.0258 | 56556.8418 | 57224.8354 | 85645.0411 | 74625.3084 | 78776.2615 | 76986.159 | 76016.0907 | 79025.2014
644 | 66581.9318 | 67567.6242 | 66541.3859 | 72626.5538 | 73084.8509 | 71713.9646 | 84327.986 | 72005.6724 | 74121.3729 | 73234.4141 | 71886.931 | 76455.8063
645 | 72340.8857 | 72569.1221 | 72887.6521 | 75953.9225 | 79266.3568 | 77953.2188 | 81681.3947 | 67930.7589 | 71081.3312 | 70183.6299 | 69589.9724 | 73350.8441
646 | 69984.1353 | 70238.2493 | 70687.3182 | 71856.8881 | 76664.471 | 73877.6277 | 79184.1849 | 65841.3022 | 69461.9435 | 69126.8408 | 68665.0982 | 70627.9678
647 | 66936.1717 | 67256.8717 | 67075.6662 | 70166.6233 | 74621.3936 | 70594.6169 | 78854.7088 | 62529.6808 | 66626.2996 | 65576.3134 | 65092.6908 | 67606.6637
648 | 53556.2933 | 54528.0734 | 54529.0903 | 59003.3604 | 61300.2835 | 59143.2129 | 75934.1028 | 60909.7255 | 63891.4226 | 63576.4602 | 64045.1886 | 65810.6366
649 | 48849.2668 | 49624.513 | 49948.2185 | 54905.4507 | 56444.9615 | 54341.4039 | 74285.4187 | 57216.1031 | 58598.5114 | 57794.7928 | 60263.9559 | 63394.8498
650 | 66756.3576 | 67707.0984 | 67635.4464 | 70812.1286 | 73558.6715 | 69836.2364 | 72560.3146 | 55887.6318 | 57075.5903 | 56833.3149 | 59125.099 | 63325.7162
651 | 72420.5897 | 73459.7908 | 73625.9447 | 74946.3257 | 79665.9398 | 73853.2646 | 70967.1236 | 55520.3353 | 55990.6931 | 57382.4423 | 58324.013 | 61761.5857
652 | 69580.4826 | 70502.5138 | 70330.3039 | 71324.8069 | 76333.9853 | 70876.2111 | 71229.9035 | 54885.6861 | 55702.1625 | 57042.8189 | 58247.5767 | 62123.6371
653 | 66775.3059 | 67111.8945 | 67430.0145 | 68643.3482 | 74808.4802 | 68634.9964 | 71048.0191 | 56090.5499 | 56668.1329 | 58289.9293 | 59878.7571 | 62621.7686
654 | 53439.0055 | 54746.6872 | 54753.8568 | 57055.828 | 61990.5971 | 56534.0002 | 72022.6604 | 55070.2365 | 56501.9278 | 58882.1989 | 60369.7125 | 63679.4642
655 | 48379.1779 | 49649.8914 | 50144.3484 | 53438.1501 | 57735.3737 | 53887.4832 | 73071.0591 | 56211.5023 | 58115.8065 | 60219.0745 | 61099.4684 | 64538.1353
656 | 65830.1794 | 67455.3597 | 68068.9067 | 70590.2158 | 75151.9094 | 71531.3297 | 75062.124 | 60926.9158 | 61699.0875 | 63809.4778 | 64985.4287 | 67198.1113
657 | 72418.0458 | 73445.3354 | 74213.5889 | 74828.1818 | 83344.1341 | 78888.2343 | 82626.4454 | 64972.8389 | 67020.5816 | 68111.1455 | 70089.2519 | 74978.2811
658 | 70041.8746 | 70519.1386 | 71095.7844 | 71108.3472 | 77611.6953 | 76303.0857 | 84847.2088 | 68821.1217 | 70237.4627 | 72249.8987 | 73369.4954 | 75027.5663
659 | 65356.0212 | 65885.7774 | 66367.5385 | 66935.4158 | 75255.604 | 72223.5935 | 86075.6575 | 72038.9783 | 73832.2187 | 75019.0014 | 76398.9255 | 77627.5142
660 | 52993.2086 | 53554.8633 | 54588.7948 | 55722.3961 | 65795.7212 | 59721.4351 | 86715.6215 | 71319.7919 | 72227.9551 | 74601.0592 | 76539.4608 | 76288.8345
661 | 46680.3377 | 46108.4151 | 47260.6698 | 49308.9842 | 56435.3408 | 52428.3059 | 85241.1026 | 70573.7582 | 72064.6533 | 73834.9648 | 75540.7804 | 71535.6447
662 | 54675.4625 | 53872.5779 | 55501.469 | 55087.8932 | 60252.4038 | 58384.0954 | 83123.4988 | 69392.877 | 70394.1921 | 72378.3687 | 73479.6439 | 68805.5186
663 | 62486.6845 | 61780.5661 | 64405.14 | 63982.2199 | 67877.4457 | 67784.2339 | 84387.9548 | 68626.6236 | 70521.1327 | 72731.1735 | 75415.0527 | 71752.8101
664 | 59971.2455 | 59101.3144 | 61057.3252 | 61483.6029 | 64269.806 | 64988.0491 | 84041.59 | 69355.4046 | 69628.2268 | 72483.4623 | 75192.3987 | 69308.7312
665 | 58126.6578 | 56580.1144 | 58459.6041 | 60106.4789 | 64084.6306 | 64177.2582 | 85403.4581 | 70605.9238 | 70352.0887 | 74835.478 | 79811.129 | 74665.5565
666 | 49185.1416 | 48017.0591 | 49968.3921 | 51983.37 | 56871.6193 | 56849.1366 | 89511.1501 | 73895.5848 | 74692.148 | 78297.8477 | 80706.8876 | 79711.0221
667 | 42552.2798 | 41325.4505 | 43170.216 | 46608.2703 | 50880.986 | 50707.5778 | 86873.1787 | 71233.0354 | 71219.8648 | 73451.8555 | 76887.9909 | 77945.8688
668 | 49559.1347 | 48000.7977 | 49875.3177 | 50662.395 | 53744.1312 | 54989.2428 | 85920.889 | 67901.9094 | 68156.7315 | 70176.5281 | 74880.179 | 74742.9576
669 | 61544.68 | 57492.9454 | 61392.8311 | 61098.8738 | 61168.2637 | 64347.6661 | 83656.4612 | 65003.8829 | 65839.0434 | 67187.5944 | 71087.5546 | 72258.8015
670 | 58519.7789 | 54592.0845 | 58085.5342 | 58741.725 | 57867.7906 | 62540.5293 | 80491.105 | 65544.3954 | 64491.3539 | 65896.2253 | 69716.0396 | 70919.8383
671 | 60312.3215 | 56535.7163 | 58747.4852 | 59140.4648 | 59263.7804 | 64010.8793 | 82075.1075 | 62960.0466 | 62083.6549 | 63073.935 | 66058.7739 | 68432.2794
672 | 52048.0511 | 49201.0206 | 51791.9048 | 53626.6655 | 54418.3832 | 57510.047 | 78871.2415 | 60197.1212 | 59230.7255 | 61749.0087 | 64617.3091 | 66563.5524
673 | 50657.5564 | 48583.3589 | 49996.0708 | 52358.2843 | 52699.4985 | 56228.0066 | 77586.8236 | 58944.232 | 58229.8881 | 60392.9276 | 62671.7499 | 66109.8346
674 | 71230.5936 | 68246.98 | 69464.5943 | 71780.1518 | 71106.3581 | 75476.9353 | 77290.6546 | 58318.582 | 56817.8472 | 59738.4846 | 61181.6661 | 65242.8825
675 | 77935.4311 | 73953.8331 | 75949.5269 | 77430.6608 | 75562.1386 | 80626.096 | 76122.9883 | 58328.6704 | 56751.0576 | 59826.3913 | 61307.6472 | 65554.5277
676 | 74296.2247 | 71049.9842 | 70936.2324 | 72730.5749 | 72072.6625 | 75701.1053 | 78567.2909 | 59731.0796 | 57579.7997 | 61424.0326 | 62640.2292 | 65681.4653
677 | 71178.3474 | 68219.1696 | 68261.869 | 68890.7116 | 68594.3677 | 71393.8354 | 79370.4244 | 65163.1225 | 63525.6236 | 66849.6499 | 69862.8674 | 72843.4358
678 | 57932.4624 | 55540.2729 | 55652.2231 | 57201.2689 | 56706.9656 | 60812.4783 | 86232.1377 | 73569.5733 | 70700.2481 | 74650.2863 | 76296.7891 | 79884.934
679 | 53607.7844 | 50702.7091 | 51260.9241 | 52905.9669 | 52494.7819 | 54585.8624 | 93426.8133 | 80843.2186 | 76204.8745 | 81814.222 | 83193.6592 | 86301.5703
680 | 73336.3241 | 68547.4095 | 69258.4456 | 69377.2584 | 68745.4236 | 70528.8778 | 96945.2488 | 85318.5586 | 78467.2614 | 86225.7013 | 87740.2308 | 90632.2482
681 | 81990.8991 | 73866.4788 | 77080.4897 | 74031.7768 | 73203.6274 | 74390.7365 | 97694.8633 | 86204.4751 | 80984.8522 | 87066.3712 | 88721.7026 | 90950.2659
682 | 79126.6924 | 70970.5294 | 73046.1148 | 70162.8589 | 70659.4482 | 71002.546 | 99063.7723 | 85344.9365 | 80384.7858 | 87177.3584 | 89443.0749 | 90253.8783
683 | 76302.019 | 68164.3284 | 68924.7611 | 68008.8745 | 68387.1332 | 67702.0611 | 98494.9384 | 82125.073 | 82709.6974 | 88811.6908 | 90289.3327 | 89236.4462
684 | 60778.9016 | 55284.4612 | 55978.1992 | 55213.8323 | 55312.5927 | 56010.5306 | 97416.6131 | 81537.7218 | 83002.1683 | 88895.2218 | 90268.7107 | 87791.4531
685 | 57502.4463 | 50715.7339 | 51828.4557 | 50042.2962 | 52217.689 | 50899.7262 | 96916.822 | 77969.6265 | 85853.3528 | 87972.7889 | 90227.0674 | 86388.046
686 | 74427.3724 | 68941.525 | 69662.9148 | 66762.4934 | 68798.5851 | 67130.9851 | 94990.5692 | 78099.1768 | 85072.4835 | 87182.8869 | 88129.8345 | 83712.4476
687 | 83886.1546 | 73766.0183 | 75996.4333 | 72800.901 | 73463.2661 | 72374.6264 | 95687.2768 | 76422.7842 | 84322.2057 | 87696.0541 | 88317.0733 | 85969.6345
688 | 77020.7524 | 70710.6421 | 72296.5335 | 70328.563 | 70051.7119 | 69454.1403 | 95560.4331 | 77633.4043 | 83114.9799 | 87991.481 | 88681.7198 | 84745.6548
689 | 76082.322 | 68238.3169 | 68951.3292 | 66998.7921 | 67797.8281 | 66512.8461 | 99404.2294 | 84833.7487 | 85161.4698 | 90838.0846 | 90462.0193 | 89190.7895
690 | 62232.0024 | 54933.1307 | 56584.4897 | 53681.5868 | 55768.0879 | 53752.1334 | 98893.6192 | 84722.1536 | 85240.4444 | 89235.1733 | 89523.7452 | 89992.2135
691 | 58482.086 | 50012.5571 | 50907.0344 | 48829.6762 | 52987.8652 | 50528.0785 | 96411.2558 | 84168.3599 | 83751.4315 | 87306.2512 | 87703.6495 | 89196.7195
692 | 76455.8289 | 67902.9027 | 69118.6323 | 66371.5045 | 69508.589 | 66831.5581 | 92456.3238 | 80684.8853 | 79619.8239 | 83325.1475 | 83301.9809 | 84594.0608
693 | 83640.1957 | 72981.1171 | 73792.7272 | 71608.5939 | 75701.2571 | 72467.1082 | 89409.3224 | 76185.5935 | 74776.3517 | 79072.4228 | 79073.6347 | 82110.6328
694 | 78393.5844 | 70375.7287 | 70809.7054 | 69256.1712 | 73712.6652 | 69471.0673 | 85467.1024 | 72418.394 | 70770.1621 | 75091.7313 | 74773.1571 | 77702.6199
695 | 77176.3232 | 67708.528 | 67240.1914 | 66666.9236 | 70517.2406 | 66417.3947 | 85209.1655 | 68273.4745 | 66590.0474 | 70479.1902 | 71076.7382 | 74131.6655
696 | 63235.0625 | 54451.8777 | 54058.7911 | 53378.6764 | 58964.6194 | 53374.0649 | 82402.4935 | 64245.961 | 62674.4543 | 66099.1231 | 66847.3212 | 70891.0922
697 | 57815.7216 | 49477.9142 | 50049.3164 | 48406.3699 | 55945.3964 | 48990.1873 | 83612.0453 | 61973.6856 | 60197.8455 | 64818.6298 | 65258.7314 | 70601.6964
698 | 75657.8267 | 67506.7215 | 68124.2644 | 65832.3949 | 73048.5107 | 66931.187 | 81882.7694 | 62228.6437 | 60489.7277 | 64643.4283 | 65363.0467 | 69335.4145
699 | 82128.5068 | 73638.8479 | 73642.2464 | 72302.1316 | 78492.9536 | 73003.3683 | 80123.3727 | 63920.8068 | 62176.1314 | 65404.8435 | 65753.6517 | 68369.6753
700 | 76873.4535 | 71154.1482 | 70767.6578 | 70196.2712 | 75699.2687 | 70086.4635 | 82443.5801 | 62888.5388 | 59502.3666 | 64592.4618 | 66172.8779 | 68321.5966
701 | 75110.6581 | 66166.3472 | 66067.6504 | 65628.0387 | 71253.9253 | 65201.0349 | 81488.6044 | 66534.8537 | 64332.2114 | 67888.0169 | 69800.3239 | 72738.8193
702 | 61682.2051 | 53278.6154 | 54123.5331 | 53252.3908 | 57790.2109 | 52993.2729 | 87846.9973 | 74516.4488 | 71303.8053 | 75381.2913 | 76193.6716 | 79499.0327
703 | 53596.9852 | 45390.0341 | 47908.6965 | 45931.5636 | 52234.34 | 45524.7721 | 94954.2047 | 81356.0844 | 76106.2784 | 81988.0579 | 83045.6631 | 85930.681
704 | 60368.0328 | 53374.2284 | 56666.45 | 53547.5398 | 59757.45 | 53685.911 | 99092.5149 | 85858.0981 | 78521.1048 | 86294.9824 | 86737.4965 | 89596.7269
705 | 69337.1589 | 62980.098 | 66911.887 | 63836.056 | 70063.3418 | 63053.1058 | 100500.8185 | 86150.3272 | 79966.211 | 87158.4583 | 87511.3009 | 90816.6624
706 | 66240.9612 | 59757.7096 | 63407.7831 | 59505.5268 | 67507.5537 | 60131.6364 | 100945.5423 | 85020.1836 | 80007.4525 | 87744.2261 | 88796.1451 | 89774.0023
707 | 64356.6836 | 56868.4675 | 59535.7448 | 56839.7994 | 66785.1147 | 56325.4405 | 101466.7274 | 84336.4438 | 81435.294 | 88376.3396 | 88578.6477 | 88375.7162
708 | 56242.7808 | 48885.7959 | 52157.2098 | 47818.6918 | 57720.3513 | 48613.8647 | 101139.0704 | 82235.7703 | 82638.3256 | 89366.9169 | 89118.7567 | 86265.2727
709 | 48912.5132 | 40221.9841 | 44306.244 | 40550.6384 | 50314.9128 | 42998.0081 | 99123.3276 | 77890.3945 | 85807.0255 | 88347.1046 | 87312.8693 | 85102.33
710 | 53521.4092 | 47123.5661 | 50316.8047 | 47774.6636 | 55973.8388 | 49689.9627 | 97977.2782 | 77550.1053 | 84697.0371 | 87940.9182 | 86406.4223 | 84749.8775
711 | 64500.1462 | 57853.4057 | 59504.9239 | 58581.1791 | 68126.2399 | 59806.5787 | 97764.7448 | 75261.5863 | 84901.1861 | 86304.6859 | 86053.7115 | 85133.5721
712 | 64009.8219 | 55343.466 | 55787.8481 | 55778.1183 | 67356.5705 | 59044.5343 | 99557.9195 | 76437.0884 | 85381.2304 | 87207.9362 | 87202.2576 | 83406.9494
713 | 63547.6 | 55036.033 | 56156.1496 | 55724.1992 | 66809.4443 | 60266.6384 | 102373.0763 | 82749.0492 | 87223.2996 | 88291.0327 | 88716.5665 | 88618.3867
714 | 54149.2645 | 48046.1387 | 50209.5466 | 48154.8254 | 56997.136 | 52241.7451 | 101432.2054 | 83905.8248 | 86888.409 | 88083.889 | 88399.6132 | 90397.2959
715 | 48690.7176 | 47802.4031 | 46887.8203 | 46060.7466 | 53354.7022 | 50683.3826 | 98647.2071 | 84508.8331 | 85036.2554 | 85569.9895 | 85983.9903 | 89080.7284
716 | 61970.8039 | 63507.7666 | 61628.1358 | 62094.5507 | 66672.8744 | 65428.8784 | 95104.5502 | 80564.6221 | 80840.757 | 81865.2836 | 82151.3047 | 85629.5089
717 | 72546.8081 | 72756.0863 | 71521.7089 | 71715.2317 | 80946.0742 | 76764.6 | 91132.4041 | 75529.1989 | 75793.7966 | 77346.6167 | 77041.0374 | 81660.7501
718 | 71072.8555 | 70838.864 | 71258.897 | 70434.2931 | 80557.0817 | 74599.5188 | 86778.6381 | 72252.5977 | 72492.0502 | 73897.3246 | 73270.8366 | 77593.9935
719 | 67613.6899 | 68741.2247 | 67452.8286 | 67368.6892 | 77186.4745 | 69351.925 | 86438.0118 | 68211.5343 | 68330.5011 | 68966.7262 | 69215.1398 | 74747.4294
720 | 53845.4826 | 55033.2736 | 53239.7621 | 53621.3951 | 60912.1413 | 56725.1501 | 84708.6433 | 64636.3756 | 64403.0208 | 64842.7916 | 64647.07 | 71560.968
721 | 48396.7101 | 49870.3905 | 46968.1788 | 47011.8383 | 53227.6447 | 49986.9135 | 84150.8508 | 62496.2857 | 62687.5949 | 63449.5645 | 61652.0184 | 71251.3398
722 | 50161.7079 | 53089.9471 | 49843.5127 | 49892.3187 | 55505.211 | 52794.9077 | 84122.2129 | 62667.7943 | 62784.7407 | 64126.8524 | 61178.0464 | 69871.8251
723 | 58464.9385 | 61402.0709 | 59085.3808 | 58274.9027 | 67909.4763 | 63918.848 | 82370.4709 | 64512.5367 | 64535.8548 | 65984.0827 | 62466.316 | 68351.3989
724 | 55881.603 | 57969.5504 | 55249.4501 | 54978.6838 | 66362.9726 | 63755.7665 | 85360.0663 | 63464.3503 | 63601.4997 | 65242.8096 | 60154.2746 | 68331.4741
725 | 56724.863 | 58534.3868 | 57001.6477 | 56241.5073 | 65356.1914 | 61052.4058 | 82611.0818 | 66883.5343 | 67160.2775 | 69038.0038 | 64432.2824 | 72289.0648
726 | 52497.3433 | 54696.2813 | 52187.2324 | 51602.4898 | 57758.3077 | 54473.342 | 89259.4991 | 74596.7887 | 75080.3415 | 76440.3519 | 71747.165 | 78853.2079
727 | 50253.6629 | 51492.3 | 48606.8863 | 49238.0313 | 56171.581 | 50689.6551 | 96146.3132 | 81701.9438 | 82282.3104 | 83532.604 | 76733.959 | 85328.5952
728 | 67165.7469 | 69363.6238 | 66052.5659 | 65755.9403 | 72946.5208 | 68174.4879 | 100220.2567 | 85733.6775 | 86334.307 | 87746.3215 | 79238.6152 | 89362.8549
729 | 73537.5014 | 74511.418 | 73017.1739 | 72721.9098 | 78266.2743 | 74488.6463 | 101238.811 | 87068.4796 | 86765.5196 | 89400.3445 | 81309.4883 | 90616.6677
730 | 70440.3583 | 70889.4821 | 69786.7366 | 70101.5343 | 75034.2097 | 70965.6598 | 101899.7192 | 85256.0715 | 87392.7744 | 91012.3677 | 82318.3181 | 89753.6781
731 | 67375.8658 | 67085.2605 | 66292.3852 | 66485.308 | 70767.0157 | 67230.8197 | 102848.4761 | 85635.5296 | 87797.9046 | 92673.9643 | 84515.6306 | 88213.9654
732 | 55249.8075 | 55078.4159 | 53501.2036 | 53760.9825 | 58605.2404 | 54383.1781 | 102428.8096 | 84206.8326 | 88098.4886 | 93158.3803 | 85989.4532 | 89007.7125
733 | 51978.4079 | 50979.0333 | 48389.5346 | 49890.4249 | 53400.1877 | 49015.8057 | 101929.1284 | 85568.4516 | 87690.6255 | 92454.5388 | 85661.2155 | 87676.6528
734 | 69672.8457 | 68736.371 | 65728.1937 | 66874.8776 | 69951.1284 | 66850.0913 | 100480.1183 | 85168.3426 | 85922.499 | 91389.8159 | 85587.9991 | 86848.4728
735 | 76826.3831 | 74369.746 | 72924.0151 | 73991.9628 | 76535.5429 | 73215.7912 | 98617.3988 | 84609.502 | 85713.3494 | 91398.546 | 85792.251 | 88195.3881
736 | 73630.2845 | 71217.7633 | 69808.9413 | 70533.8552 | 72266.1606 | 70501.4815 | 99486.038 | 85046.8431 | 87028.5132 | 91602.9796 | 85786.4355 | 88330.5764
737 | 69180.1481 | 68873.9921 | 66546.4079 | 67112.0412 | 68667.3782 | 66975.132 | 102169.8377 | 86911.3759 | 88018.4551 | 94361.1556 | 86933.9349 | 89403.2354
738 | 56443.0643 | 56285.7628 | 53279.3727 | 54997.9842 | 56315.4578 | 53443.5169 | 102392.7929 | 87353.1151 | 88380.7088 | 93815.3328 | 87633.1431 | 90244.4929
739 | 51794.559 | 52166.4475 | 48509.0726 | 50346.1321 | 52292.4925 | 48711.3319 | 100635.2866 | 85711.0378 | 85699.4382 | 91362.6024 | 84854.349 | 88918.0934
740 | 70006.468 | 69806.9683 | 65397.0265 | 67352.8372 | 68433.203 | 65906.1404 | 97371.9088 | 81853.9991 | 82165.0412 | 87066.8143 | 81649.6412 | 84090.0383
741 | 77509.1981 | 76724.8531 | 72690.4152 | 74082.2459 | 74089.1006 | 73136.316 | 94276.6424 | 77300.8205 | 76960.3656 | 83466.9546 | 76878.445 | 80920.8533
742 | 73243.3725 | 72311.3381 | 70426.1988 | 72163.0555 | 70635.7222 | 70343.8356 | 89927.9252 | 73925.29 | 73586.8153 | 79345.6326 | 73407.9605 | 76240.118
743 | 67210.609 | 66978.4505 | 65057.6688 | 67076.7465 | 65863.307 | 65255.7725 | 92198.6551 | 69136.067 | 68923.9209 | 76061.1255 | 68376.2389 | 73589.1203
744 | 54695.2518 | 54997.484 | 53382.1183 | 54981.2772 | 53956.0922 | 52351.3712 | 89135.7343 | 65295.5384 | 64956.0943 | 72535.2041 | 64468.0247 | 70490.524
745 | 46901.8034 | 46768.2591 | 45854.2956 | 49346.6347 | 46040.2396 | 45204.2867 | 82236.4141 | 63579.6145 | 62922.6003 | 71328.2182 | 61719.8295 | 70300.8198
746 | 54346.3879 | 54410.8197 | 52731.675 | 57310.5695 | 53445.4534 | 52597.0457 | 82682.7526 | 63950.0947 | 63026.0585 | 70708.1368 | 61868.3107 | 69585.4635
747 | 62098.5692 | 62548.1844 | 60721.1461 | 67280.6095 | 61842.9691 | 61552.3877 | 80882.3646 | 65803.6206 | 64850.0277 | 69729.1811 | 63825.207 | 68287.3117
748 | 59855.1265 | 59876.8931 | 58668.448 | 64781.2403 | 59805.2718 | 58586.9739 | 85054.6177 | 65050.0786 | 64021.3436 | 69030.1847 | 62833.1453 | 68152.6905
749 | 57490.1104 | 56803.5309 | 55554.4318 | 62264.5428 | 57824.4024 | 56496.9951 | 81685.4163 | 68513.3179 | 67485.8103 | 73651.9975 | 65946.2889 | 72077.5783
750 | 50103.6477 | 48354.9129 | 47967.083 | 53309.315 | 49960.3844 | 48781.4781 | 88585.4649 | 76125.0061 | 75305.7033 | 79901.514 | 73683.9628 | 79472.2739
751 | 44606.3596 | 40413.4193 | 40139.9441 | 47647.0963 | 42829.0269 | 44936.8394 | 95312.9096 | 83469.3254 | 82088.4073 | 87382.783 | 80722.4192 | 86416.4718
752 | 50082.5191 | 46550.4557 | 46572.5282 | 52122.2125 | 47775.9861 | 48637.0943 | 99845.2513 | 87558.3531 | 86287.913 | 91666.4217 | 84925.4285 | 89612.9945
753 | 59295.1711 | 56339.6539 | 57000.6714 | 62847.3043 | 57664.8937 | 58306.3941 | 100881.0217 | 88688.5822 | 87412.3925 | 93093.0141 | 86190.6651 | 91228.5434
754 | 56447.8347 | 55007.7001 | 54619.0078 | 59146.5215 | 54849.4298 | 55699.9022 | 101419.4897 | 88650.5578 | 87305.779 | 94565.0326 | 85752.9504 | 91319.0832
755 | 57904.0282 | 56016.7996 | 55081.675 | 59191.0881 | 54757.955 | 56472.8847 | 100318.2543 | 89051.969 | 89086.3616 | 95692.6568 | 87409.8122 | 92487.6019
756 | 50721.0502 | 49394.4444 | 48022.3075 | 52400.1353 | 48082.2732 | 49482.1927 | 100551.7804 | 90843.2837 | 89789.8062 | 95584.0881 | 89285.2072 | 90027.5495
757 | 49427.0665 | 46487.276 | 46436.0724 | 48313.0654 | 46659.7888 | 48933.157 | 98698.367 | 89609.8808 | 89255.4416 | 94667.6348 | 86494.7 | 88951.1385
758 | 69208.8692 | 65729.4064 | 65353.1732 | 67851.8907 | 66477.5972 | 67824.2056 | 97193.0574 | 89058.3163 | 87146.2311 | 93798.5693 | 86538.6136 | 87510.6762
759 | 77213.9735 | 72535.0138 | 72211.3653 | 72786.5203 | 72881.3797 | 73312.7031 | 97350.1238 | 88716.7143 | 88339.7538 | 93468.6318 | 86287.8566 | 89031.2232
760 | 74030.5565 | 70052.4536 | 69808.0341 | 70325.8441 | 70143.8667 | 71451.0256 | 98912.574 | 89476.1467 | 89967.4295 | 94625.4657 | 86144.339 | 88521.5629
761 | 68856.3941 | 66875.1375 | 67106.8519 | 67300.3392 | 66651.4623 | 67766.7826 | 101931.0193 | 91392.8824 | 91739.6124 | 96459.6202 | 87668.5329 | 92383.1408
762 | 56006.0229 | 53357.8731 | 53715.1136 | 54345.2843 | 53247.8137 | 54737.8696 | 101619.7491 | 91345.9312 | 90712.5443 | 95328.1091 | 87499.2846 | 93116.3635
763 | 51267.0586 | 48337.1514 | 48462.7148 | 49631.5552 | 48221.5085 | 50826.3182 | 99123.5339 | 88964.7022 | 88472.2662 | 92429.0656 | 86430.6683 | 91824.6292
764 | 69022.6966 | 65610.3662 | 65161.1584 | 66940.8082 | 65580.994 | 68811.8865 | 94369.4121 | 85213.8827 | 84244.4237 | 87140.2349 | 81577.9567 | 87303.7979
765 | 77546.5142 | 72395.0231 | 72289.1048 | 72802.3161 | 72433.6474 | 76299.6314 | 91270.7776 | 80958.3903 | 79586.2656 | 82419.376 | 76798.599 | 83807.3519
766 | 73146.3797 | 69697.1246 | 69193.9141 | 69582.7163 | 69304.9643 | 73135.7839 | 86116.3047 | 77168.8047 | 75920.9206 | 78091.9696 | 72786.3707 | 79377.5544
767 | 68482.9232 | 66127.0777 | 66486.4915 | 66390.6203 | 66003.0829 | 69176.7453 | 88105.7129 | 72265.3721 | 71001.5494 | 75018.9744 | 68812.8023 | 76898.1994
768 | 55999.0445 | 53180.7728 | 53480.6984 | 53821.9427 | 53121.8552 | 56499.9891 | 84843.7826 | 67948.5127 | 66913.0117 | 70243.1591 | 64653.6854 | 74395.9961
769 | 52066.4765 | 48541.1569 | 48311.2997 | 48453.385 | 48251.3266 | 52039.3937 | 78936.2752 | 66490.8367 | 65067.324 | 67342.8496 | 60933.3283 | 74111.4729
770 | 69074.4872 | 65335.4674 | 65072.6364 | 66092.3487 | 65591.6754 | 69891.7893 | 78193.3085 | 66545.0165 | 64785.6609 | 66654.0743 | 61182.317 | 73277.3398
771 | 76657.6518 | 71909.7595 | 71601.7618 | 71932.0452 | 71763.7706 | 75935.3326 | 76617.6599 | 67748.3784 | 66672.3422 | 66038.232 | 62649.0615 | 71962.6452
772 | 74642.579 | 69730.8981 | 69288.2011 | 69807.949 | 69605.7088 | 72378.7168 | 81582.8202 | 67225.1687 | 65745.1235 | 65550.77 | 60666.9085 | 72852.734
773 | 70631.9033 | 66284.8636 | 66350.9448 | 65850.9147 | 66319.4579 | 68547.5192 | 77595.4415 | 71849.1833 | 71099.1939 | 67998.7919 | 64968.599 | 76100.0346
774 | 57932.913 | 53142.926 | 53867.4781 | 53238.7152 | 53729.3749 | 55240.1861 | 83946.306 | 78909.7004 | 77886.0781 | 75647.9735 | 72672.9842 | 82829.9923
775 | 51525.3328 | 46930.3897 | 47089.9567 | 46964.9824 | 46955.1059 | 47742.7819 | 91096.4695 | 85279.3403 | 84692.7311 | 82819.1614 | 79519.0775 | 90563.3692
776 | 56367.647 | 51120.9571 | 51272.1024 | 51117.2161 | 51465.5859 | 51607.9976 | 94588.3289 | 89339.2604 | 88136.1175 | 86713.4993 | 83689.3013 | 94131.5147
777 | 62825.5572 | 58555.5706 | 58378.9512 | 57664.6689 | 58289.2645 | 59286.8631 | 96174.5985 | 90575.5596 | 89692.9419 | 88427.1102 | 85002.1369 | 94244.3657
778 | 60224.1799 | 55101.8168 | 54515.616 | 54913.0119 | 54512.7731 | 55099.4557 | 96920.6498 | 90974.7774 | 89926.6641 | 89637.9614 | 84911.4133 | 95378.1839
779 | 60314.8795 | 55513.0425 | 55523.2432 | 56320.0633 | 55948.3835 | 56394.2187 | 97911.4284 | 91454.2368 | 90670.691 | 90846.357 | 84762.4825 | 93530.5106
780 | 55622.3902 | 51072.5627 | 52275.2455 | 52287.2422 | 51522.6754 | 52386.4606 | 97552.3649 | 90239.3516 | 90787.8667 | 91639.6231 | 85703.3729 | 91474.3179
781 | 53542.4685 | 48222.8233 | 48581.7369 | 48544.3481 | 48403.8909 | 48374.49 | 96079.6279 | 89920.3805 | 89967.219 | 90529.6717 | 86128.0304 | 90584.997
782 | 64628.2829 | 61940.1548 | 62294.6278 | 62070.6989 | 62143.2831 | 61957.2694 | 95204.1389 | 87492.1667 | 90233.9769 | 89355.1613 | 85159.7813 | 87144.7655
783 | 75426.9678 | 70844.3943 | 71604.6652 | 71012.4444 | 71183.0419 | 71066.8984 | 93999.1431 | 87242.7274 | 89563.7945 | 90504.6767 | 80730.5854 | 88865.453
784 | 73642.3925 | 68555.3354 | 69471.2462 | 69434.0316 | 68882.4887 | 69583.5041 | 95515.2545 | 86262.8393 | 90455.9682 | 90299.1057 | 80990.5242 | 89440.8757
785 | 67448.5652 | 64648.5823 | 64611.2653 | 64619.0918 | 64280.9508 | 64108.1474 | 97867.3886 | 92463.7043 | 92427.6494 | 92652.4853 | 83289.1648 | 94543.9982
786 | 54095.1603 | 51961.0109 | 52577.8911 | 51730.4008 | 51660.6373 | 51349.0201 | 97820.1185 | 92304.0349 | 91221.4782 | 90408.4175 | 83116.3193 | 95801.7968
787 | 47346.2631 | 46569.3506 | 45168.3218 | 45414.9809 | 47221.7843 | 44994.7323 | 94873.9876 | 89986.1713 | 89433.9633 | 87966.0474 | 82526.5245 | 93504.3234
788 | 54871.7431 | 53809.2614 | 52327.4355 | 53003.0696 | 55109.4688 | 52686.4805 | 89799.7545 | 85611.9931 | 85067.9225 | 83882.6817 | 73691.2254 | 89964.9838
789 | 63672.8318 | 64354.9425 | 61581.4099 | 62047.8392 | 65289.2799 | 61649.0636 | 85917.9426 | 81981.9869 | 80866.4625 | 79568.405 | 66528.6802 | 86418.0703
790 | 61661.4692 | 63281.528 | 58943.1378 | 58873.2231 | 62722.6091 | 58626.982 | 81814.125 | 78171.4087 | 77080.324 | 75107.7652 | 65624.1377 | 82239.1859
791 | 57891.9707 | 59131.068 | 55963.5189 | 56716.8774 | 59409.2785 | 56329.9016 | 80243.742 | 73565.8829 | 72170.1453 | 71527.963 | 60436.2167 | 80586.2905
792 | 51133.4219 | 50081.4227 | 47308.2396 | 47515.8653 | 50952.9652 | 47102.427 | 78168.352 | 69204.7989 | 67517.2552 | 67278.7817 | 57727.4571 | 77996.7748
793 | 44283.3462 | 42818.38 | 40431.0221 | 39532.2285 | 43604.4024 | 39913.5682 | 76330.2588 | 66691.6886 | 66194.0923 | 66564.9291 | 54963.095 | 77002.4605
794 | 48798.234 | 49607.0309 | 46937.0462 | 46361.5466 | 50999.9096 | 46490.1714 | 75208.797 | 65994.7096 | 64349.8024 | 65649.0399 | 53860.0447 | 74749.1792
795 | 60083.5536 | 61321.1899 | 58874.9282 | 57283.1686 | 63924.8395 | 57385.4204 | 74319.089 | 64361.514 | 62842.5196 | 63241.9278 | 52672.0376 | 74112.2195
796 | 57302.2437 | 60243.7147 | 56824.2705 | 54962.9795 | 61900.1496 | 55643.3383 | 71388.8488 | 63481.187 | 61144.9578 | 62616.9855 | 47907.0965 | 72366.6727
797 | 57788.4276 | 59742.5491 | 56419.1971 | 56268.7001 | 60998.2594 | 55702.196 | 72182.1829 | 63736.7375 | 62653.9358 | 63018.9782 | 49035.8249 | 71518.5137
798 | 51392.5629 | 51280.3921 | 48802.3082 | 48522.4431 | 53465.2456 | 48413.6638 | 69331.5184 | 64798.4392 | 63473.9202 | 63240.3156 | 53727.1936 | 70090.7033
799 | 48484.7021 | 50350.6474 | 47877.1473 | 46456.8922 | 52136.7179 | 46685.3389 | 73054.9874 | 68277.4752 | 67431.0674 | 68129.749 | 56863.6081 | 73984.212
800 | 67281.0446 | 68975.5114 | 66603.0317 | 65903.389 | 70927.4947 | 65765.678 | 77266.5806 | 73155.616 | 71779.6874 | 73248.9831 | 61942.5005 | 79476.3635
801 | 73311.1616 | 75100.8415 | 73544.3662 | 72512.8293 | 76106.3159 | 72977.4433 | 80398.3279 | 75412.9931 | 75241.8946 | 77439.6258 | 64814.8705 | 81828.6384
802 | 70152.82 | 72125.5453 | 70185.0276 | 69578.024 | 72763.7126 | 70022.4682 | 84118.9924 | 79729.3348 | 78889.6961 | 81232.662 | 66767.3103 | 85179.6249
803 | 66460.2655 | 68109.4987 | 66750.1848 | 66015.0755 | 68692.0379 | 65876.6429 | 84370.4295 | 77534.3207 | 79627.5491 | 82210.8274 | 65631.4019 | 84805.7035
804 | 53986.2294 | 55906.6535 | 54097.8286 | 53175.8576 | 56397.0938 | 53208.1723 | 85925.8031 | 76023.7944 | 78340.5486 | 82690.5725 | 66584.1432 | 83772.2729
805 | 50171.2569 | 50749.0993 | 49364.3071 | 48218.9961 | 51610.8267 | 48436.0688 | 84129.9511 | 74050.3232 | 78384.2968 | 81718.5462 | 64346.9722 | 82556.0104
806 | 67729.0076 | 68494.6659 | 66366.0493 | 65585.8466 | 69479.6525 | 65571.2351 | 84677.9971 | 68314.0654 | 79358.83 | 82437.1167 | 62393.0367 | 81613.4257
807 | 72893.1472 | 72658.7165 | 72550.2213 | 72164.8547 | 74450.8089 | 72456.8481 | 81717.5466 | 70906.3162 | 76192.7208 | 80212.1187 | 62881.9674 | 78466.0122
808 | 70438.7541 | 70177.5471 | 70218.7359 | 69676.4361 | 70695.36 | 69744.7482 | 84438.8936 | 67539.1774 | 77899.3964 | 81804.4825 | 63286.4417 | 78390.6338
809 | 66952.4552 | 66870.6585 | 66774.0442 | 66253.4511 | 67636.311 | 66147.1349 | 86643.4752 | 72580.9904 | 79788.1612 | 83993.8268 | 68856.8006 | 84344.1501
810 | 54877.0333 | 54348.4305 | 54014.1635 | 53120.717 | 55107.6762 | 53490.0409 | 85458.9864 | 76694.5739 | 78161.1984 | 82050.4872 | 68239.7473 | 84972.0101
811 | 51711.9688 | 48474.3458 | 49340.9508 | 48305.3759 | 50061.9453 | 50741.2985 | 84036.4317 | 76067.2598 | 75651.6414 | 79749.4647 | 64415.0393 | 83680.113
812 | 69195.5686 | 66065.3109 | 66299.6055 | 65517.8002 | 67960.5035 | 67583.7129 | 81941.2767 | 72689.6304 | 72132.5239 | 76163.9689 | 62432.0012 | 81021.9729
813 | 75176.3289 | 72305.2214 | 72357.2929 | 71665.3689 | 73565.8748 | 74469.5369 | 80532.4255 | 69194.7161 | 68240.0256 | 72769.837 | 59716.0653 | 78511.9226
814 | 71319.8528 | 69880.0021 | 70138.5104 | 69050.7458 | 70131.1929 | 70590.5386 | 77535.4011 | 68917.5881 | 67632.9191 | 70190.0359 | 56780.2385 | 76536.1377
815 | 67546.4976 | 66196.3162 | 66886.4605 | 66593.0178 | 67212.7496 | 67605.9806 | 77278.9337 | 65255.1397 | 64688.1179 | 67122.6818 | 54985.0058 | 74916.1134
816 | 55516.0647 | 53551.2492 | 54066.0662 | 53970.2039 | 54982.9804 | 55599.1617 | 73971.118 | 63943.756 | 63549.9979 | 65167.1732 | 50245.2973 | 71283.8043
817 | 51256.09 | 48492.3501 | 50023.8594 | 49646.0776 | 49475.9808 | 51910.7801 | 72769.6768 | 59213.6922 | 57658.8013 | 63226.1656 | 49304.6976 | 69066.5184
818 | 68651.4097 | 65568.6798 | 67157.8027 | 66820.8334 | 66780.4821 | 69086.0757 | 71410.2913 | 58179.2511 | 58267.2241 | 61829.4326 | 47956.9127 | 68035.4657
819 | 74864.7874 | 72141.6613 | 73994.0209 | 74536.6412 | 72382.9315 | 76336.2645 | 70295.3929 | 57238.505 | 57376.5481 | 60725.7032 | 48660.078 | 67093.4185
820 | 71479.0201 | 69374.587 | 70986.4812 | 72876.43 | 69313.9824 | 72558.1833 | 70197.6681 | 56885.3851 | 57728.639 | 60539.8281 | 48496.3621 | 67558.5218
821 | 67673.695 | 66436.5583 | 67607.6064 | 67877.1762 | 66396.5868 | 68789.4164 | 70343.3217 | 58027.727 | 58440.8886 | 61527.4125 | 47487.9654 | 66756.9039
822 | 54947.4035 | 53388.4458 | 55801.1884 | 55603.941 | 54066.6789 | 56520.4109 | 70369.2776 | 58453.4323 | 58933.8274 | 62295.3127 | 50070.4013 | 66605.5963
823 | 49551.724 | 48243.1459 | 50968.3144 | 51331.4226 | 49998.3466 | 51461.0421 | 71064.8345 | 59358.0277 | 59646.1555 | 63167.6917 | 53525.6236 | 68146.9865
824 | 67215.9462 | 65496.9034 | 67787.1593 | 68201.8854 | 67186.0425 | 69312.6089 | 76675.3525 | 62038.6144 | 64119.5564 | 67036.4962 | 58865.6025 | 74730.243
825 | 73297.0821 | 72547.1462 | 75657.3816 | 75871.8 | 73173.6189 | 76451.4618 | 80696.9115 | 68312.5514 | 69221.3987 | 73994.2878 | 62066.1982 | 78883.4578
826 | 69834.4833 | 69662.4078 | 71927.9067 | 72522.5155 | 69832.506 | 72891.4634 | 83254.258 | 71771.6039 | 73368.4942 | 79862.537 | 64943.1587 | 82742.2691
827 | 64865.3688 | 65281.3345 | 65712.9889 | 66026.5195 | 65492.4653 | 66373.5994 | 84776.7386 | 74167.8098 | 76289.1365 | 82598.9907 | 67585.1353 | 82907.7128
828 | 52852.3432 | 52552.3716 | 54836.8461 | 55031.7257 | 54366.0131 | 54704.4321 | 84671.7655 | 73345.1765 | 75777.1699 | 82337.1777 | 67533.5223 | 82502.0177
829 | 46185.9572 | 45539.4954 | 48188.3209 | 48290.252 | 47766.8335 | 45916.1936 | 84321.6681 | 73730.6284 | 76145.8518 | 81572.0642 | 66294.2472 | 81121.0224
830 | 54532.5793 | 53423.2085 | 56477.1212 | 56136.4409 | 56700.4687 | 54743.7112 | 82071.1972 | 71287.5514 | 74427.1844 | 80498.8946 | 64986.6542 | 78677.5319
831 | 64708.9649 | 62767.1633 | 68114.7025 | 66550.4009 | 67648.8469 | 64262.0442 | 81987.3239 | 71591.4611 | 75248.3953 | 80534.0642 | 62786.0551 | 79256.8394
832 | 61416.1691 | 59600.8057 | 63460.577 | 62709.3288 | 64482.9217 | 63031.7107 | 81782.121 | 72492.8429 | 75287.0616 | 80531.3319 | 63902.3442 | 77301.813
833 | 57799.0633 | 56061.0652 | 59393.3953 | 58354.1142 | 60114.2735 | 57327.3317 | 84027.9063 | 73645.0516 | 78016.984 | 83202.5184 | 68603.3198 | 81915.0311
834 | 49022.4527 | 47652.3419 | 51157.5698 | 51259.0515 | 51292.3579 | 47921.1186 | 88194.3626 | 78146.5397 | 80440.7919 | 84070.834 | 68416.5837 | 86227.8747
835 | 45778.2724 | 39652.7351 | 42955.1741 | 46097.1509 | 43713.1058 | 41126.2303 | 84966.5918 | 75205.3698 | 76153.5936 | 81000.6792 | 67339.7254 | 83559.1937
836 | 50156.5955 | 45282.095 | 47201.3274 | 49703.8129 | 50022.5332 | 46446.7485 | 84153.1885 | 71824.6147 | 73051.0199 | 77153.1476 | 64086.9299 | 81508.358
837 | 62108.1979 | 54925.4412 | 56172.1439 | 58250.5017 | 62097.9462 | 55878.7545 | 82299.8347 | 69232.8829 | 70143.7573 | 75252.8183 | 61378.3015 | 79905.8895
838 | 58764.1957 | 53304.3357 | 53587.3465 | 56058.9662 | 59143.8261 | 54656.2191 | 78737.4164 | 68588.8755 | 69376.7111 | 72301.9148 | 59233.3159 | 77863.9645
839 | 57726.313 | 53523.1098 | 54226.5111 | 56510.9204 | 58966.655 | 54911.8499 | 78791.2067 | 64797.0319 | 65635.8647 | 69147.05 | 56178.6627 | 77849.106
840 | 52259.3934 | 48134.8475 | 48740.8861 | 50213.0755 | 54275.9524 | 48605.9932 | 76625.748 | 63314.899 | 64967.9103 | 67363.7662 | 52272.7304 | 73747.235
841 | 46182.5604 | 43464.4867 | 44381.4147 | 46495.1032 | 47881.7303 | 44665.8509 | 76684.1755 | 62589.1779 | 64287.4694 | 67670.1166 | 51417.4906 | 74244.1141
842 | 51537.6761 | 47638.9959 | 49762.3533 | 50861.4692 | 52879.3066 | 49148.7468 | 76256.3365 | 61065.4321 | 62742.0434 | 66574.0896 | 50738.5924 | 73239.921
843 | 65958.2645 | 59336.8104 | 61575.0234 | 64137.9695 | 62907.6346 | 61124.6456 | 75835.3682 | 61161.2653 | 62825.2334 | 66767.8463 | 51674.8485 | 72485.432
844 | 65928.1234 | 57078.5113 | 60085.7423 | 64759.8677 | 64291.7466 | 63553.5666 | 78611.9037 | 62731.6257 | 64095.7574 | 66977.9988 | 57006.8654 | 73716.4449
845 | 60384.8396 | 57638.8619 | 57517.3894 | 60744.7007 | 61739.3064 | 59619.5802 | 77951.6782 | 69985.4486 | 71490.8849 | 73987.8337 | 63805.6692 | 75539.7585
846 | 54977.0926 | 53382.752 | 53604.7374 | 55650.4744 | 56637.1928 | 53810.8415 | 85236.1423 | 77200.3379 | 78190.9304 | 80781.2746 | 71398.9903 | 82038.1216
847 | 52189.1269 | 48836.7197 | 50719.3061 | 52941.5151 | 56348.2829 | 49737.6934 | 92394.7012 | 83172.8301 | 84678.6342 | 88185.1874 | 76264.3143 | 88762.6027
848 | 69737.4979 | 65783.0906 | 67911.9895 | 70854.6609 | 72367.4422 | 66938.8457 | 96100.3602 | 88036.4155 | 89701.6188 | 92764.1849 | 79621.2641 | 93335.9641
849 | 76496.339 | 72953.2619 | 75097.8079 | 78664.1866 | 78385.9844 | 73586.407 | 98975.7343 | 88100.3046 | 90515.4537 | 96168.8745 | 81727.07 | 92974.0609
850 | 72185.922 | 69527.3941 | 72347.6371 | 75271.3877 | 75852.4049 | 69858.678 | 98609.8254 | 89227.5014 | 91325.914 | 97834.8543 | 81612.2728 | 95021.5948
851 | 67681.5416 | 65915.4125 | 67506.473 | 70120.7073 | 70680.3354 | 66420.8205 | 98562.687 | 89010.2324 | 92149.304 | 98707.3246 | 81467.2476 | 94834.9476
852 | 55894.0367 | 52644.2159 | 55190.5143 | 56949.7032 | 58054.2209 | 53706.4375 | 98728.8942 | 88289.6092 | 93020.12 | 99211.5681 | 80033.6593 | 94387.6759
853 | 50521.4293 | 48206.6007 | 50335.6639 | 52882.7039 | 54716.2358 | 48338.7037 | 98029.177 | 87566.7599 | 91174.828 | 98177.2736 | 79502.5446 | 93742.6524
854 | 67983.1402 | 65581.9803 | 67517.1521 | 70466.3062 | 69831.4998 | 65698.936 | 97494.0498 | 85894.1322 | 89819.1825 | 97259.8046 | 78787.5433 | 91652.6528
855 | 73711.3474 | 72194.8099 | 74037.6613 | 75874.1727 | 76855.7554 | 72887.2905 | 97027.9646 | 86819.1655 | 89777.7286 | 95695.6687 | 77549.8447 | 91051.8521
856 | 70895.1157 | 69672.1699 | 70066.2913 | 72433.9275 | 73801.9303 | 69882.3668 | 97518.3279 | 83651.0748 | 90341.1558 | 96927.8681 | 78628.2311 | 92531.6141
857 | 66907.0478 | 66499.5647 | 66895.6827 | 67961.3546 | 69653.9677 | 66400.7144 | 98976.7166 | 89598.2752 | 92568.3631 | 99503.7415 | 80306.2722 | 93139.3477
858 | 54238.0021 | 53422.7583 | 54623.5414 | 56012.0708 | 57527.1063 | 53184.2007 | 98755.2613 | 89314.3819 | 91314.0981 | 98821.195 | 80034.4558 | 91522.5772
859 | 48815.7281 | 48424.0652 | 50417.6064 | 50977.8411 | 55347.0721 | 48401.6022 | 95870.2391 | 87373.9845 | 89097.0945 | 96446.9987 | 77295.2035 | 89801.4256
860 | 66011.2105 | 65345.1912 | 67786.5857 | 68322.0781 | 70747.7609 | 65322.71 | 91753.8317 | 83503.2819 | 85276.7999 | 91158.2354 | 70502.9924 | 84603.3433
861 | 71700.2031 | 71832.5446 | 73943.7435 | 74113.9444 | 76654.847 | 72317.1692 | 88717.1473 | 78323.1392 | 80704.1588 | 87995.915 | 63656.3345 | 81585.5576
862 | 69615.0871 | 69245.3641 | 70979.1132 | 70128.7286 | 74765.473 | 69852.2227 | 83169.6082 | 75199.1709 | 76647.8004 | 83582.9231 | 61142.5746 | 77498.7214
863 | 66157.5053 | 66060.4389 | 67356.4619 | 67347.3306 | 69220.7002 | 65624.8577 | 83008.6097 | 70563.073 | 71920.478 | 82582.7792 | 57112.6096 | 75946.772
864 | 52909.597 | 53419.4959 | 55609.1065 | 54908.0364 | 57604.2934 | 53049.9792 | 80804.0048 | 66410.5231 | 66823.2261 | 79482.225 | 54652.4444 | 72561.8707
865 | 48412.8547 | 48545.4331 | 51410.1536 | 50756.5028 | 54754.5981 | 48221.0627 | 80200.4457 | 65805.3386 | 65594.9964 | 80470.2758 | 55406.0444 | 70551.6837
866 | 65642.6163 | 65116.0218 | 68676.5929 | 68321.9713 | 70284.252 | 65495.6268 | 78815.807 | 65349.2702 | 65526.7656 | 78575.6641 | 51651.2702 | 68467.0926
867 | 72316.7086 | 72170.0517 | 76343.2752 | 75417.4199 | 76483.4643 | 72315.503 | 77628.8015 | 65515.7945 | 65514.0707 | 78593.4782 | 53427.4076 | 68566.5482
868 | 69720.5071 | 69357.3874 | 72255.8885 | 72344.4263 | 72200.1984 | 69560.4063 | 81389.4799 | 65277.6481 | 65334.4885 | 81179.7709 | 56388.9444 | 70191.5287
869 | 64341.5767 | 64183.6885 | 66096.017 | 66075.3271 | 66852.9932 | 64422.9832 | 78843.3798 | 69946.3991 | 68175.3731 | 80584.623 | 63466.1525 | 70003.4323
870 | 52156.9659 | 52279.0145 | 54521.1957 | 53942.3938 | 56402.8049 | 52653.2042 | 84803.8288 | 75849.3703 | 75729.2602 | 87049.7887 | 69897.3448 | 76575.8662
871 | 45117.1698 | 44952.1363 | 45676.8857 | 46508.8287 | 49787.5803 | 45232.4346 | 91642.3347 | 82645.0832 | 83231.8373 | 93943.5332 | 74182.1522 | 83895.4414
872 | 52152.3162 | 52117.9105 | 53119.337 | 53756.407 | 54366.0511 | 52367.0527 | 96070.0313 | 87287.568 | 87669.3787 | 98554.2262 | 76571.3657 | 87217.1005
873 | 60631.8668 | 60240.2171 | 60839.58 | 61714.5621 | 62821.4416 | 60822.2159 | 97093.2169 | 87242.1496 | 89240.0016 | 99364.8065 | 78152.1041 | 88155.1569
874 | 57672.3446 | 58205.6 | 57828.731 | 59071.976 | 60299.6208 | 58863.8464 | 98160.2204 | 87712.1201 | 89331.8914 | 100043.7612 | 79215.2453 | 88189.1158
875 | 54675.3932 | 55097.7182 | 55126.1077 | 55347.4699 | 57536.3203 | 55254.6262 | 99626.4603 | 87671.1843 | 89365.0427 | 98155.1269 | 79953.2153 | 88063.2161
876 | 47481.866 | 47240.9809 | 47078.8279 | 47638.2347 | 51123.6088 | 49056.2962 | 99016.6489 | 87264.1007 | 89905.3534 | 97299.5056 | 80332.2145 | 87631.9773
877 | 40432.9138 | 40188.4655 | 40037.0371 | 40741.2575 | 43812.0531 | 42670.5537 | 98365.2923 | 85336.5032 | 89662.0268 | 96519.9919 | 79523.024 | 86718.9033
878 | 46578.8887 | 46366.9296 | 46043.0248 | 46538.1511 | 48928.413 | 46870.5358 | 96853.1073 | 84416.6882 | 88605.0762 | 95964.3329 | 79403.7998 | 84645.1808
879 | 56708.0396 | 56048.7523 | 55939.5587 | 56662.527 | 58775.6253 | 57171.8665 | 96881.3975 | 85027.2893 | 87944.2972 | 96605.1841 | 77652.4396 | 85547.2098
880 | 54375.8868 | 54513.319 | 53779.7508 | 53565.4652 | 55597.2493 | 55310.0943 | 97554.0967 | 85354.3036 | 89421.3511 | 94210.2205 | 79065.7404 | 85630.6416
881 | 54744.1995 | 55778.0504 | 54749.2384 | 54647.4125 | 55837.1292 | 55552.8607 | 99274.1854 | 87935.1143 | 90729.1037 | 99639.3467 | 80519.3709 | 88166.0236
882 | 47685.6735 | 48952.3357 | 48621.3628 | 47979.2483 | 50212.0378 | 49453.0425 | 99325.9598 | 88509.0591 | 89639.7372 | 100955.3102 | 81356.8663 | 88315.2095
883 | 47173.8155 | 46399.9519 | 46358.712 | 46677.9596 | 47452.8616 | 47511.9226 | 96800.5078 | 86152.9062 | 87898.8189 | 98042.4761 | 80419.6475 | 86748.6834
884 | 66026.1103 | 65202.1025 | 65323.6011 | 65817.2029 | 66221.6848 | 66243.1465 | 92364.4943 | 82583.3533 | 83241.5294 | 93120.0548 | 71610.7501 | 82984.1262
885 | 73685.4817 | 71973.9774 | 72080.3803 | 71944.7222 | 72288.2669 | 72826.4103 | 88898.9172 | 78051.9115 | 78502.5435 | 90233.8602 | 66484.9763 | 80156.8452
886 | 70789.4926 | 69445.6787 | 69453.5332 | 69519.6034 | 69324.2212 | 70155.2062 | 83889.8068 | 74088.7889 | 74666.4129 | 85702.1198 | 64681.1218 | 75834.6195
887 | 66759.673 | 66484.7048 | 65935.7141 | 66123.0018 | 66173.2296 | 66513.3671 | 82663.1766 | 69578.9006 | 71482.24 | 84894.3115 | 58420.6481 | 73544.9282
888 | 54577.3342 | 54584.6864 | 53402.0563 | 53231.8559 | 53257.8619 | 53679.0408 | 81306.7331 | 65420.8192 | 66650.9518 | 81583.7369 | 55926.3589 | 69845.7791
889 | 49926.9248 | 48840.1094 | 48346.1337 | 48364.2043 | 48365.7801 | 48403.2629 | 79899.7477 | 64241.4576 | 65156.6306 | 80994.0951 | 57690.5704 | 70387.0227
890 | 66448.8976 | 64913.0885 | 64996.2804 | 65336.4174 | 65952.2278 | 65211.2903 | 78422.5986 | 64097.3792 | 64870.7654 | 79092.8863 | 53956.5564 | 68444.1903
891 | 72909.0859 | 71275.4309 | 72470.7126 | 72084.9277 | 71739.8604 | 72135.5288 | 77280.2097 | 64343.0742 | 64949.8009 | 77572.3604 | 55895.2559 | 69018.8409
892 | 70423.1877 | 69603.0143 | 69554.7143 | 69233.7302 | 69095.637 | 69492.6529 | 81454.3126 | 64020.0361 | 64868.1943 | 79981.0833 | 59334.4068 | 70747.4379
893 | 66463.8244 | 66075.7601 | 66209.7379 | 66066.7281 | 65614.0071 | 65902.9633 | 78621.5464 | 66952.1762 | 67372.7198 | 79233.6923 | 65672.3353 | 71139.3864
894 | 54017.0691 | 54167.8218 | 53252.8835 | 53134.7718 | 52883.7412 | 53135.661 | 84734.8805 | 74641.192 | 75395.6459 | 85441.691 | 73391.0965 | 78172.8021
895 | 48389.4474 | 48690.2718 | 48233.5105 | 48411.3252 | 48165.1211 | 48451.6587 | 91616.0536 | 81719.1779 | 81904.0524 | 92113.0251 | 80237.8964 | 84622.8324
896 | 65349.4043 | 64983.5913 | 65052.5576 | 65221.0884 | 65067.4414 | 65333.6994 | 96430.4585 | 85517.2584 | 86184.842 | 96382.7011 | 84745.841 | 88596.8521
897 | 72315.0113 | 72221.1074 | 71638.9891 | 71908.9554 | 72283.8765 | 72176.5793 | 97116.6738 | 85383.8891 | 86745.5456 | 97417.3972 | 85914.4529 | 88672.8156
898 | 69521.9476 | 69318.8375 | 69190.6804 | 68749.393 | 69313.0192 | 69813.4415 | 97615.6677 | 85985.1439 | 87589.0617 | 98777.4203 | 84885.0655 | 88459.0959
899 | 66223.7487 | 66343.045 | 66101.3093 | 66226.3515 | 65941.7137 | 66253.8173 | 97899.9604 | 85187.4001 | 86979.7022 | 98568.2758 | 85628.5767 | 87551.2443
900 | 53161.8523 | 53327.4615 | 53384.9617 | 53447.4815 | 53132.9449 | 53532.3051 | 97980.9432 | 83817.4697 | 88835.2769 | 97876.8996 | 84687.3877 | 85136.6332
901 | 49540.2319 | 48348.6658 | 48550.5929 | 48518.8763 | 48167.2944 | 49543.3253 | 97795.707 | 83367.0526 | 87672.0398 | 96668.7862 | 80671.5612 | 83265.7623
902 | 60973.6732 | 59127.7675 | 60136.7841 | 59425.5557 | 59558.8029 | 61044.7906 | 95917.8979 | 83715.681 | 86622.4703 | 96012.9286 | 80605.3535 | 82415.372
903 | 71322.8369 | 70585.9385 | 70874.4213 | 70599.3292 | 71002.392 | 72849.658 | 95185.2904 | 82148.2651 | 86438.4394 | 94937.5255 | 78972.7293 | 81082.5606
904 | 70540.0668 | 70119.5037 | 69471.0702 | 69267.2369 | 70117.8568 | 71629.6503 | 94821.1048 | 80470.7217 | 87530.1211 | 95609.4624 | 81328.8559 | 82820.7669
905 | 68079.3071 | 66617.4291 | 66735.9685 | 66470.5253 | 67311.9514 | 67779.2298 | 97894.8971 | 84733.3556 | 87564.9272 | 98380.942 | 84221.2915 | 86029.179
906 | 54904.2895 | 53674.3159 | 53819.8574 | 53656.6992 | 53738.9322 | 54883.5986 | 97331.6346 | 87099.8636 | 87761.9514 | 97903.8848 | 84516.0832 | 88690.7162
907 | 50580.3451 | 48722.2083 | 49187.4233 | 48773.7237 | 49432.8789 | 51196.9135 | 95816.2008 | 84899.2521 | 84972.9423 | 94039.9265 | 83727.6418 | 88190.041
908 | 67698.5064 | 65980.0928 | 66169.661 | 65889.1503 | 66396.0467 | 68861.8408 | 91330.0315 | 81500.3237 | 81185.3094 | 89040.3369 | 79383.7133 | 84010.6882
909 | 75571.7728 | 73494.1111 | 74304.6373 | 73507.4537 | 74351.13 | 77442.8271 | 87937.9774 | 76134.9692 | 76245.8244 | 85535.1442 | 69241.1473 | 80603.6237
910 | 72572.6065 | 70984.2415 | 71922.0829 | 71185.0292 | 71424.1282 | 74190.2834 | 83906.8469 | 72416.0196 | 72916.2454 | 81390.7028 | 68205.0128 | 76660.8639
911 | 65848.3919 | 65307.2587 | 65457.9322 | 65058.7076 | 65265.1863 | 67515.6805 | 84312.8496 | 68172.1413 | 68707.9508 | 79993.8513 | 60428.6722 | 73966.7917
912 | 53985.7039 | 52822.738 | 52771.6058 | 52605.1402 | 53089.7211 | 55408.948 | 81589.8705 | 63901.1237 | 64817.7403 | 75607.4868 | 59595.5911 | 69932.7264
913 | 45036.6727 | 45149.0033 | 44973.1969 | 45184.2601 | 45745.052 | 47956.3355 | 80582.0029 | 61301.4998 | 64232.827 | 73808.2787 | 56936.6557 | 69735.0632
914 | 52143.6586 | 52385.3452 | 52538.7379 | 52335.9385 | 52927.899 | 55628.65 | 79248.2943 | 61695.6785 | 64273.3356 | 71229.8813 | 56175.5416 | 68368.4081
915 | 61960.088 | 61514.9738 | 61918.482 | 61442.2268 | 62502.5423 | 65367.3536 | 77921.8074 | 63432.0649 | 65092.5998 | 71631.4775 | 57245.5142 | 67524.1898
916 | 59144.1989 | 58472.8473 | 58759.8564 | 59118.6543 | 59837.5745 | 62203.7756 | 81978.1018 | 62884.6378 | 64556.545 | 72781.4405 | 62449.9342 | 67673.5382
917 | 56577.6098 | 55405.4618 | 56215.668 | 56139.0348 | 56569.892 | 58123.2574 | 79024.2039 | 66453.0999 | 67787.7063 | 72696.3146 | 67403.5153 | 71689.0905
918 | 48758.1173 | 47189.6413 | 48185.4964 | 48970.8003 | 48024.4213 | 49914.7322 | 85224.9255 | 73681.5681 | 75779.4508 | 79001.6454 | 74771.2747 | 77863.7822
919 | 40643.2896 | 39995.1871 | 41797.0702 | 42862.9511 | 40393.409 | 41805.7891 | 91797.223 | 80728.0595 | 83051.1186 | 85851.8015 | 81512.4573 | 84859.899
920 | 46607.7021 | 46417.4567 | 48607.5198 | 48032.7558 | 47234.6839 | 48798.2455 | 96879.3677 | 84411.6732 | 86719.5662 | 90153.6214 | 84905.4191 | 88465.8108
921 | 58633.7027 | 58106.8637 | 58979.8245 | 58655.7125 | 58901.1197 | 60309.16 | 97800.5012 | 85091.5478 | 87940.9277 | 92385.806 | 86866.0196 | 88761.587
922 | 55900.6069 | 58185.8884 | 58101.7312 | 57793.44 | 57080.4337 | 58467.7401 | 97689.1373 | 84615.6575 | 88190.1919 | 94060.1098 | 86612.9067 | 88789.2744
923 | 56535.882 | 56780.0856 | 57638.7478 | 57631.1355 | 56572.6978 | 58351.9837 | 98061.4559 | 84340.7838 | 88464.9264 | 95119.5007 | 87381.9649 | 86813.5188
924 | 48442.0822 | 49060.2343 | 50791.1297 | 50229.456 | 49316.4439 | 50075.2853 | 96088.325 | 81807.3707 | 89620.6393 | 93885.0643 | 86657.1617 | 85487.9044
925 | 46740.1027 | 46911.1242 | 48794.5214 | 48501.9796 | 46986.12 | 48427.9697 | 94484.1901 | 78224.2616 | 88636.606 | 93238.9662 | 81387.4427 | 84111.3498
926 | 65854.175 | 65783.7827 | 67422.866 | 67662.4786 | 65667.7551 | 68029.6015 | 93114.3624 | 76324.819 | 87241.0796 | 91829.5567 | 78994.2717 | 82448.7456
927 | 72454.4525 | 73102.5253 | 74156.5975 | 76631.2483 | 72593.6728 | 73997.1897 | 94049.14 | 74103.079 | 87950.6191 | 91408.0925 | 78564.8091 | 80555.391
928 | 69826.9671 | 69699.609 | 70839.9643 | 75433.265 | 70007.2748 | 71144.0066 | 93062.6703 | 74745.5742 | 88637.1155 | 92372.7334 | 81340.6481 | 81114.5205
929 | 66200.884 | 66377.6292 | 66960.2456 | 69219.3093 | 66467.4231 | 68892.7878 | 97218.6581 | 76587.8619 | 91325.1636 | 94718.7686 | 85858.2179 | 83616.1988
930 | 53418.6804 | 53471.8745 | 54761.9035 | 55780.0382 | 53737.4151 | 55088.8685 | 98599.8656 | 83889.761 | 90175.055 | 93893.975 | 84773.1753 | 89160.9449
931 | 48259.3895 | 48262.6082 | 49245.992 | 50901.441 | 48368.1001 | 50837.6261 | 96891.2876 | 84023.924 | 88625.3195 | 90256.1822 | 83640.8558 | 87726.4373
932 | 65448.2406 | 65500.3069 | 66217.7742 | 67789.5626 | 65322.9456 | 68172.031 | 92848.1235 | 80487.6722 | 83342.9814 | 85625.1674 | 79373.1639 | 83777.5694
933 | 72192.0758 | 72490.6952 | 72704.7752 | 76301.6228 | 72377.6515 | 76158.6081 | 90356.8474 | 75891.3023 | 79347.8161 | 82348.6402 | 69722.1396 | 80163.9878
934 | 69286.4737 | 69650.9661 | 70269.5004 | 72674.206 | 70000.7676 | 73752.2948 | 86536.3933 | 72599.5973 | 75799.6235 | 77579.8091 | 68195.5286 | 76642.8765
935 | 66255.9952 | 66325.8929 | 66227.3441 | 68121.7575 | 66342.7979 | 68913.6532 | 89435.5515 | 68085.7484 | 71991.0999 | 76188.011 | 60628.0124 | 73715.4654
936 | 53416.9166 | 53669.2518 | 53663.3293 | 55029.7457 | 53097.7748 | 55629.4835 | 88557.6688 | 64308.8106 | 67080.2867 | 71672.5052 | 59755.0944 | 70237.9751
937 | 48456.0175 | 48554.4258 | 48295.8938 | 50389.1752 | 48345.7661 | 51750.0461 | 86492.2471 | 63043.8482 | 67160.4791 | 69968.7604 | 57576.6716 | 70730.5619
938 | 65358.3245 | 65103.9901 | 65307.5606 | 67572.6188 | 65415.5033 | 69529.146 | 89606.7158 | 63375.3799 | 66715.633 | 68086.0843 | 53911.599 | 69434.1886
939 | 72175.0112 | 72520.9235 | 72136.5624 | 75161.9059 | 72315.0298 | 77803.4374 | 87225.0787 | 65324.5037 | 66811.497 | 68631.284 | 55501.7356 | 68700.5559
940 | 69933.1456 | 69344.6505 | 70090.3369 | 71738.1423 | 69510.4008 | 76056.072 | 91164.0804 | 64467.9513 | 66506.864 | 69655.9597 | 59158.9583 | 68709.8141
941 | 66759.3054 | 66309.7146 | 65859.0937 | 67717.9894 | 66292.3144 | 70774.2752 | 86323.004 | 67963.0956 | 70876.0447 | 68001.7116 | 65308.75 | 72187.2431
942 | 53546.2397 | 53199.4403 | 53166.3637 | 54999.8299 | 53030.0371 | 56532.0718 | 92423.5992 | 75249.7354 | 77549.2423 | 75440.2308 | 72587.4567 | 79112.1416
943 | 48466.6738 | 48352.3382 | 48645.0905 | 50421.0635 | 48212.6807 | 51644.5161 | 99435.4176 | 82195.932 | 84489.2737 | 82621.1866 | 79382.2112 | 86206.555
944 | 65309.7121 | 65101.6646 | 65332.7108 | 67617.9536 | 65354.1069 | 69166.5674 | 103933.9517 | 86191.4326 | 87957.986 | 86971.8517 | 82616.0633 | 89815.1426
945 | 71810.1075 | 71798.2342 | 72396.116 | 74455.7807 | 71904.2051 | 76516.0229 | 103632.1784 | 86900.0629 | 89320.5916 | 88467.6356 | 85145.9911 | 88953.6072
946 | 69239.3038 | 69908.3023 | 69261.3359 | 70418.1863 | 69998.1788 | 73157.036 | 104328.7119 | 86043.284 | 89409.6801 | 89452.5554 | 84962.4038 | 90011.7428
947 | 66109.1104 | 66651.569 | 66592.1086 | 66788.2421 | 65816.6631 | 68649.285 | 103986.7412 | 87050.1377 | 89843.7309 | 90410.3819 | 83409.4489 | 88854.9864
948 | 54082.2143 | 53473.8111 | 53692.3282 | 54824.3079 | 53245.6314 | 55432.5867 | 102361.4638 | 86585.7527 | 90769.7367 | 90052.7544 | 83907.2563 | 87437.3503
949 | 48475.2617 | 48398.0176 | 49622.2753 | 49721.2535 | 48323.9734 | 51214.6163 | 100149.7951 | 85638.3958 | 88911.1735 | 89467.7384 | 79739.6938 | 83529.916
950 | 64952.0992 | 65091.9229 | 66584.7126 | 66661.9773 | 64975.0043 | 68579.6121 | 98625.4258 | 84569.7695 | 88868.2668 | 88602.4134 | 78768.6839 | 82710.7238
951 | 72078.2008 | 72035.6386 | 73027.8161 | 72725.1199 | 71622.0067 | 75844.4253 | 97622.599 | 84420.1591 | 88732.393 | 88975.1793 | 77125.5395 | 80678.0818
952 | 69243.9437 | 69822.7682 | 70012.2956 | 70097.0787 | 69632.7783 | 71867.8657 | 97570.1567 | 84170.7038 | 89485.0171 | 89039.6214 | 79735.8911 | 81552.0797
953 | 64506.5961 | 64292.6309 | 65377.5103 | 65116.8138 | 64436.6933 | 66207.1484 | 101189.6085 | 88454.3887 | 91165.8622 | 91403.7962 | 81422.0509 | 81596.9995
954 | 52762.2279 | 52087.2458 | 53812.7182 | 53875.9654 | 51994.2772 | 54210.3486 | 101257.4853 | 89520.1461 | 91020.9473 | 90182.1179 | 81691.0988 | 89331.7216
955 | 45138.0537 | 45209.4236 | 46691.6427 | 45726.5877 | 44917.9143 | 47034.5263 | 99108.3878 | 87527.1421 | 88849.5629 | 87953.0185 | 82348.2423 | 88968.7387
956 | 52232.4428 | 52265.9184 | 54129.4841 | 53188.7879 | 51758.5542 | 54669.3666 | 94735.6304 | 83474.4191 | 84448.528 | 83435.8704 | 78904.9098 | 84800.2297
957 | 60595.1583 | 60875.4732 | 62247.3738 | 61287.6159 | 60689.6369 | 63615.8519 | 91260.3823 | 79380.0169 | 80518.6488 | 80273.921 | 67987.8699 | 81553.8631
958 | 57666.9861 | 58078.3193 | 59825.1793 | 58142.2228 | 57568.3055 | 60449.319 | 86879.5456 | 75891.6472 | 76519.7463 | 75740.5265 | 67755.9592 | 77775.6546
959 | 55617.2214 | 55735.666 | 56062.6223 | 55896.2349 | 55179.8605 | 57055.8048 | 89008.6521 | 71721.7036 | 72159.304 | 74053.7353 | 60423.6908 | 74736.3304
960 | 47868.022 | 47239.769 | 48100.6614 | 47524.8598 | 47058.5475 | 48760.7466 | 88774.9073 | 67474.7043 | 68697.2777 | 69963.0603 | 58417.6269 | 71580.9307
961 | 42347.9661 | 40368.6333 | 40719.7427 | 39532.4038 | 39756.8884 | 41389.9523 | 80866.5202 | 67397.8816 | 67619.5758 | 70369.0879 | 57359.9228 | 71594.7127
962 | 47647.5534 | 47020.1339 | 46913.0318 | 45625.3111 | 46363.8293 | 47355.0888 | 80428.5532 | 66296.3439 | 67444.2636 | 68414.3147 | 53722.908 | 69926.1626
963 | 57646.3685 | 56367.7124 | 57146.3443 | 56307.642 | 56648.052 | 57410.7545 | 78754.1177 | 65333.7672 | 65277.8267 | 68580.4972 | 52940.5373 | 68173.3435
964 | 56424.5312 | 55112.3754 | 54998.6175 | 53963.1356 | 53932.0678 | 54223.7384 | 75799.8196 | 64281.6835 | 63920.1364 | 63998.1688 | 51581.9689 | 67941.6975
965 | 56304.369 | 55834.3693 | 55273.0955 | 54877.5817 | 55004.1886 | 56489.8329 | 76958.726 | 64402.426 | 63478.1764 | 65025.7297 | 53335.1809 | 67719.0545
966 | 48953.3892 | 48455.1989 | 48594.1669 | 47939.1911 | 47959.2512 | 49173.3281 | 72209.2853 | 66248.8106 | 64946.3137 | 64695.225 | 57090.5962 | 67434.9336
967 | 47699.0346 | 48233.8262 | 47871.8482 | 46493.544 | 46532.8614 | 47966.8634 | 76300.0125 | 69630.8759 | 69949.3976 | 68427.9608 | 61033.0316 | 70068.942
968 | 66295.1031 | 66945.7947 | 66658.4766 | 65599.9447 | 65372.5803 | 67450.1588 | 80480.9391 | 73907.0737 | 73227.4305 | 73111.8285 | 65066.961 | 74243.7291
969 | 72829.5793 | 73901.7816 | 74475.7716 | 72889.3489 | 72685.6927 | 73231.6841 | 84445.5894 | 77683.599 | 75783.6295 | 76162.1257 | 70134.9561 | 76095.981
970 | 69902.7224 | 70389.7673 | 71591.7131 | 69955.8111 | 69363.1154 | 70882.1123 | 86904.3735 | 79257.8892 | 80046.4855 | 80417.2755 | 69168.6586 | 77694.9662
971 | 66572.9896 | 67254.5596 | 67520.6313 | 66543.437 | 66099.6251 | 66942.0501 | 86694.3979 | 78343.7812 | 80420.6623 | 81483.4832 | 70046.3069 | 77732.6295
972 | 54291.0941 | 55024.0329 | 55642.6842 | 54368.5201 | 53874.1028 | 54203.5242 | 87527.9074 | 78524.8672 | 79687.5616 | 82472.1269 | 68263.4108 | 75888.7126
973 | 49952.1889 | 50259.6887 | 51019.959 | 50597.2236 | 48688.4137 | 48475.6817 | 86010.5734 | 78693.9097 | 78257.7151 | 80764.035 | 68253.1544 | 76998.9011
974 | 67101.3941 | 66982.3601 | 67691.3032 | 67278.4442 | 65128.063 | 66309.6497 | 85330.9345 | 77882.0314 | 78178.5518 | 80227.0622 | 66851.2836 | 75566.4427
975 | 74408.6247 | 72935.9661 | 72879.5582 | 74808.7869 | 72171.7113 | 72190.2869 | 82018.9766 | 76048.4491 | 76251.5538 | 79282.1755 | 66848.2543 | 73643.8773
976 | 72070.1778 | 70632.1342 | 70555.7832 | 71321.1702 | 69508.8998 | 69371.2598 | 84938.0536 | 74428.7505 | 78121.2105 | 80913.045 | 67627.2542 | 67677.5604
977 | 67952.5615 | 67364.1548 | 67275.9358 | 67734.8506 | 66614.2696 | 66309.2517 | 88344.2653 | 79961.4588 | 80983.2952 | 82027.3838 | 74436.2909 | 76382.666
978 | 55132.0286 | 54881.9924 | 55230.932 | 55131.2241 | 53119.8355 | 53166.8717 | 87799.5239 | 79737.3292 | 79285.5425 | 80586.9488 | 74183.9512 | 79741.1709
979 | 50227.7247 | 48521.9282 | 48551.1877 | 50938.3296 | 49197.8854 | 48598.4878 | 86489.6298 | 77550.84 | 78196.8127 | 77757.9348 | 72754.4605 | 78977.0317
980 | 67260.5763 | 65202.1699 | 65784.2224 | 67856.1435 | 66149.5992 | 65526.8424 | 83824.3487 | 74450.4866 | 75211.3926 | 75075.0423 | 68483.2543 | 74904.0215
981 | 74955.6598 | 72174.3065 | 72115.0473 | 74423.9988 | 72904.0048 | 72373.8043 | 82942.299 | 71813.4938 | 71886.1801 | 72466.0701 | 65519.0305 | 72709.2608
982 | 71613.3845 | 69712.7392 | 69970.3812 | 72052.6627 | 70584.127 | 70393.0262 | 79556.6395 | 69627.4388 | 69594.7128 | 69463.5365 | 64579.3965 | 69541.4222
983 | 67793.9343 | 66513.5162 | 66425.5324 | 68730.0174 | 67230.7403 | 66750.1965 | 79130.6456 | 66262.7766 | 66093.021 | 67506.0406 | 59934.7559 | 67294.0662
984 | 54783.8216 | 53469.7065 | 53427.8075 | 55260.0774 | 54467.8595 | 54367.2513 | 75511.6678 | 65994.7636 | 64106.8286 | 65006.3429 | 54820.244 | 64809.054
985 | 49395.652 | 48453.1678 | 48396.8311 | 51064.9089 | 48636.0002 | 48624.9732 | 72143.4973 | 62246.7358 | 61432.411 | 62601.6019 | 54847.2131 | 63564.4006
986 | 66200.997 | 65534.47 | 65730.839 | 68559.419 | 65327.6129 | 65486.1019 | 70294.1782 | 61669.5312 | 59743.6931 | 60887.1715 | 52848.7595 | 62527.5838
987 | 72980.2502 | 72882.7386 | 72547.5532 | 76726.7392 | 72043.7624 | 72254.5512 | 69077.3503 | 60896.7237 | 59146.6146 | 60769.3574 | 53583.4967 | 61659.9455
988 | 70311.8082 | 70643.4316 | 69928.2816 | 73898.3655 | 70358.0484 | 70157.5644 | 68083.5368 | 60322.4134 | 58511.5015 | 60907.439 | 53863.6397 | 62700.0663
989 | 66948.6582 | 66962.3866 | 66734.5942 | 69297.1314 | 66738.0495 | 66685.7366 | 68475.3775 | 61360.1126 | 59814.5773 | 60919.0821 | 52543.2962 | 63824.8595
990 | 54187.0571 | 54126.8913 | 53262.8391 | 56585.8608 | 53340.9525 | 53601.4323 | 66500.4135 | 61948.1209 | 60431.9069 | 61571.4748 | 55601.7782 | 64385.743
991 | 48387.3361 | 48680.6843 | 48464.4614 | 51638.732 | 48285.1251 | 48592.5106 | 67338.8267 | 62791.4423 | 60811.0785 | 62262.0776 | 57054.0733 | 65120.272
992 | 65494.6602 | 65223.6386 | 65330.1453 | 69219.5056 | 65342.1359 | 65528.9399 | 71250.2016 | 65852.12 | 63650.0261 | 66875.2362 | 62390.4816 | 69268.762
993 | 72301.9605 | 72455.4354 | 72505.9275 | 76062.8996 | 72240.0048 | 72393.4134 | 76087.6166 | 71346.7044 | 68598.0242 | 73446.1764 | 64843.3242 | 73957.3706
994 | 69894.5057 | 69845.0356 | 69605.6858 | 73259.0505 | 69595.4355 | 70212.3726 | 78229.2625 | 74421.4102 | 71071.348 | 77756.6962 | 68890.9688 | 76522.4279
995 | 64891.2228 | 65226.5462 | 64719.9806 | 67062.3167 | 64600.805 | 64254.8754 | 80529.5759 | 77542.6016 | 74537.8032 | 80984.3878 | 69285.5602 | 75650.8994
996 | 52175.5834 | 52529.2101 | 52443.4578 | 55356.6576 | 52474.2653 | 53648.9345 | 81051.2021 | 77032.5054 | 74950.7714 | 82251.998 | 72180.6207 | 74375.2044
997 | 45100.5538 | 45030.1411 | 45139.3428 | 47454.4385 | 45152.8282 | 46571.3905 | 79886.7841 | 75625.2769 | 73418.4295 | 80288.5855 | 69682.6805 | 72621.8072
998 | 52120.1712 | 52084.6258 | 52443.1333 | 54599.0676 | 52116.0796 | 53479.2948 | 78780.0283 | 75422.4259 | 72987.1429 | 79534.988 | 66844.8691 | 69291.7122
999 | 60728.4321 | 60345.8112 | 60747.7595 | 62809.5405 | 60411.3605 | 61924.9376 | 78583.1711 | 73898.8583 | 73809.931 | 78951.186 | 65064.2086 | 69486.8863
1000 | 57460.763 | 58002.875 | 57565.7724 | 59786.4436 | 57631.997 | 58954.484 | 78543.9315 | 72594.8521 | 71617.4971 | 77571.3249 | 66531.5221 | 67629.797
1001 | 54709.7159 | 55719.0492 | 55552.7014 | 56872.2279 | 55516.2217 | 55575.472 | 79840.1802 | 77938.0417 | 77142.6709 | 80701.2836 | 71388.4322 | 74404.8702
1002 | 46676.299 | 47349.8386 | 47279.3196 | 48756.948 | 47600.7499 | 47349.5306 | 84017.8118 | 82189.6107 | 79943.227 | 82616.7381 | 74091.7027 | 80775.1975
1003 | 39803.8252 | 39913.3993 | 40769.2893 | 41100.6185 | 39984.5995 | 39656.1982 | 80235.7759 | 80498.9777 | 78090.142 | 80145.7565 | 71252.24 | 79289.0768
1004 | 46131.3254 | 46317.5292 | 47137.8407 | 46944.5851 | 46108.5047 | 46050.2302 | 79567.5925 | 77621.1539 | 74354.8879 | 78295.9094 | 68069.1911 | 77684.6448
1005 | 56216.1809 | 55830.4513 | 56270.3895 | 56391.0361 | 55855.7578 | 56837.6661 | 77254.5456 | 74531.2338 | 70918.7591 | 75682.3209 | 64052.1322 | 75729.4053
1006 | 54256.464 | 54139.3417 | 54264.3936 | 54065.3297 | 54243.0272 | 53799.7756 | 74072.3245 | 71873.7607 | 68709.3778 | 74170.7025 | 62625.981 | 73462.7061
1007 | 55070.8171 | 55705.8106 | 55194.968 | 55781.1203 | 55105.539 | 54761.2438 | 74477.0042 | 68858.8917 | 65764.1157 | 73396.6404 | 59507.9407 | 72750.8393
1008 | 48192.3521 | 48048.1393 | 48059.9017 | 48739.769 | 47880.3336 | 48030.768 | 70177.1566 | 66774.5642 | 64419.7204 | 69951.0419 | 54778.8709 | 70153.2521
1009 | 46472.109 | 46488.9637 | 46716.8487 | 48582.7876 | 46407.1934 | 46225.1681 | 70095.5455 | 66536.9322 | 64536.6204 | 69776.1105 | 53733.5219 | 70946.1181
1010 | 65373.2795 | 65461.8864 | 65847.2444 | 67865.6707 | 65261.4811 | 65355.2581 | 68832.5192 | 65756.5501 | 63841.339 | 69819.4238 | 53575.5385 | 71588.0943
1011 | 72468.9074 | 72436.7538 | 72162.8555 | 74495.5008 | 72441.9676 | 72161.7305 | 69940.4813 | 65822.0257 | 64159.5454 | 69979.7067 | 55195.8718 | 71722.2063
1012 | 69774.0426 | 69542.6074 | 69657.2783 | 70381.7447 | 69986.2673 | 69861.2855 | 72137.3259 | 65514.5452 | 64051.5721 | 71102.3197 | 60597.8339 | 74488.8708
1013 | 66320.593 | 66486.9987 | 66723.187 | 66673.3889 | 66088.0818 | 65805.4198 | 72845.8045 | 72765.4548 | 71119.9106 | 73247.4432 | 66717.2342 | 75567.7134
1014 | 53214.6608 | 53724.0777 | 53424.3031 | 55269.3685 | 53128.9671 | 53194.9113 | 79353.8836 | 79291.0213 | 77807.6662 | 79621.4217 | 74421.5988 | 82722.3861
1015 | 48417.4664 | 48591.6298 | 49428.1972 | 50505.2139 | 48455.828 | 48462.0953 | 86296.2097 | 85641.3761 | 84892.418 | 85863.164 | 81135.1671 | 88647.8228
1016 | 65149.0232 | 65190.4808 | 66254.564 | 68076.3059 | 65037.2919 | 65349.936 | 90680.1683 | 90178.8601 | 88886.4272 | 90157.6027 | 85243.873 | 92305.2036
1017 | 72343.5233 | 71886.9656 | 72489.9349 | 72986.2765 | 72298.6671 | 72278.9345 | 91539.6245 | 91539.1763 | 91203.4171 | 92716.9214 | 87160.2585 | 91459.7569
1018 | 69749.2481 | 69371.8255 | 69557.7273 | 70048.5553 | 69529.853 | 69550.5373 | 93448.8972 | 91587.243 | 90160.4512 | 92923.0209 | 86829.7805 | 91373.41
1019 | 66364.1097 | 65992.1597 | 67058.5794 | 67100.2843 | 66296.8395 | 66633.1438 | 93898.6777 | 92489.1047 | 90995.0117 | 94306.3237 | 88715.472 | 88945.1581
1020 | 53127.1232 | 53733.9238 | 54400.4538 | 54294.0512 | 53355.0674 | 53367.6495 | 93777.8487 | 91306.125 | 91153.2902 | 93609.3918 | 88940.8338 | 86815.634
1021 | 48532.4699 | 48527.5535 | 49720.8681 | 48578.558 | 48540.5203 | 48547.9875 | 93469.5717 | 91835.3052 | 90286.5659 | 91536.5887 | 88956.1833 | 85195.9059
1022 | 65184.392 | 65283.2842 | 66210.8464 | 65556.4976 | 65199.7536 | 65471.436 | 91575.1216 | 89508.2237 | 89466.9831 | 90982.695 | 87244.7572 | 83663.1507
1023 | 72013.3601 | 71787.0063 | 72475.6554 | 71948.2811 | 72118.4187 | 71886.3196 | 90536.4526 | 90283.3623 | 88779.5502 | 90147.151 | 87139.5423 | 81318.9177
1024 | 69901.4602 | 69328.1702 | 70451.7388 | 69603.1847 | 68882.0355 | 69575.7936 | 90901.5538 | 90203.3697 | 89375.769 | 90203.4574 | 87452.0931 | 81438.5769
1025 | 66203.087 | 65960.7609 | 66597.1545 | 66208.4717 | 65781.8048 | 66120.5482 | 92327.2353 | 91939.8422 | 91536.0474 | 91437.2175 | 88868.9515 | 83108.0048
1026 | 53431.122 | 53499.9925 | 54142.467 | 53114.353 | 53359.4096 | 53279.8769 | 93381.5017 | 91779.7471 | 90318.2648 | 89375.7205 | 87919.2109 | 90206.3929
1027 | 48565.962 | 48477.2571 | 48701.4804 | 48363.4694 | 48388.8156 | 48817.4892 | 90954.9725 | 89885.5905 | 88758.344 | 87259.6004 | 85695.8881 | 89121.4841
1028 | 65336.7545 | 64964.5157 | 65309.437 | 65514.2969 | 65010.9155 | 65473.7947 | 86594.548 | 85385.7228 | 84324.2855 | 82751.6035 | 82072.4036 | 85718.7073
1029 | 72148.673 | 72006.5919 | 71982.1374 | 72388.4604 | 72060.2047 | 72768.4011 | 84053.2477 | 81721.9309 | 81359.5821 | 78998.9845 | 77339.6802 | 81832.8371
1030 | 69202.5942 | 69868.7338 | 69175.0796 | 69671.5256 | 69559.628 | 69722.7625 | 79515.7979 | 77518.0573 | 76683.4777 | 74371.7953 | 73855.4161 | 77716.452
1031 | 66058.9918 | 66904.9209 | 66242.2877 | 66047.975 | 66287.2033 | 66101.7288 | 78322.1135 | 74336.9654 | 73650.0619 | 71315.1471 | 68964.3541 | 75664.9847
1032 | 53734.2886 | 54244.3317 | 52908.062 | 52950.4724 | 53561.3859 | 53756.6992 | 76324.4564 | 70778.7381 | 69866.4268 | 67825.6385 | 65615.3898 | 72026.9904
1033 | 49739.3018 | 48434.681 | 48341.2768 | 48319.2645 | 48529.4256 | 49028.7298 | 77023.7829 | 69893.1022 | 70246.4448 | 65462.1143 | 62343.5675 | 71848.471
1034 | 66412.0043 | 64971.7412 | 65114.9972 | 65271.0074 | 64963.7747 | 65887.8253 | 75833.5077 | 68501.7819 | 69336.9448 | 64266.6202 | 62624.4659 | 69610.6487
1035 | 72517.7304 | 72253.1689 | 71845.4245 | 72030.7606 | 72076.8286 | 73187.2111 | 75736.9406 | 67535.7343 | 68273.1473 | 62953.8906 | 64363.7335 | 70080.7176
1036 | 70379.4153 | 69391.2164 | 69475.4783 | 69059.0301 | 69911.5017 | 70099.4902 | 79396.1405 | 67042.7935 | 68218.6601 | 60453.363 | 63797.8181 | 71614.6677
1037 | 65152.5971 | 64651.8781 | 64184.9757 | 63906.3843 | 64034.2715 | 64497.6221 | 77051.9033 | 71110.0054 | 72008.6348 | 64808.7084 | 68012.9499 | 71961.2994
1038 | 53603.2377 | 52400.1702 | 52642.8489 | 52399.6372 | 52549.1852 | 52305.8856 | 84169.6315 | 77600.0087 | 78874.9689 | 72202.4981 | 75813.0858 | 78234.0571
1039 | 46460.9558 | 45224.6516 | 45052.0915 | 45856.4965 | 45323.2717 | 45133.695 | 90820.4898 | 84478.7258 | 85125.6161 | 77792.6697 | 82206.9919 | 84893.8139
1040 | 53383.2743 | 52497.404 | 52206.2564 | 52100.7046 | 52040.1562 | 52352.3803 | 95193.6523 | 87773.3729 | 89460.5938 | 80359.0846 | 86170.9973 | 87856.79
1041 | 61777.3202 | 60088.3704 | 60394.5275 | 60177.9439 | 60317.2873 | 60741.2699 | 95105.4686 | 88847.013 | 91208.5866 | 80957.7908 | 88280.3208 | 88274.3955
1042 | 58805.004 | 57787.9172 | 57367.6959 | 57794.207 | 57946.1663 | 57322.205 | 97242.8855 | 89040.0024 | 90869.3962 | 85307.9052 | 87479.0674 | 89733.8235
1043 | 55919.3636 | 55334.9657 | 55288.2824 | 55422.8818 | 55376.6021 | 55147.4317 | 96260.2086 | 90061.0893 | 91628.9789 | 84137.4122 | 88694.3164 | 88346.8397
1044 | 47757.4323 | 47343.8426 | 47066.5484 | 48573.6582 | 47582.0991 | 48502.2563 | 95830.7105 | 89603.7773 | 91990.7938 | 85566.8326 | 89037.1982 | 89903.2436
1045 | 40543.3173 | 39756.5569 | 39918.7683 | 41369.0849 | 41827.2318 | 42628.1125 | 95457.4357 | 89091.3178 | 91262.0795 | 85836.2117 | 87982.5028 | 89706.5116
1046 | 46961.6764 | 46386.5295 | 45948.0808 | 46313.5014 | 47455.6322 | 47457.3612 | 94318.5753 | 87562.1326 | 89923.7068 | 84195.6745 | 87361.7285 | 88431.626
1047 | 56645.1612 | 55778.8656 | 55501.7245 | 55881.2607 | 56820.9287 | 56226.3667 | 93208.2618 | 88483.6797 | 89584.2888 | 84192.1034 | 86471.5009 | 87751.1506
1048 | 55282.73 | 54214.3914 | 53782.2914 | 53984.5105 | 55123.6577 | 55172.7846 | 94116.2517 | 89806.2701 | 90340.6684 | 85519.7774 | 87447.3264 | 88981.349
1049 | 55760.7697 | 55463.3709 | 54858.6779 | 54887.8124 | 55761.3974 | 55637.569 | 94833.5143 | 90938.7436 | 92870.4606 | 86448.7204 | 89450.0578 | 90537.0341
1050 | 49616.7121 | 48630.0077 | 47767.8507 | 48318.2079 | 49594.9107 | 48885.0137 | 95871.3701 | 89394.2109 | 91954.2147 | 86194.1078 | 89206.1771 | 89144.3149
1051 | 47896.9636 | 46378.6518 | 46241.9271 | 46486.0825 | 46525.9797 | 46281.8366 | 94160.7204 | 87773.1571 | 90075.3292 | 84287.8724 | 87135.4 | 87578.7973
1052 | 66927.8761 | 65174.9606 | 65383.7189 | 65267.3544 | 65187.0086 | 65032.3323 | 90294.729 | 83293.4178 | 86223.469 | 80113.9569 | 82738.4203 | 83163.072
1053 | 74389.7226 | 72248.123 | 72563.8282 | 71901.309 | 72172.616 | 72345.8053 | 86819.5711 | 79691.5175 | 82621.3843 | 75519.8584 | 77904.3863 | 79752.7105
1054 | 71016.1331 | 69281.8166 | 69687.7353 | 68923.6611 | 69834.7447 | 69142.6067 | 83125.403 | 75268.736 | 78149.6961 | 71957.3623 | 74656.143 | 75739.8216
1055 | 67053.4764 | 66061.8292 | 66465.7096 | 66199.1224 | 65944.519 | 66314.2723 | 81616.0482 | 72279.5963 | 74766.3023 | 68022.1504 | 70222.8823 | 72214.9782
1056 | 54711.5141 | 54077.9422 | 53355.0186 | 53472.9389 | 53167.3203 | 53321.9849 | 80339.8853 | 68618.2798 | 71508.4028 | 64917.4788 | 66659.5399 | 68671.4933
1057 | 49625.4212 | 48541.4974 | 48598.2078 | 48605.9259 | 48526.2884 | 48597.1219 | 78855.0245 | 67904.0181 | 71994.5522 | 63416.8306 | 64325.2562 | 66990.5852
1058 | 66469.9044 | 65536.6303 | 65280.2954 | 65400.198 | 65412.5009 | 65285.753 | 76699.199 | 66649.8437 | 70737.3877 | 63208.7339 | 64057.4196 | 65537.64
1059 | 72960.4563 | 71920.7027 | 71883.3724 | 72252.0146 | 72062.3207 | 72232.4542 | 75939.5827 | 65918.4531 | 69403.8688 | 62570.5238 | 65258.3606 | 63994.3694
1060 | 69941.2341 | 69436.6401 | 69333.5348 | 69711.66 | 69900.437 | 69624.6418 | 79684.4087 | 65414.3769 | 69011.83 | 60469.8448 | 64047.8735 | 63659.1787
1061 | 67006.0472 | 66242.6832 | 66487.6921 | 66338.9284 | 66679.0052 | 67002.094 | 76553.3312 | 67882.0722 | 73509.8991 | 64838.3643 | 70125.8937 | 66276.6275
1062 | 53740.8704 | 54015.7376 | 53572.0423 | 53725.4242 | 54417.8849 | 53681.0206 | 82782.2928 | 75516.9507 | 79963.9804 | 72710.7721 | 76273.9584 | 73831.5844
1063 | 49098.4004 | 48711.57 | 49284.3756 | 48593.4023 | 48815.9346 | 48400.3092 | 89470.7991 | 82894.0196 | 86865.595 | 79966.4888 | 82748.0535 | 80794.7647
1064 | 66051.4951 | 65400.4926 | 66196.8337 | 65276.6425 | 65117.8694 | 65149.853 | 94153.4728 | 86235.1861 | 90562.5386 | 83154.9079 | 86758.7621 | 84021.1851
1065 | 72835.0623 | 71953.758 | 72598.4995 | 72017.3576 | 71924.6839 | 72158.0012 | 95547.0404 | 87740.0891 | 92561.6183 | 79801.6024 | 88450.4001 | 86266.3441
1066 | 70254.8663 | 69679.6937 | 69814.8196 | 69524.5246 | 69517.8779 | 69747.7563 | 96406.908 | 88738.0787 | 92480.1164 | 80298.2333 | 87440.5727 | 85859.7157
1067 | 66782.0659 | 66722.1859 | 66862.4884 | 66580.5696 | 66000.9063 | 66775.8834 | 97980.6278 | 88207.9117 | 94296.0379 | 81331.6311 | 88262.9328 | 86713.9593
1068 | 54208.3043 | 53702.2902 | 53979.6809 | 54111.0807 | 53235.9102 | 53723.3075 | 96615.2157 | 89584.5586 | 94112.5856 | 81321.1711 | 87970.0136 | 87080.7711
1069 | 49706.1428 | 48429.9298 | 48340.0861 | 48559.2357 | 48438.1835 | 48482.6096 | 96271.1613 | 88802.2569 | 92773.2955 | 82832.5352 | 89205.8586 | 86946.3825
1070 | 66284.3145 | 65488.4052 | 65202.2205 | 65324.7186 | 65125.3117 | 65458.4686 | 94359.4133 | 87366.1835 | 92021.2875 | 78318.5548 | 87064.5807 | 85334.0599
1071 | 72811.938 | 72056.2478 | 72128.6061 | 72174.8786 | 71963.0135 | 72961.7837 | 93518.6414 | 87431.0227 | 92694.4234 | 74775.818 | 86612.4393 | 85018.9158
1072 | 69926.1076 | 70283.3377 | 69385.7398 | 69459.2042 | 69649.971 | 69823.6796 | 94597.4286 | 88085.5386 | 92147.7345 | 75973.1031 | 87705.4176 | 85505.7961
1073 | 67085.6677 | 67038.9466 | 66027.4012 | 66198.4528 | 66932.2492 | 66545.7027 | 96862.321 | 88579.7104 | 94276.1675 | 78047.2295 | 88338.4826 | 86643.0692
1074 | 54167.133 | 54006.4296 | 53288.2204 | 53766.3516 | 53371.2677 | 53993.3331 | 97096.2653 | 89134.7511 | 94166.4374 | 81909.5409 | 88481.6524 | 86421.8103
1075 | 48369.0263 | 48481.1342 | 48605.8736 | 48622.4442 | 48393.103 | 48777.2248 | 94796.0383 | 87505.2759 | 92124.3217 | 83335.282 | 85925.2096 | 83630.5925
1076 | 65363.666 | 65318.8271 | 65493.0931 | 65410.2538 | 64938.745 | 65296.8802 | 90023.6017 | 82808.0964 | 87512.0097 | 79777.5866 | 81549.9167 | 79892.1603
1077 | 71929.9445 | 71811.77 | 72371.1823 | 72050.9117 | 71789.2184 | 72060.6209 | 87223.0705 | 78965.3176 | 83358.2302 | 75130.68 | 77017.4051 | 75881.1793
1078 | 68706.0362 | 69063.585 | 69672.8434 | 69346.9737 | 68877.3786 | 69170.8369 | 82274.1717 | 74879.0196 | 78976.9604 | 71941.6096 | 73827.9488 | 71733.0736
1079 | 64840.5445 | 64174.0514 | 64694.4927 | 64820.1609 | 64266.7569 | 64239.8692 | 80600.1621 | 71505.7046 | 76573.7359 | 67498.9764 | 68986.5158 | 68104.9317
1080 | 52560.5886 | 52345.4319 | 52433.6182 | 52403.969 | 52527.7337 | 51976.1061 | 78079.7344 | 67780.0309 | 72763.1479 | 63242.0017 | 65140.6951 | 64705.946
1081 | 45401.7343 | 45376.6235 | 45115.3864 | 45179.1405 | 45220.9602 | 45233.6 | 77055.8986 | 66785.1618 | 73315.4565 | 60954.996 | 61017.681 | 64636.911
1082 | 52301.2862 | 52212.6685 | 52363.8136 | 52130.4495 | 52227.9588 | 52009.8781 | 75123.3303 | 66176.2845 | 72162.2864 | 60712.3013 | 61255.6542 | 64458.4647
1083 | 60715.1038 | 60223.7288 | 60062.418 | 60076.6712 | 60492.0155 | 60521.7132 | 75068.5035 | 65355.1774 | 70485.9441 | 62058.786 | 62827.4041 | 63722.1743
1084 | 57383.2425 | 57745.9535 | 57385.086 | 57487.0149 | 57007.9765 | 57610.5916 | 77124.9307 | 65191.6918 | 70402.0578 | 59947.6238 | 61218.3906 | 61376.7039
1085 | 55524.2477 | 55312.8854 | 55141.0644 | 54618.6678 | 54865.6184 | 55346.6733 | 76490.6108 | 67864.0656 | 74370.116 | 64431.471 | 65293.8692 | 65729.3442
1086 | 48350.0537 | 47572.9874 | 47364.4309 | 46591.124 | 47926.6827 | 48131.4041 | 82334.5119 | 75819.2901 | 80852.4067 | 71930.5962 | 72676.1637 | 72733.3949
1087 | 42701.8699 | 40418.8561 | 40133.6415 | 39923.5408 | 40433.196 | 42448.4172 | 88897.5869 | 82605.9648 | 87727.626 | 76075.4403 | 79323.0392 | 78313.7271
1088 | 47506.3985 | 46711.1523 | 46215.3766 | 46154.1483 | 46393.4846 | 47361.2742 | 93308.4044 | 86635.2571 | 92080.8101 | 79341.2758 | 82658.261 | 80909.168
1089 | 56091.5735 | 56957.0465 | 55461.974 | 56787.5261 | 55918.6179 | 56995.1902 | 94594.6234 | 87791.663 | 93613.5861 | 78795.9292 | 84046.7032 | 86488.7468
1090 | 54782.1358 | 54945.6482 | 53409.9889 | 54579.3723 | 53752.3998 | 54649.5544 | 96185.2631 | 87700.4764 | 94913.4378 | 80000.8994 | 84805.109 | 86712.5869
1091 | 55448.9256 | 56030.427 | 55220.52 | 55016.177 | 55502.5058 | 55489.6663 | 95829.5127 | 87822.7116 | 96139.6394 | 79740.9326 | 82702.9228 | 87512.1034
1092 | 48111.132 | 49280.5064 | 49027.4278 | 47769.464 | 48365.3039 | 49115.7622 | 96284.3045 | 88742.5929 | 95259.1965 | 78582.4517 | 80855.0239 | 88379.1689
1093 | 46657.4549 | 46380.2493 | 46834.4058 | 46459.0883 | 46430.5512 | 47549.8451 | 95663.6009 | 88078.7695 | 94024.2627 | 78560.1356 | 78963.2891 | 88653.3334
1094 | 65540.1929 | 65317.9411 | 65565.1554 | 65377.8522 | 65270.9244 | 66450.8692 | 94748.3487 | 85971.0035 | 92696.4436 | 79069.9814 | 78705.0664 | 88046.2386
1095 | 72288.4189 | 72284.7507 | 72467.7486 | 72536.7576 | 72602.5467 | 73077.5164 | 93518.6114 | 86182.7855 | 92402.5187 | 83950.5384 | 77095.0948 | 87450.8917
1096 | 69274.2647 | 70023.9235 | 69622.279 | 70069.4119 | 70025.3919 | 70007.8143 | 93305.0676 | 86978.0007 | 92781.783 | 83946.6061 | 78654.1421 | 88175.2516
1097 | 66382.4338 | 66499.6538 | 66042.4485 | 66551.9634 | 66414.4185 | 66753.463 | 94872.6576 | 88621.1015 | 95462.5553 | 86310.9907 | 81604.6716 | 90066.9551
1098 | 53661.4876 | 53886.136 | 54324.6652 | 54157.0681 | 53611.387 | 54656.2605 | 96573.1592 | 88303.8632 | 96347.6924 | 84839.546 | 81632.4498 | 90000.7076
1099 | 49022.1341 | 48474.399 | 49718.2688 | 49631.7873 | 48397.8501 | 49760.6971 | 94734.5422 | 86342.6474 | 92841.5941 | 84081.7959 | 81801.02 | 87907.0318
1100 | 65870.2922 | 65303.9197 | 66190.1561 | 66205.9765 | 65154.0388 | 66980.8078 | 90713.6776 | 82393.4694 | 88193.3637 | 80169.0796 | 77617.7466 | 84324.5335
1101 | 72199.4404 | 72028.4843 | 72100.2248 | 72653.322 | 72553.4916 | 73984.595 | 87523.9374 | 78840.3934 | 85394.9281 | 75538.2121 | 69117.7911 | 80941.6874
1102 | 69939.1105 | 69669.2334 | 69683.0875 | 69760.2768 | 69647.841 | 70646.1922 | 83321.3119 | 74440.1156 | 81285.2498 | 72744.821 | 69599.9753 | 76258.4655
1103 | 66922.9316 | 65788.9431 | 66380.6833 | 67161.1277 | 66188.5112 | 66510.2057 | 82507.5564 | 70214.2766 | 78501.6369 | 68415.3612 | 64790.0787 | 72891.7312
1104 | 53876.9167 | 53858.7583 | 53913.5642 | 54905.6636 | 53567.0998 | 54035.3864 | 81126.1937 | 66616.1663 | 74207.0621 | 64655.6536 | 62020.903 | 69015.5769
1105 | 49356.9103 | 48641.1014 | 49037.4448 | 50361.3346 | 48410.2468 | 49150.1199 | 81029.7054 | 65329.1438 | 74534.7909 | 66945.6135 | 57429.5362 | 68004.7353
1106 | 65752.0001 | 65170.2358 | 65732.5906 | 66672.0855 | 65424.5917 | 66153.7738 | 79425.4914 | 65228.0398 | 73137.0198 | 66450.0278 | 56971.419 | 66645.1462
1107 | 72204.3962 | 71602.9578 | 72081.8826 | 72690.0595 | 71969.2287 | 72920.0581 | 79270.367 | 64883.236 | 72358.1873 | 67701.1354 | 57680.4031 | 65801.4632
1108 | 69698.6257 | 69166.8642 | 69866.6955 | 70362.8761 | 69153.1868 | 70100.21 | 83039.6887 | 64945.8514 | 73712.7499 | 67268.6392 | 57877.4885 | 65336.5364
1109 | 66513.4283 | 66300.9565 | 66717.8935 | 67020.8405 | 66296.032 | 66707.3837 | 80769.4905 | 69509.4532 | 75394.2393 | 72635.2291 | 63442.6252 | 69257.5861
1110 | 53758.5682 | 53588.6179 | 53689.7731 | 54943.7878 | 53766.0054 | 53824.5375 | 87916.618 | 75715.7225 | 81896.2447 | 79160.2421 | 70257.0299 | 75347.9003
1111 | 48561.1554 | 48523.7174 | 48418.8977 | 50484.6743 | 48644.5044 | 49265.7233 | 94796.8013 | 82655.1756 | 88663.1821 | 85350.1587 | 76047.2672 | 82233.7342
1112 | 65249.9435 | 65230.0809 | 64952.5908 | 66877.7416 | 65259.5134 | 66141.9585 | 99123.2154 | 85780.7146 | 92608.201 | 89628.7429 | 78925.2741 | 85013.9876
1113 | 72003.9177 | 71969.1096 | 72166.1577 | 74341.5322 | 72052.5945 | 72429.3821 | 99659.7969 | 86383.8187 | 94316.642 | 90399.8077 | 79933.6361 | 87334.0785
1114 | 69690.5434 | 69231.6373 | 69834.1614 | 71921.3788 | 69195.9284 | 69788.2194 | 100077.2596 | 87276.9503 | 94906.8162 | 91185.1181 | 80210.8017 | 86840.4507
1115 | 66048.3603 | 66463.4311 | 66225.551 | 67652.6861 | 66248.1381 | 66040.5948 | 99777.502 | 85821.8106 | 96751.9941 | 91359.873 | 80774.9728 | 87613.7074
1116 | 53060.5211 | 53544.451 | 53454.9431 | 55276.9557 | 53398.2767 | 53657.4922 | 98744.7455 | 85957.9886 | 95232.5363 | 90433.0556 | 79782.2615 | 87775.7418
1117 | 48466.4776 | 48486.4755 | 48485.4111 | 50412.1417 | 48458.4133 | 48599.2507 | 97159.1227 | 84591.6227 | 95218.1443 | 89142.9127 | 78680.5845 | 86722.8588
1118 | 65230.5896 | 65393.1665 | 65138.4991 | 67104.1689 | 65104.5472 | 65474.0251 | 97519.5826 | 83456.1116 | 94423.7386 | 86581.0888 | 78220.8156 | 86386.8609
1119 | 72119.3526 | 72270.3654 | 72002.5345 | 75230.2857 | 71818.4477 | 72028.6705 | 94625.456 | 82023.6816 | 93281.6668 | 83485.1697 | 74313.8216 | 86123.8921
1120 | 69097.5233 | 69262.1831 | 69287.2691 | 72646.2253 | 69301.2051 | 69752.8451 | 94100.38 | 84084.1503 | 94366.39 | 85330.487 | 75894.7759 | 85242.8147
1121 | 63968.7402 | 64377.1105 | 64115.1959 | 65901.7815 | 64115.2184 | 64794.7931 | 92958.2824 | 84436.5061 | 96576.3254 | 83436.5564 | 78902.5278 | 85406.1825
1122 | 52874.1263 | 52193.8567 | 52515.9406 | 53569.2847 | 53095.5581 | 52451.8221 | 100762.2018 | 87363.4682 | 96659.6939 | 92780.849 | 79811.16 | 83938.8858
1123 | 45249.6595 | 45233.2335 | 45233.2694 | 46447.61 | 45730.5837 | 45241.9956 | 98646.7783 | 85694.2042 | 94187.8387 | 91443.185 | 80211.0294 | 83274.4807
1124 | 52230.8763 | 52265.1766 | 51772.4787 | 54205.052 | 52255.7812 | 51831.3854 | 93959.5517 | 81478.6711 | 89047.0243 | 87312.9065 | 70857.2353 | 79828.1732
1125 | 60137.4678 | 60106.0928 | 60295.6725 | 62210.2009 | 60426.745 | 60480.6309 | 90410.1201 | 77048.338 | 85792.2499 | 82849.3655 | 64888.8809 | 75141.1574
1126 | 57191.1097 | 57529.2462 | 57263.1207 | 58677.4713 | 57525.2927 | 56876.4318 | 86805.5931 | 73182.4308 | 81611.6226 | 78920.0663 | 64946.8684 | 72026.9214
1127 | 55508.0272 | 55233.8411 | 55024.1478 | 55458.2285 | 56002.1139 | 54831.2965 | 87552.1057 | 68797.947 | 79544.8562 | 75290.061 | 58587.9438 | 67356.5099
1128 | 47470.9632 | 47835.0237 | 47343.489 | 47770.9553 | 48833.5028 | 47030.1999 | 87538.7739 | 64673.3239 | 76845.8037 | 73110.3317 | 56341.5387 | 63821.0578
1129 | 39926.1955 | 40159.4526 | 40404.5995 | 40161.9681 | 43701.8587 | 39794.1436 | 85086.9227 | 63269.9871 | 76310.1767 | 71732.0779 | 54512.7772 | 63584.4451
1130 | 45908.8554 | 46445.0416 | 46141.0878 | 46319.9601 | 47899.1237 | 46404.1124 | 87247.5841 | 62432.6864 | 74889.126 | 70513.3912 | 51379.6033 | 62699.1145
1131 | 55864.5263 | 56532.1577 | 56063.1733 | 56361.8168 | 56812.4417 | 56107.7931 | 84293.7707 | 60735.538 | 74476.8148 | 68284.7946 | 52263.7255 | 60872.2316
1132 | 54279.7809 | 54693.9426 | 54320.3178 | 53794.0579 | 55683.3466 | 54453.217 | 82333.3304 | 59729.1038 | 72100.5223 | 67504.3756 | 49079.616 | 60132.9649
1133 | 55365.2722 | 55843.2018 | 55098.6233 | 54779.8341 | 56300.5884 | 55349.936 | 81747.3867 | 59690.1672 | 71656.4121 | 68295.3865 | 51869.7398 | 60431.231
1134 | 47791.4532 | 48447.6142 | 48532.5123 | 47913.23 | 49531.0035 | 48169.5539 | 77887.1464 | 60609.1973 | 69999.1022 | 68074.9215 | 55760.6415 | 59887.7309
1135 | 46251.5085 | 46722.3565 | 46336.5478 | 46289.4123 | 46844.5399 | 46441.1554 | 82236.3294 | 62495.5293 | 73207.6791 | 71264.8339 | 59619.1953 | 62960.5362
1136 | 65133.6805 | 65305.1694 | 65206.7761 | 65105.125 | 65688.8013 | 65316.2515 | 86112.0984 | 67455.1678 | 78557.594 | 76024.2009 | 62727.8734 | 68038.7875
1137 | 71906.1091 | 72089.7726 | 72360.3819 | 72399.0878 | 72687.8098 | 72354.8215 | 90280.4563 | 72456.5614 | 82932.4187 | 78007.0784 | 66082.3039 | 71968.0425
1138 | 69279.827 | 69829.3973 | 69571.9756 | 69474.848 | 69788.4791 | 69522.313 | 91318.0288 | 74490.3307 | 85079.0579 | 79526.1808 | 66871.5193 | 75038.0643
1139 | 65861.5873 | 66246.7273 | 66768.293 | 66806.1465 | 66061.7261 | 66229.7181 | 91057.0456 | 76976.2126 | 85485.6011 | 79539.4635 | 67452.9324 | 76099.8928
1140 | 53283.4837 | 53621.183 | 53915.3453 | 53284.9568 | 53943.6411 | 52900.9968 | 91198.3483 | 75450.1994 | 86358.7916 | 78634.1035 | 65291.03 | 77099.7713
1141 | 48472.3697 | 48555.9539 | 48579.993 | 48350.907 | 48883.8273 | 48381.4805 | 90965.5817 | 74890.3959 | 83749.5673 | 78477.7967 | 62897.7969 | 77414.6719
1142 | 65248.7836 | 65042.2669 | 65486.9023 | 65167.2524 | 65290.6271 | 65334.5027 | 90897.827 | 72310.5044 | 84943.0049 | 73618.3007 | 62432.6508 | 76690.1762
1143 | 72066.7549 | 71649.9463 | 72053.6389 | 71910.0886 | 72542.2501 | 72195.3072 | 86041.0927 | 70426.7621 | 83250.5614 | 72167.3215 | 60762.8613 | 73838.1181
1144 | 69833.3602 | 69379.7561 | 69768.3408 | 69151.4213 | 70000.9024 | 69474.4948 | 88277.3909 | 71374.9165 | 83766.2347 | 67574.2108 | 61683.7174 | 74381.7564
1145 | 66525.7043 | 66153.519 | 66152.7405 | 66588.0889 | 66600.0113 | 66015.1142 | 92153.2634 | 73551.7555 | 87127.439 | 75625.8935 | 61923.8999 | 78180.5297
1146 | 53257.0496 | 54158.8504 | 53662.5643 | 53145.1845 | 53403.2297 | 53250.6099 | 90867.738 | 75154.7852 | 87071.343 | 80249.9478 | 67338.3025 | 76513.1523
1147 | 48397.9178 | 48476.3554 | 48394.5364 | 48531.0757 | 48734.1728 | 48397.8372 | 89451.7281 | 72417.9828 | 84550.6627 | 79881.1859 | 64513.0139 | 74298.068
1148 | 64948.3201 | 65129.7182 | 64902.9075 | 65086.346 | 65035.6839 | 65108.8958 | 88148.8553 | 68745.8843 | 81668.2628 | 77191.1754 | 61877.1372 | 71428.0222
1149 | 71657.5662 | 72067.5997 | 71754.4232 | 72113.8843 | 72187.063 | 72135.0511 | 87898.5985 | 66547.5676 | 80488.433 | 73601.2248 | 59708.3056 | 68278.7563
1150 | 69646.3519 | 69576.1676 | 68990.9662 | 69553.6692 | 69435.7704 | 69550.8143 | 84109.8705 | 65840.6549 | 77287.4983 | 71586.5305 | 56703.5108 | 67923.4173
1151 | 66609.2787 | 66005.4827 | 65942.2285 | 66656.5102 | 65936.9774 | 66557.3981 | 86372.8112 | 63860.8113 | 76832.0538 | 68776.1708 | 54389.03 | 64048.298
1152 | 53381.8642 | 53905.4875 | 54342.149 | 53630.8539 | 53733.152 | 53650.2978 | 84278.9692 | 61609.7008 | 73101.2898 | 66134.283 | 50331.4325 | 63223.1119
1153 | 48352.923 | 48508.2388 | 48979.3543 | 48489.9391 | 48798.9696 | 48385.6364 | 82461.4821 | 56720.9209 | 70943.9616 | 63542.0109 | 48199.3579 | 59512.9545
1154 | 65216.9753 | 65252.6594 | 65297.3228 | 65161.1356 | 65106.8308 | 65075.6421 | 80456.948 | 54305.6896 | 69059.0761 | 63304.529 | 47333.9929 | 58505.2954
1155 | 72365.432 | 71916.9018 | 72040.6376 | 72121.5829 | 72252.8534 | 72318.9859 | 82004.2244 | 54434.9318 | 67849.8012 | 61763.2246 | 47615.1456 | 57138.8499
1156 | 69647.2789 | 69786.8156 | 69498.8423 | 69219.6621 | 69597.3084 | 69210.3585 | 80547.1816 | 53934.1858 | 68001.3183 | 62410.7932 | 48664.2676 | 57113.8383
1157 | 66504.7532 | 66316.4242 | 66946.446 | 66320.3397 | 65836.0988 | 66272.6729 | 79678.7946 | 55118.2675 | 66622.6644 | 62753.3069 | 47248.679 | 57972.1138
1158 | 53430.0402 | 53828.454 | 53957.959 | 53849.1164 | 53370.2451 | 53863.5989 | 78370.1557 | 55730.5972 | 66139.776 | 63825.7757 | 49604.8584 | 58296.1103
1159 | 48510.6118 | 48783.3567 | 48570.7931 | 48512.7392 | 48467.6591 | 48637.4617 | 78673.9142 | 57272.2487 | 67721.2991 | 64101.1872 | 53411.133 | 59157.9073
1160 | 65082.2999 | 65360.0277 | 65139.7173 | 65167.6188 | 65225.4186 | 65208.1873 | 81664.838 | 61546.9974 | 73110.248 | 66496.2559 | 57904.4225 | 62019.4162
1161 | 71918.1224 | 71905.8008 | 72382.355 | 71933.808 | 71962.5866 | 72357.1927 | 86280.3951 | 63287.613 | 76772.5189 | 70545.1206 | 61577.2946 | 67409.2705
1162 | 69270.518 | 69449.6722 | 69285.0828 | 69386.4184 | 69783.5136 | 69636.1869 | 87472.0573 | 67260.7136 | 80081.6042 | 71983.1103 | 62779.9112 | 70000.0061
1163 | 64578.3835 | 64657.0625 | 64426.0178 | 64832.7222 | 64813.346 | 64621.0566 | 86184.5334 | 71843.9672 | 81938.8532 | 73303.6668 | 64567.7518 | 72751.9569
1164 | 52740.462 | 52489.1219 | 52515.5184 | 52447.2517 | 52519.3151 | 52725.2607 | 88903.2417 | 71686.0163 | 82277.5055 | 74602.2018 | 63920.3791 | 72572.0409
1165 | 45203.4476 | 45135.857 | 45172.3825 | 45425.3227 | 45218.5928 | 45259.5083 | 88211.1432 | 69918.9558 | 80291.0876 | 72281.2639 | 61852.1856 | 71759.9959
1166 | 51948.1072 | 52018.6682 | 52207.536 | 52172.6478 | 52128.1814 | 52069.6146 | 87427.459 | 69641.0222 | 78732.6649 | 71422.3264 | 61463.5964 | 71386.0306
1167 | 60217.0692 | 60726.2275 | 60708.6087 | 61307.7282 | 61317.0906 | 60558.5488 | 85165.3244 | 71000.7524 | 78154.4723 | 70444.6791 | 60990.4179 | 70707.2773
1168 | 57089.6802 | 58173.3069 | 58283.6033 | 58387.1989 | 57908.9989 | 57781.9969 | 85383.1567 | 67338.1534 | 79782.807 | 68982.0194 | 61722.7366 | 72127.8927
1169 | 54986.8971 | 55060.5811 | 56146.0506 | 55840.339 | 55664.1104 | 55129.9713 | 85979.8605 | 72693.8365 | 80592.7081 | 74937.2203 | 66194.1595 | 73049.2278
1170 | 47428.0673 | 46831.7003 | 47850.8094 | 48730.8994 | 47683.804 | 47154.6599 | 89025.0174 | 75630.9251 | 84112.291 | 78506.2556 | 67042.86 | 74656.7877
1171 | 40181.1733 | 39900.3998 | 40092.7529 | 43995.2412 | 40174.5089 | 39629.8671 | 86329.4981 | 71957.9362 | 80842.0059 | 77882.7732 | 64264.5337 | 72397.3232
1172 | 45919.7565 | 46098.2792 | 46052.939 | 47791.0976 | 46104.9748 | 45785.2009 | 84827.0082 | 68738.6736 | 79020.0335 | 74168.4264 | 61834.9333 | 68876.9222
1173 | 55856.0096 | 56109.1014 | 55764.8534 | 56901.42 | 56332.7815 | 55897.577 | 84500.7112 | 66546.2353 | 77323.6088 | 71294.4548 | 59678.5123 | 66864.0181
1174 | 54310.904 | 53970.6597 | 54289.7198 | 54882.7075 | 55102.6163 | 53384.5048 | 81188.9368 | 65118.1966 | 74506.9251 | 68863.5628 | 56803.4113 | 66247.9538
1175 | 55166.3081 | 54851.1271 | 55000.4394 | 55615.736 | 54824.8063 | 55182.9057 | 82588.3202 | 63070.5372 | 73366.6376 | 65947.0751 | 54528.5933 | 63178.0601
1176 | 48205.4259 | 47824.4671 | 48861.7927 | 48198.9111 | 47258.5395 | 47611.9149 | 79466.4098 | 61957.5434 | 69635.0633 | 64581.6952 | 51175.2846 | 60825.254
1177 | 46361.0634 | 46413.2366 | 46617.8088 | 47331.9858 | 46159.7661 | 46243.6015 | 78573.7104 | 58965.8815 | 67984.3221 | 64998.2601 | 51156.9949 | 58975.7973
1178 | 65378.1565 | 65471.169 | 65068.1439 | 66229.4281 | 65420.2104 | 65435.4833 | 78518.9771 | 58390.7279 | 67391.4567 | 64314.0476 | 50202.9599 | 58126.0343
1179 | 72658.3256 | 72321.2458 | 71691.4613 | 73341.6447 | 72714.4535 | 72342.49 | 77959.6174 | 58540.7271 | 68044.3328 | 64746.2851 | 51222.5549 | 58413.855
1180 | 69403.6306 | 69782.9852 | 69778.6034 | 69901.1497 | 69787.1279 | 70087.7169 | 79632.7267 | 59085.2885 | 69116.4571 | 64961.5554 | 57511.272 | 60201.8701
1181 | 66508.619 | 67272.1766 | 66378.0878 | 66574.9157 | 66291.3164 | 66654.7208 | 78148.7686 | 65105.0624 | 72288.002 | 72398.7921 | 64175.7987 | 66071.72
1182 | 53711.9677 | 54204.2045 | 53330.0304 | 53700.548 | 53258.136 | 53619.5024 | 85274.3709 | 72911.0535 | 78301.7458 | 79188.6549 | 71535.6225 | 73840.2027
1183 | 48440.7514 | 48682.6721 | 48699.5995 | 48742.4987 | 48674.4719 | 48514.3756 | 91667.5619 | 78840.8583 | 85684.2407 | 85762.0064 | 76545.8282 | 80318.8848
1184 | 65209.6689 | 65089.5977 | 65252.2528 | 65621.7885 | 65548.1401 | 65232.2682 | 94817.9836 | 82880.408 | 89069.1269 | 89490.074 | 80390.4774 | 84123.0569
1185 | 72656.9505 | 72009.1433 | 72611.0329 | 72891.2105 | 71955.4736 | 72089.5832 | 96111.516 | 84637.8874 | 89391.5555 | 89484.2438 | 82478.1516 | 83792.6694
1186 | 70258.8313 | 69401.2911 | 69808.219 | 70018.1807 | 70540.765 | 70425.3373 | 97262.1075 | 85577.1982 | 91420.9304 | 91114.1515 | 81793.9086 | 84479.7574
1187 | 66595.7501 | 66486.5405 | 66626.4397 | 66250.2312 | 66772.1675 | 66733.708 | 97780.8764 | 83554.8825 | 91848.6968 | 88890.8743 | 83157.2611 | 83767.1695
1188 | 54092.1316 | 53443.704 | 53795.2406 | 53390.7951 | 53539.2881 | 53789.2559 | 96754.6943 | 85321.9587 | 91949.0923 | 87355.1924 | 81676.2631 | 84204.4092
1189 | 48507.947 | 48457.3095 | 48945.2259 | 48425.5119 | 48263.4478 | 48601.6042 | 95816.269 | 87062.3628 | 90375.4837 | 87692.5364 | 80659.8142 | 84975.9135
1190 | 65536.7755 | 65328.4205 | 65608.8743 | 65183.651 | 65163.1255 | 65219.3039 | 94849.2022 | 84840.4944 | 88661.3524 | 84860.4322 | 79339.0716 | 84131.7684
1191 | 72200.8498 | 71793.1566 | 72000.3332 | 72162.5802 | 72355.7967 | 72547.3407 | 93868.8046 | 85108.3054 | 88090.0975 | 83123.4168 | 77677.2553 | 83889.5224
1192 | 69526.6209 | 69616.7759 | 69909.9757 | 69720.7139 | 69682.7807 | 70193.0154 | 91824.3012 | 84566.5018 | 88598.757 | 83706.742 | 79560.9814 | 83398.5743
1193 | 66536.1923 | 66444.5106 | 66633.7527 | 66269.5619 | 66198.6662 | 66499.1438 | 92058.6336 | 85735.7408 | 88661.1039 | 83659.2618 | 82509.2053 | 84575.7778
1194 | 53455.7634 | 53820.4836 | 53955.8493 | 52940.0546 | 53290.026 | 53771.6211 | 97409.2018 | 85491.6166 | 90027.9288 | 89972.2548 | 83219.4891 | 82218.7949
1195 | 48487.7816 | 48486.4807 | 50142.6597 | 48376.7251 | 48460.0932 | 48592.845 | 94223.7339 | 84412.395 | 88272.2808 | 88676.318 | 83282.0361 | 82950.0674
1196 | 65359.875 | 65197.7523 | 66912.7698 | 65166.7933 | 65198.1529 | 65451.0417 | 89037.6831 | 80004.4148 | 83277.6661 | 85102.0242 | 78882.5319 | 79083.8586
1197 | 72097.5235 | 72401.4374 | 74284.6647 | 72673.9009 | 71715.1247 | 72208.4266 | 85399.9415 | 75793.2226 | 79909.2455 | 81891.2923 | 68979.9307 | 74657.498
1198 | 69817.9859 | 69952.4255 | 71368.9005 | 69309.3488 | 69805.7392 | 69389.4905 | 80895.4824 | 72804.9237 | 75307.6287 | 77607.9176 | 66810.652 | 70981.3943
1199 | 66411.7493 | 66713.2105 | 67564.8801 | 66710.8897 | 66167.0613 | 66457.3913 | 79936.9835 | 68375.5151 | 73216.556 | 73974.2998 | 59805.9026 | 66404.6875
1200 | 53714.1991 | 53332.542 | 55284.1106 | 54138.1163 | 53302.2149 | 53621.0209 | 76077.7709 | 65190.3164 | 69066.8688 | 71283.8135 | 58814.1363 | 62994.3867
1201 | 48630.0628 | 48567.8444 | 49790.2298 | 48869.3914 | 48593.5594 | 48554.6741 | 74096.7958 | 62157.3068 | 69146.3326 | 71313.6439 | 56807.5343 | 60754.7224
1202 | 65167.4923 | 65334.6495 | 65760.2304 | 65171.4744 | 65426.809 | 65108.8478 | 72172.7606 | 62638.8743 | 66799.5692 | 69966.8016 | 53927.7228 | 61028.7055
1203 | 71999.8446 | 72810.6271 | 72800.8998 | 71702.8838 | 71696.3294 | 72234.4478 | 72653.8824 | 64340.2109 | 67945.5275 | 68675.3426 | 55955.9489 | 62967.8075
1204 | 69662.8018 | 69739.7165 | 70197.1884 | 70290.0204 | 70038.7002 | 69572.6123 | 75255.3188 | 63190.2321 | 69338.9773 | 68490.8465 | 60327.2541 | 60876.3941
1205 | 64658.496 | 64514.4428 | 64445.8468 | 64893.275 | 64051.967 | 65265.7581 | 73491.9692 | 67115.5438 | 68185.1707 | 72447.6873 | 65507.6563 | 65770.7116
1206 | 52636.082 | 52208.1231 | 52949.5907 | 52449.108 | 52756.0047 | 52459.371 | 79446.2126 | 74655.8282 | 76081.1155 | 79298.1065 | 73277.0135 | 74068.7651
1207 | 45355.9871 | 44980.0992 | 45082.7012 | 45236.2483 | 45394.8617 | 45052.681 | 86587.3129 | 80808.936 | 83164.5299 | 86425.2719 | 79617.3134 | 81641.3933
1208 | 51973.3087 | 51932.8441 | 52155.6073 | 52081.3711 | 52195.5856 | 51842.5109 | 90000.4998 | 85383.7404 | 87493.5708 | 89614.177 | 82916.2325 | 85421.8669
1209 | 60321.1739 | 60113.4627 | 60482.38 | 60374.0494 | 60276.4567 | 60223.6399 | 91226.497 | 85956.0834 | 89194.7456 | 89872.2565 | 83755.1253 | 85351.2145
1210 | 58020.6302 | 57333.3369 | 57387.0195 | 58257.6907 | 56982.8342 | 57635.6019 | 94637.2194 | 86893.2569 | 88840.5032 | 90215.8251 | 83072.2867 | 86729.1875
1211 | 55644.1756 | 55401.8983 | 55113.9495 | 55529.3977 | 55224.1252 | 55509.4928 | 94665.8014 | 86980.3171 | 88578.0302 | 89361.677 | 83452.0923 | 85761.333
1212 | 47158.7149 | 47063.6016 | 46843.4928 | 47509.11 | 46604.2408 | 47835.6883 | 94860.8982 | 87912.8834 | 87936.8291 | 88880.6248 | 82168.3629 | 86694.9556
1213 | 39977.2073 | 39630.4884 | 39795.7954 | 40049.9382 | 39868.594 | 40183.4138 | 92169.955 | 87333.7663 | 87404.8954 | 85598.621 | 80099.9848 | 85756.5527
1214 | 46098.5336 | 46073.2927 | 45945.5217 | 46276.2559 | 45805.475 | 46271.3095 | 90216.1041 | 85712.1445 | 86333.4433 | 84523.926 | 79537.4789 | 85910.5962
1215 | 55951.9906 | 55760.115 | 55688.6158 | 55990.742 | 56035.9921 | 56008.0797 | 90689.7368 | 85160.3182 | 84069.0094 | 83274.7839 | 78019.4534 | 82999.904
1216 | 54147.3636 | 54109.3153 | 53713.7535 | 53984.6476 | 54645.107 | 54027.073 | 88491.2172 | 85495.9986 | 84362.9691 | 82641.4667 | 78326.7598 | 83602.8488
1217 | 55541.7759 | 55510.4794 | 55311.3511 | 54668.568 | 55118.045 | 54975.5182 | 87384.3575 | 86433.7155 | 84054.4543 | 81299.4254 | 79604.7075 | 83198.8951
1218 | 48441.1482 | 48744.6629 | 48187.3818 | 47883.7828 | 48448.7791 | 48041.285 | 95277.206 | 87330.1699 | 90061.2238 | 91180.2626 | 80379.2638 | 88921.019
1219 | 46626.8794 | 46584.1329 | 46261.8405 | 46294.0222 | 46559.3718 | 46301.5289 | 92344.1345 | 85893.4716 | 88135.361 | 90341.9675 | 77729.4405 | 87142.3359
1220 | 65416.6907 | 65499.6618 | 65125.647 | 65206.9751 | 65385.833 | 65306.524 | 87250.798 | 81962.4966 | 83328.937 | 85695.3107 | 71330.5828 | 82955.2373
1221 | 72573.1841 | 73078.5861 | 72212.8354 | 72125.7316 | 72863.1165 | 73019.5641 | 84962.1757 | 76859.0059 | 80155.5205 | 81868.4799 | 64999.4827 | 78258.3103
1222 | 69927.052 | 69702.3197 | 69909.4567 | 69680.0645 | 69751.7289 | 69786.7834 | 80150.5718 | 73324.652 | 75933.6988 | 77102.086 | 62875.5264 | 73954.8031
1223 | 66301.0852 | 66720.5372 | 65489.9111 | 66103.4133 | 66271.7967 | 66668.6782 | 78100.518 | 68888.7551 | 73206.399 | 73428.5245 | 58227.7635 | 68950.0291
1224 | 53714.5047 | 53901.8572 | 53353.7419 | 53487.9912 | 53484.8939 | 53701.1176 | 74941.5033 | 65440.295 | 69066.3523 | 70508.0116 | 54741.0883 | 65452.4808
1225 | 48498.8569 | 48725.5618 | 48414.5532 | 48416.9547 | 48529.764 | 48543.3854 | 74356.7537 | 63265.8078 | 69365.6938 | 70226.7564 | 54248.9145 | 63728.5755
1226 | 65285.1425 | 65523.6785 | 65258.6277 | 65300.99 | 65299.8922 | 65334.403 | 72310.5634 | 63250.6182 | 68013.3178 | 68695.3319 | 50505.7109 | 63415.1785
1227 | 72353.615 | 72472.2399 | 72180.4092 | 72623.3837 | 72464.1291 | 71980.0096 | 72671.3389 | 65052.0513 | 67069.099 | 67474.1498 | 52141.8567 | 64927.8496
1228 | 69678.675 | 69944.4411 | 70026.4124 | 70065.6996 | 69433.6528 | 69410.9724 | 75271.9347 | 64098.6462 | 66732.255 | 67783.6402 | 55054.3299 | 63739.1911
1229 | 65880.7736 | 66956.0835 | 66080.1481 | 66325.5065 | 66437.6589 | 66239.7065 | 73032.7321 | 67625.7612 | 70420.9013 | 71843.8203 | 61924.9262 | 67121.2756
1230 | 53557.889 | 54104.2324 | 53427.7225 | 54408.9855 | 53745.8723 | 53698.2427 | 79887.1348 | 75454.322 | 77090.0841 | 79208.4562 | 68398.8197 | 74950.0577
1231 | 48643.4134 | 48560.5988 | 48568.662 | 48719.5241 | 48652.9406 | 48584.669 | 86565.4014 | 82083.4368 | 84076.2823 | 85704.0125 | 73081.595 | 82438.9032
1232 | 65237.6511 | 65465.0477 | 65222.6603 | 65366.2462 | 65264.7913 | 65109.7202 | 89936.7454 | 86415.4806 | 87738.2947 | 88573.8494 | 75102.1724 | 87246.2268
1233 | 72064.4243 | 72558.5069 | 72656.3041 | 72024.4476 | 72480.9478 | 72049.9121 | 90866.433 | 86880.4985 | 88675.4189 | 88787.9262 | 75848.9766 | 88337.1244
1234 | 69076.5043 | 69880.2691 | 69401.8979 | 69728.051 | 69640.0395 | 69691.2826 | 92442.725 | 87287.131 | 89876.1572 | 89302.3231 | 77833.3182 | 88350.9324
1235 | 66261.7174 | 66447.744 | 66493.6083 | 66328.6784 | 66230.2866 | 66151.0154 | 94173.9009 | 88837.4977 | 90153.0813 | 87911.3997 | 78005.1333 | 90715.6209
1236 | 54023.4155 | 53408.6228 | 53527.5926 | 54017.06 | 53719.2065 | 53721.5608 | 93301.8398 | 88896.713 | 90622.7969 | 86765.474 | 78360.6259 | 91186.1226
1237 | 48604.973 | 48553.1055 | 48522.6662 | 48521.3096 | 49157.133 | 48546.3981 | 93182.6479 | 88533.1917 | 89439.4837 | 85525.4557 | 75256.3453 | 90840.5027
1238 | 65103.5319 | 65126.9417 | 65173.3516 | 65173.7972 | 65877.4269 | 64988.6705 | 91658.2934 | 88093.9794 | 89362.946 | 84101.5445 | 74829.6313 | 89651.1954
1239 | 72211.5748 | 72441.2661 | 72515.6186 | 72427.5071 | 72922.0679 | 72021.3866 | 90917.2434 | 87112.274 | 89427.4074 | 82996.3281 | 72361.1671 | 88922.4278
1240 | 70281.5955 | 69595.0421 | 70067.3677 | 70108.5621 | 70046.577 | 69775.9012 | 89835.5253 | 88608.8314 | 90412.115 | 83425.3177 | 73941.2118 | 90305.685
1241 | 66671.1102 | 66767.4448 | 66317.3818 | 66689.6984 | 66433.9035 | 66835.5565 | 87689.5076 | 87647.2917 | 90401.4417 | 81535.5752 | 78257.5174 | 92025.3769
1242 | 53774.7352 | 53662.278 | 53812.0626 | 54261.765 | 54054.8271 | 53748.5693 | 94710.2474 | 89431.022 | 92196.8681 | 90275.4986 | 78846.9791 | 91442.3305
1243 | 48492.9559 | 48642.8496 | 48759.2019 | 48613.1249 | 49294.1081 | 48710.0327 | 92611.0657 | 86947.8464 | 89665.9546 | 88967.7886 | 74916.361 | 88700.3649
1244 | 64957.5818 | 64992.503 | 65672.6878 | 65052.5827 | 65655.5253 | 65207.2809 | 88356.0989 | 82598.2428 | 85098.5763 | 85132.5816 | 70038.2428 | 85737.4705
1245 | 72559.2222 | 72167.0626 | 72666.9955 | 73031.6402 | 72751.8258 | 72472.272 | 85084.4497 | 77997.938 | 81459.9961 | 81662.2026 | 63007.9467 | 81224.688
1246 | 69709.5277 | 68851.6675 | 69248.8998 | 69733.9832 | 70367.5308 | 69783.3057 | 81270.3431 | 73867.5658 | 77134.9176 | 77664.0702 | 61103.1687 | 77541.9261
1247 | 64762.7469 | 64367.4461 | 64842.1311 | 64444.3601 | 64487.3322 | 64958.9922 | 80256.502 | 69344.9961 | 74465.8811 | 73562.0907 | 57049.1794 | 72369.0564
1248 | 52432.5346 | 52387.0846 | 52840.2929 | 53145.6298 | 52682.1948 | 52495.9269 | 77901.0562 | 65742.5662 | 70420.9075 | 70659.6773 | 53804.509 | 68611.7223
1249 | 45242.4924 | 45147.5856 | 45324.6771 | 45576.1993 | 45761.8969 | 45384.1064 | 77755.5783 | 62308.648 | 70668.8511 | 70053.3482 | 54806.5253 | 68919.0479
1250 | 51941.8493 | 51996.3818 | 52109.5652 | 51920.7758 | 53038.8673 | 52163.354 | 75900.0254 | 62297.6386 | 69192.3619 | 68641.0461 | 51309.316 | 68121.288
1251 | 60711.908 | 60552.5284 | 61410.7374 | 60556.3891 | 61113.8513 | 61618.5457 | 75580.464 | 63805.0083 | 67897.2081 | 67136.5952 | 53010.1414 | 68966.6039
1252 | 58144.858 | 57965.8584 | 58280.9812 | 58032.1822 | 57708.6637 | 58469.3156 | 79172.7413 | 61400.0806 | 67867.2528 | 67310.8259 | 55853.7795 | 68580.6549
1253 | 55323.7412 | 55348.2965 | 55829.8622 | 55645.5528 | 56131.7064 | 55988.065 | 77291.4886 | 66290.028 | 72035.3429 | 71545.4585 | 62986.1322 | 73860.8454
1254 | 47115.3382 | 47758.5761 | 47484.1833 | 47212.8829 | 47530.0263 | 47443.7172 | 83792.1944 | 74047.1776 | 78348.8429 | 78589.3542 | 69457.7477 | 80754.3414
1255 | 40139.6194 | 40215.5318 | 40838.7199 | 39763.5396 | 40270.856 | 40078.9829 | 90699.7894 | 81023.6331 | 85886.8908 | 85543.8899 | 73857.1388 | 87335.6296
1256 | 46204.3113 | 46219.7735 | 47432.3109 | 46429.4906 | 46242.1031 | 46120.0765 | 93222.0804 | 85107.2742 | 88769.6151 | 87596.9483 | 76052.1981 | 89996.4687
1257 | 56657.8274 | 56281.6081 | 56931.793 | 56022.4581 | 56470.9709 | 56097.8128 | 94162.7526 | 85224.7677 | 89907.0113 | 87795.0063 | 77787.325 | 90229.6336
1258 | 54298.3417 | 54261.079 | 55165.7367 | 54630.1551 | 54131.0175 | 55608.6145 | 96191.2176 | 86821.9013 | 90999.9371 | 89922.9691 | 78156.8229 | 92043.4313
1259 | 55611.2904 | 55472.4825 | 55348.4636 | 55776.2908 | 55730.4878 | 56129.7496 | 95879.3416 | 87261.3541 | 92531.6491 | 87562.4647 | 79476.6996 | 91546.7051
1260 | 48143.937 | 48437.3252 | 48942.0658 | 48669.9734 | 48251.9769 | 49310.7294 | 93091.431 | 87695.6166 | 90794.8081 | 84231.6761 | 79128.5118 | 89979.3156
1261 | 46421.3029 | 46365.0833 | 46360.8555 | 46354.2282 | 46377.6803 | 46487.8123 | 92629.0214 | 87132.4847 | 91715.9775 | 84773.3455 | 78497.2631 | 89971.9222
1262 | 65243.351 | 65213.6716 | 65203.8441 | 64949.694 | 65026.0856 | 65200.5444 | 90087.9712 | 86493.3551 | 89795.0385 | 83011.4006 | 76704.6218 | 88063.6719
1263 | 72433.354 | 72344.3981 | 72738.193 | 72354.1168 | 72206.7843 | 72591.3825 | 87615.2001 | 83535.0528 | 89052.8835 | 80325.319 | 75252.3519 | 86706.8821
1264 | 69706.957 | 70566.5373 | 70472.0549 | 70261.0863 | 70351.1517 | 69925.9146 | 89260.5364 | 80845.6214 | 87127.6283 | 80903.533 | 76964.41 | 87572.2027
1265 | 66300.5136 | 66585.9499 | 66529.135 | 66387.2684 | 66604.2767 | 66235.9822 | 89590.3275 | 81696.7056 | 86484.2401 | 80158.907 | 78355.4706 | 85498.281
1266 | 53772.387 | 54092.3852 | 53825.3891 | 54328.0395 | 53280.9036 | 53345.2625 | 95677.7734 | 87631.1632 | 91714.4854 | 89700.5981 | 80208.1251 | 93951.6979
1267 | 48502.6778 | 48688.372 | 48438.956 | 49015.9511 | 48665.4065 | 48493.7696 | 93130.9921 | 85932.4373 | 90331.7898 | 88183.7481 | 75129.9267 | 93532.4295
1268 | 65102.6715 | 65212.706 | 65221.2543 | 65149.0462 | 65229.3129 | 64932.2184 | 87905.2246 | 81555.3654 | 85615.1986 | 83343.5974 | 68491.6461 | 88358.1621
1269 | 72228.4689 | 72602.7367 | 72570.9345 | 72238.4868 | 72499.7924 | 72250.0457 | 84617.0066 | 76496.9179 | 81452.8776 | 80140.8331 | 63247.2671 | 84254.4214
1270 | 70115.2991 | 69522.3537 | 70697.5197 | 69991.0305 | 69741.8717 | 70219.1489 | 79731.7432 | 73196.0481 | 77412.2467 | 75872.3577 | 60506.1118 | 80461.6867
1271 | 66382.9376 | 66088.5212 | 66556.0008 | 66330.5427 | 65969.4707 | 65871.4039 | 77325.265 | 68268.9574 | 74279.8838 | 72171.4329 | 54457.8221 | 76921.375
1272 | 54287.3685 | 53834.545 | 53155.723 | 53881.4833 | 53086.0939 | 53356.6127 | 73167.6941 | 64912.1946 | 70516.9313 | 68903.4654 | 54425.1441 | 74023.2345
1273 | 48719.5712 | 48451.5113 | 48473.167 | 48696.0542 | 48344.0551 | 48369.4082 | 70999.4624 | 62625.8627 | 69042.5474 | 67943.1274 | 55072.0952 | 72616.0178
1274 | 64955.6046 | 64903.6068 | 64982.8109 | 65170.2979 | 64882.7149 | 64911.4399 | 68451.2737 | 62683.9772 | 67505.4854 | 66531.1493 | 52350.2208 | 71388.1842
1275 | 72257.2937 | 72263.4472 | 72168.5998 | 72254.3061 | 72170.2926 | 72371.6774 | 68460.1455 | 64391.6686 | 65801.153 | 65596.798 | 54152.0047 | 70867.8167
1276 | 69626.7678 | 69766.524 | 69591.9529 | 69847.7119 | 69822.9962 | 69737.8628 | 70019.3468 | 63184.4609 | 65655.4562 | 65070.9861 | 57180.9306 | 70722.7697
1277 | 66275.2112 | 66642.1218 | 66171.5699 | 66517.1659 | 66357.777 | 66233.631 | 68248.9587 | 67195.3626 | 68157.0999 | 69864.1114 | 64099.2857 | 74996.2656
1278 | 53771.1502 | 53723.2037 | 53592.3243 | 53470.2624 | 53132.2761 | 53520.3457 | 75856.329 | 74619.1185 | 76183.5859 | 76901.9143 | 70391.9779 | 81598.7155
1279 | 48437.9581 | 48616.8219 | 48539.0082 | 48599.0361 | 48522.3594 | 48491.711 | 82847.033 | 81495.8784 | 82945.3782 | 83360.8094 | 75457.7345 | 88520.5232
1280 | 65028.9181 | 65063.9195 | 65116.6876 | 65240.4149 | 65258.3013 | 65175.6389 | 87619.7061 | 84768.7209 | 86982.9684 | 85729.1119 | 77864.1685 | 90412.8912
1281 | 72010.841 | 72820.4374 | 72078.3172 | 71931.2718 | 72110.4095 | 71958.6077 | 88236.9348 | 85633.006 | 88590.9232 | 85209.6277 | 79176.2291 | 91793.676
1282 | 70061.3713 | 69904.4853 | 69896.3716 | 69127.6919 | 69738.8496 | 69728.6901 | 90654.633 | 86510.4744 | 89336.9113 | 86391.9919 | 79905.9633 | 93118.3561
1283 | 66481.6883 | 67183.1136 | 65711.2658 | 65928.419 | 66433.5124 | 66238.3959 | 91484.1941 | 85235.1578 | 89131.3546 | 82560.5344 | 80517.9445 | 91092.2566
1284 | 53896.228 | 53603.1227 | 52990.5934 | 53295.0698 | 53672.4771 | 53621.1231 | 91984.5362 | 83672.2288 | 89654.243 | 82650.2275 | 80156.8211 | 88903.6665
1285 | 48603.7369 | 48657.2792 | 48534.3035 | 48651.4168 | 48504.4674 | 48518.7789 | 90124.4157 | 82966.4659 | 88812.7953 | 84351.1057 | 79590.5131 | 87796.3951
1286 | 64982.5028 | 65201.4073 | 65191.5228 | 64836.45 | 65060.4288 | 65435.3305 | 90195.887 | 86842.5806 | 87113.1655 | 83114.2672 | 78471.5391 | 86487.952
1287 | 72605.382 | 72963.3245 | 72021.3306 | 72282.0366 | 72231.429 | 73077.878 | 90186.4813 | 87620.1497 | 87412.0618 | 80290.4526 | 77651.615 | 85038.1361
1288 | 69824.3516 | 70811.3671 | 69524.062 | 69355.9199 | 69262.0434 | 69194.2292 | 91633.6423 | 85826.1327 | 87074.6783 | 80836.2983 | 77718.47 | 86021.0337
1289 | 64343.1191 | 65275.5919 | 64247.9892 | 64587.5435 | 64672.6943 | 63838.8817 | 91430.6338 | 86480.6678 | 88856.9065 | 78903.1356 | 77372.2535 | 83477.192
1290 | 52477.3156 | 52750.1175 | 52987.1321 | 52429.2111 | 52645.8214 | 52049.016 | 90551.365 | 88079.6295 | 90186.552 | 87710.0298 | 81563.5424 | 93986.2257
1291 | 45454.1196 | 45558.9059 | 45731.4863 | 45197.074 | 45267.4281 | 45161.5387 | 89037.9633 | 86328.9512 | 88509.364 | 86605.7771 | 79689.0656 | 91995.2898
1292 | 52348.7789 | 52302.7594 | 52249.4504 | 52114.436 | 52034.4554 | 52103.0385 | 83402.4419 | 82530.0886 | 83408.7137 | 82323.6088 | 70589.3373 | 87210.9765
1293 | 60720.0979 | 61016.7037 | 60800.5927 | 60619.9699 | 60550.4622 | 60841.0022 | 79767.396 | 77836.0197 | 79823.002 | 77562.0391 | 66042.0024 | 83969.6196
1294 | 57297.5877 | 58149.0485 | 57895.3077 | 57794.6203 | 57621.6876 | 58157.7655 | 75830.1979 | 74171.788 | 75846.0204 | 74258.4946 | 62737.3649 | 80026.6891
1295 | 55339.2306 | 55565.2298 | 55678.6585 | 55648.4025 | 55438.7559 | 55274.3565 | 74053.1776 | 69470.7278 | 72385.3005 | 69673.7177 | 58507.5782 | 76445.0795
1296 | 47478.0762 | 47897.0591 | 48518.2573 | 48277.0478 | 47344.544 | 47029.0499 | 69855.3096 | 65834.3747 | 69262.0922 | 66463.5515 | 55285.4436 | 74738.5794
1297 | 40185.8011 | 40090.2583 | 41465.0509 | 40201.6077 | 40032.6951 | 39613.5099 | 71367.0046 | 63849.7987 | 68959.2926 | 64138.6004 | 56562.3998 | 71376.261
1298 | 46148.4965 | 46146.8356 | 45923.687 | 46384.0076 | 46058.9343 | 46213.4076 | 69636.092 | 62903.2695 | 67040.9388 | 63894.3516 | 52710.0842 | 70235.6759
1299 | 56523.2055 | 55810.1286 | 56343.1753 | 55863.8235 | 55969.8723 | 56298.3903 | 70051.0223 | 62348.4666 | 64565.9454 | 62216.0305 | 52927.0968 | 67516.7885
1300 | 54195.3621 | 54428.8409 | 54116.9199 | 53963.7443 | 54410.0697 | 54128.6155 | 65203.7155 | 60628.5448 | 63310.5179 | 59896.8873 | 50863.206 | 67967.8107
1301 | 54823.2081 | 55191.0405 | 55182.7257 | 55747.8164 | 54509.0124 | 55514.2351 | 66527.1412 | 62118.1256 | 64034.8103 | 59657.5949 | 53667.6134 | 67890.9033
1302 | 48439.2683 | 48539.4224 | 48047.2478 | 48877.2979 | 47987.602 | 48309.7321 | 65683.8548 | 62952.2989 | 64462.8266 | 60491.6263 | 56940.8466 | 67064.0993
1303 | 46360.2962 | 46248.1775 | 46316.3272 | 46379.915 | 46354.0246 | 46566.2861 | 69830.2114 | 67720.3372 | 68624.3849 | 65496.2093 | 62452.6201 | 70579.4207
1304 | 65241.8535 | 65131.9525 | 65198.1425 | 65492.5792 | 65085.7421 | 65290.7962 | 73753.3814 | 70674.8447 | 72854.2322 | 69886.5961 | 66230.4935 | 74803.9504
1305 | 72354.4522 | 72229.7888 | 72084.7976 | 72629.5529 | 72127.1903 | 72049.5187 | 77676.6281 | 74604.6137 | 76967.8434 | 71833.9981 | 69490.8147 | 77176.0398
1306 | 70009.4768 | 69625.5174 | 69366.7978 | 69560.4319 | 69595.9404 | 69708.714 | 81713.3653 | 78905.4056 | 79805.2111 | 72769.2726 | 70381.0779 | 79513.9462
1307 | 66182.8232 | 66386.6317 | 66426.1626 | 66142.9839 | 66282.8764 | 66347.0404 | 82869.9814 | 78792.6565 | 80280.7314 | 74007.3575 | 71407.972 | 79360.3041
1308 | 54029.8302 | 53762.6177 | 54082.8669 | 53550.4513 | 53368.4635 | 53968.7524 | 84129.8458 | 78540.5945 | 79155.8181 | 70092.8453 | 70860.9594 | 78320.31
1309 | 48696.4892 | 48644.0024 | 48469.81 | 48501.0279 | 48639.9021 | 48612.6476 | 83080.0845 | 77625.4021 | 80100.4314 | 66097.8906 | 67838.0463 | 78330.3518
1310 | 65265.0947 | 65144.1892 | 65292.1764 | 65006.8281 | 65125.6491 | 65074.8276 | 83241.7725 | 76783.6113 | 79862.7333 | 64299.6813 | 67151.0872 | 77651.972
1311 | 72329.5858 | 72859.2629 | 72622.3815 | 71759.2479 | 72290.5451 | 72154.248 | 79995.4111 | 74288.7914 | 77953.2805 | 63523.0101 | 66863.9453 | 71995.2681
1312 | 69770.3279 | 69349.8575 | 69843.5221 | 69866.1286 | 69620.9905 | 69557.1277 | 81411.9153 | 73471.0289 | 76238.0815 | 64290.829 | 66990.1996 | 69107.8823
1313 | 66709.8899 | 66592.4238 | 66321.7668 | 66293.991 | 66257.0184 | 66811.3864 | 85841.269 | 75416.2995 | 81221.7068 | 64855.5812 | 70620.1804 | 73929.0978
1314 | 53945.5459 | 53876.3135 | 53972.2319 | 53764.5945 | 53657.2421 | 53458.4601 | 82912.8945 | 78502.4484 | 81694.5092 | 73280.9968 | 71796.4944 | 78624.0482
1315 | 48629.6959 | 48563.397 | 48762.1444 | 48646.7023 | 48515.8876 | 48416.8038 | 81345.8156 | 77496.5212 | 78972.7202 | 70946.0071 | 70585.7205 | 77006.8695
1316 | 64977.9307 | 64907.4805 | 64902.0995 | 65279.0261 | 65179.0898 | 65034.2185 | 77686.9023 | 72734.4538 | 74956.7451 | 67967.4719 | 66657.2273 | 73067.8084
1317 | 72224.7004 | 72160.8123 | 72264.5713 | 71902.2332 | 72037.2614 | 72445.9145 | 76068.3454 | 70264.1525 | 72191.3017 | 65175.4649 | 63517.2906 | 71567.2298
1318 | 69496.917 | 70154.5109 | 69446.9416 | 69622.6019 | 69735.5829 | 69597.4821 | 73353.0248 | 69136.1604 | 69679.704 | 63833.8312 | 61806.8059 | 69171.7455
1319 | 66759.0733 | 66846.058 | 66733.608 | 66557.3881 | 66687.44 | 65874.0768 | 72747.0795 | 66762.6614 | 67124.8947 | 61290.0269 | 59213.0864 | 66546.857
1320 | 54198.9826 | 53739.4616 | 54284.0173 | 53772.6044 | 53649.5577 | 53502.1767 | 68395.0657 | 65345.8307 | 64974.6146 | 59752.7814 | 53405.7554 | 63963.1484
1321 | 48583.1588 | 48732.3723 | 48889.4386 | 48709.1091 | 48536.632 | 48973.2248 | 68771.2491 | 59731.0011 | 61713.0815 | 55973.7436 | 50057.0904 | 60268.5962
1322 | 65204.5471 | 65522.066 | 65709.9149 | 65190.6665 | 64910.6604 | 65597.0065 | 67122.8369 | 59104.1925 | 60024.2409 | 53901.7557 | 48413.2286 | 58640.7228
1323 | 71800.6569 | 73448.1105 | 72490.5597 | 71853.3498 | 72380.539 | 73428.2894 | 67205.3435 | 58214.038 | 59482.5352 | 54464.7441 | 48133.6507 | 57657.3802
1324 | 69408.9921 | 70174.4463 | 70239.612 | 69520.2047 | 69861.5694 | 71183.0337 | 67625.4853 | 58958.5819 | 59821.0846 | 54956.9583 | 50488.1596 | 58327.1866
1325 | 66385.7354 | 66492.5259 | 66577.5825 | 66129.3113 | 66560.5187 | 67409.1086 | 66484.85 | 59394.4332 | 60289.6101 | 55883.4911 | 48464.879 | 58891.4211
1326 | 54130.3541 | 53618.3689 | 53530.9473 | 53704.0475 | 53325.8019 | 54487.6855 | 66333.8968 | 61216.6275 | 60407.2025 | 57806.0485 | 51339.4427 | 59477.297
1327 | 48856.9223 | 48539.9061 | 48671.6289 | 48475.454 | 48626.6776 | 50175.3258 | 68306.7724 | 62503.9326 | 61734.4491 | 56982.6645 | 55649.6459 | 60779.625
1328 | 65513.6819 | 65326.0271 | 65426.7395 | 65202.6044 | 65333.0851 | 66553.4291 | 71978.1387 | 65960.2796 | 64970.1908 | 62453.6225 | 61142.2584 | 63364.3527
1329 | 72055.7479 | 72331.9474 | 73023.3829 | 71993.6843 | 72420.9266 | 73646.7305 | 77330.6753 | 70750.7818 | 69505.6978 | 65912.6711 | 63182.9439 | 68578.7089
1330 | 69396.0176 | 69437.7097 | 69808.9331 | 69449.9981 | 69557.7976 | 71237.0296 | 81710.2054 | 74405.0338 | 73025.1683 | 68391.1217 | 66625.6612 | 70899.3499
1331 | 64341.5871 | 64704.2909 | 64128.4098 | 64347.6347 | 64640.117 | 65582.4613 | 82834.3257 | 77100.8533 | 76530.7209 | 69389.5943 | 69285.7782 | 73899.5656
1332 | 52876.789 | 53297.0502 | 52482.8096 | 52365.8755 | 52574.7023 | 53992.1824 | 85219.6537 | 76301.7472 | 75841.96 | 65606.2081 | 69567.5905 | 72141.9731
1333 | 45545.2498 | 45953.8669 | 45204.5892 | 45367.4008 | 45418.2757 | 46903.4265 | 82966.1924 | 75273.4037 | 74663.0494 | 63418.7479 | 68001.0977 | 69823.9857
1334 | 52493.095 | 52057.8934 | 51941.9408 | 52442.6713 | 52115.6916 | 53506.4889 | 81402.5957 | 73910.9129 | 75108.406 | 59357.9841 | 65811.8858 | 67446.2284
1335 | 60555.0498 | 60546.2258 | 60161.628 | 60773.5589 | 60701.8108 | 62746.6677 | 82008.7195 | 74646.8622 | 75680.8454 | 59558.8442 | 64362.1148 | 63977.4119
1336 | 57912.7029 | 58549.7317 | 57668.0778 | 57877.0033 | 57683.5689 | 58830.0471 | 79903.4385 | 71869.0579 | 72403.0458 | 60144.5105 | 65857.76 | 66680.3599
1337 | 55428.6083 | 55995.5797 | 56263.6033 | 55964.6874 | 55409.6637 | 55889.2882 | 84040.44 | 76636.8149 | 76072.9145 | 63710.9553 | 69243.3095 | 69157.6364
1338 | 47865.8279 | 48873.2839 | 48487.4624 | 47375.9793 | 46937.2612 | 48569.6462 | 84864.1211 | 79555.4811 | 79025.7916 | 70287.3469 | 69842.8097 | 77318.6314
1339 | 40157.094 | 42915.8216 | 40613.9936 | 40043.6469 | 39649.6511 | 40368.3795 | 84439.9251 | 77284.1565 | 77096.9092 | 70496.1512 | 67603.4931 | 75873.8195
1340 | 46366.8678 | 47568.363 | 46097.8349 | 46248.7241 | 46144.3443 | 46696.5738 | 82585.7678 | 74041.4529 | 73366.7166 | 66087.8845 | 63811.8762 | 73635.5262
1341 | 56006.3579 | 56577.4917 | 55800.1427 | 56236.5343 | 55862.872 | 56507.3465 | 81914.9249 | 71507.0451 | 71700.5673 | 65025.8292 | 62112.9418 | 71311.9482
1342 | 54132.2316 | 54703.412 | 54548.7068 | 54725.0967 | 53958.4414 | 54571.0543 | 78256.0792 | 71007.7107 | 69496.9025 | 62635.9135 | 58589.2365 | 68770.6667
1343 | 55315.6396 | 55795.4377 | 55443.0833 | 55394.7155 | 54704.2756 | 55588.1952 | 78912.6574 | 67748.0211 | 65921.8972 | 61239.323 | 56318.9458 | 64857.3766
1344 | 49313.9755 | 49474.4796 | 47957.2781 | 47869.3761 | 48258.0535 | 48059.7199 | 76250.9535 | 64574.7798 | 64583.1266 | 59380.0919 | 52855.0384 | 63104.5894
1345 | 46562.4397 | 46593.7372 | 47226.0039 | 46292.5258 | 46300.6798 | 46177.6557 | 76579.6587 | 63358.5339 | 63138.8896 | 58623.5849 | 50291.8454 | 62879.2977
1346 | 65496.9953 | 65389.4349 | 65801.6332 | 65718.0561 | 65118.4871 | 65199.8085 | 76020.8904 | 61860.2831 | 62142.8627 | 57886.2757 | 48980.8074 | 62224.0282
1347 | 72591.4789 | 72108.1101 | 72954.6985 | 72521.1268 | 72632.2488 | 72405.6061 | 74883.4536 | 61945.7023 | 62568.6735 | 58441.127 | 50192.4314 | 62707.4461
1348 | 69980.5403 | 69791.3502 | 70115.0651 | 70166.5248 | 69689.2787 | 69922.1604 | 77293.4453 | 63335.8506 | 62504.2484 | 58988.0057 | 55724.5725 | 63371.811
1349 | 66823.3089 | 66561.1025 | 66958.8169 | 66584.0516 | 66473.8779 | 65981.1228 | 78964.6454 | 71113.5167 | 68237.6397 | 65188.8654 | 62725.5071 | 70338.3883
1350 | 54154.7553 | 54171.962 | 53955.1034 | 53739.2871 | 53726.081 | 53109.7676 | 85466.8084 | 77832.557 | 76610.337 | 73164.9992 | 69972.7815 | 77841.0955
1351 | 48578.4032 | 48727.6875 | 49799.1918 | 48502.3857 | 48467.5351 | 48418.8649 | 93116.8285 | 84435.0474 | 83180.8512 | 79547.8965 | 74411.9231 | 84388.3724
1352 | 65514.5238 | 65256.5428 | 66570.8624 | 65243.3834 | 65343.2894 | 65340.6585 | 95311.8858 | 89069.049 | 86952.6769 | 82481.3418 | 76970.5408 | 86790.2205
1353 | 72181.1009 | 72326.8441 | 72870.9602 | 71937.1077 | 72762.8098 | 72700.161 | 95947.7919 | 89917.9944 | 88511.1889 | 81820.3323 | 79247.9684 | 86205.7989
1354 | 69602.6214 | 69827.0308 | 69689.9407 | 69790.787 | 69874.8071 | 70024.6385 | 97783.5419 | 90221.6458 | 90301.7628 | 82166.7323 | 78982.3276 | 83645.2789
1355 | 66342.5808 | 66091.2328 | 66405.8791 | 66309.3374 | 66615.7998 | 66590.6744 | 97020.9415 | 91719.3779 | 90317.3108 | 86170.1291 | 80673.7552 | 84318.5115
1356 | 53801.8289 | 53663.463 | 54488.1617 | 53380.5808 | 53709.9429 | 53162.0741 | 95014.6181 | 93230.7346 | 90651.8789 | 88059.123 | 81433.7883 | 83263.7625
1357 | 48327.1568 | 48367.495 | 48449.8843 | 48287.0572 | 48348.9524 | 49287.4477 | 94691.431 | 90681.4698 | 90165.6807 | 88695.1138 | 80670.8521 | 79111.6701
1358 | 58621.0017 | 58211.9641 | 58904.532 | 59942.1913 | 59012.8089 | 59709.1698 | 92450.1973 | 89097.2697 | 88043.9451 | 87272.3927 | 78146.5632 | 78698.7418
1359 | 69243.7719 | 68328.8091 | 68641.0023 | 69068.643 | 68732.6512 | 68993.9077 | 91249.9745 | 89716.5766 | 88312.6507 | 86835.8073 | 76573.8974 | 76207.2985
1360 | 67842.1945 | 67873.9622 | 68625.5489 | 67520.7816 | 67263.0939 | 68133.3505 | 91463.6152 | 88358.5931 | 87258.0891 | 86166.7141 | 77241.4188 | 77064.2301
1361 | 65924.7066 | 66109.1706 | 66018.4886 | 66446.6073 | 66016.9502 | 66605.3239 | 90888.9017 | 87764.17 | 85050.3495 | 87786.3684 | 80106.6775 | 77511.0583
1362 | 53566.207 | 53689.6092 | 53610.1913 | 53234.631 | 53363.7274 | 54366.9523 | 97385.636 | 93543.4394 | 91019.2655 | 85333.6555 | 81243.932 | 86490.5482
1363 | 48561.1165 | 48568.279 | 48820.7079 | 48474.4671 | 48671.4535 | 49933.4762 | 95292.8341 | 90261.3554 | 87732.3424 | 85549.5155 | 76973.4956 | 86382.3239
1364 | 65351.1833 | 64983.6906 | 65597.2717 | 64978.6628 | 65250.9303 | 66956.9795 | 90106.7351 | 86426.2292 | 83618.276 | 81746.5358 | 71928.8303 | 83001.687
1365 | 72192.0738 | 72038.08 | 72292.1326 | 72107.6482 | 72068.9468 | 73101.6353 | 85738.6835 | 81717.8665 | 79435.1666 | 76050.7518 | 65251.6805 | 77833.516
1366 | 69582.3973 | 69972.0568 | 69763.416 | 69364.5618 | 69762.5232 | 70611.7728 | 81793.9053 | 77353.3976 | 75917.6993 | 72668.741 | 62014.9857 | 74038.5031
1367 | 66381.4643 | 66579.4531 | 66235.6303 | 66256.8504 | 66482.3416 | 67147.1216 | 79913.2628 | 72816.6641 | 72151.2035 | 67907.3994 | 58111.6166 | 69632.5118
1368 | 53665.9489 | 53525.5785 | 53064.3451 | 53594.9037 | 53471.339 | 54628.2193 | 76043.432 | 69055.5809 | 68991.0141 | 64474.6547 | 54956.3181 | 66592.4749
1369 | 48596.6186 | 48615.3097 | 48366.8507 | 48514.9564 | 48658.785 | 49486.5693 | 76032.3988 | 67512.4305 | 67861.8889 | 62660.955 | 54857.7884 | 64279.5755
1370 | 65164.7353 | 65144.0824 | 65481.984 | 65245.3556 | 65409.5068 | 66515.7792 | 73572.7669 | 67030.0732 | 67240.3442 | 63046.0213 | 52469.8111 | 64236.9197
1371 | 72282.2293 | 71546.8249 | 72393.0031 | 72308.417 | 72077.6148 | 72914.5229 | 73660.098 | 66924.044 | 66326.3618 | 64908.1334 | 53800.0671 | 64191.0012
1372 | 69651.1783 | 69079.4779 | 69381.3659 | 70138.9046 | 69709.4132 | 69724.3738 | 75481.8641 | 67080.0101 | 66008.1184 | 64184.6855 | 57306.9618 | 64443.6111
1373 | 64071.7375 | 64554.5252 | 64477.1992 | 64895.6159 | 64705.771 | 64950.3351 | 75788.1696 | 72091.6091 | 68697.7841 | 68261.523 | 64316.875 | 67204.1924
1374 | 52633.1358 | 52869.7148 | 52216.2922 | 53203.4578 | 52531.7583 | 53348.0513 | 82484.0773 | 78763.4307 | 77269.7406 | 76250.0711 | 70713.9285 | 75073.6197
1375 | 45325.3437 | 46056.1309 | 45121.5017 | 46148.8432 | 45519.2292 | 45560.6577 | 88957.3978 | 85204.8526 | 84144.3149 | 83495.6598 | 75559.1202 | 82897.2032
1376 | 52064.0798 | 52257.7458 | 51939.9471 | 52130.8433 | 52100.4876 | 52907.4205 | 91956.5932 | 88262.8934 | 87770.1127 | 86021.9849 | 78353.3721 | 84598.7093
1377 | 60208.7363 | 60640.6185 | 60954.1004 | 61007.5426 | 60427.4777 | 60874.0784 | 93956.6906 | 89103.1541 | 88802.8641 | 87651.9607 | 79329.6774 | 82134.6693
1378 | 58247.4342 | 58075.9627 | 58078.2878 | 58645.637 | 58470.3211 | 58380.5825 | 95923.5941 | 90414.3755 | 89651.4477 | 87781.3054 | 80900.6016 | 81332.5127
1379 | 55931.8144 | 55895.1556 | 55099.0782 | 56175.0943 | 56166.0888 | 55875.1563 | 95802.0588 | 89534.7513 | 91283.4688 | 88120.1447 | 81598.9172 | 82534.4249
1380 | 47306.4152 | 47986.9546 | 46779.3636 | 48396.2922 | 47466.5633 | 47038.644 | 93672.0048 | 88943.6308 | 92726.1884 | 87885.559 | 81184.1128 | 82590.8099
1381 | 40214.7065 | 40908.5359 | 39917.5735 | 42963.1591 | 39938.9321 | 39739.8955 | 92855.976 | 88597.8086 | 91934.5253 | 86554.1601 | 81298.1963 | 80392.8497
1382 | 46265.8007 | 45935.2732 | 46119.3894 | 47693.4552 | 45979.6569 | 46101.7404 | 91855.3306 | 87714.0786 | 90112.7413 | 84625.8405 | 81415.0341 | 81283.0035
1383 | 56064.2793 | 56106.8533 | 56666.8954 | 56381.1473 | 55703.6236 | 56569.2848 | 89049.5215 | 84456.4012 | 89979.1599 | 84002.3961 | 79767.3376 | 80478.2891
1384 | 54238.4535 | 53862.9178 | 55901.4945 | 55466.0045 | 54015.8272 | 54407.9414 | 90515.09 | 85191.5888 | 90786.6642 | 84400.4078 | 80427.5549 | 82184.6091
1385 | 55419.8671 | 55194.9564 | 56295.2919 | 56067.0988 | 55543.8163 | 55551.5851 | 88605.6076 | 82781.1552 | 90764.6053 | 83141.3564 | 82475.6304 | 83028.5699
1386 | 48827.1885 | 47909.5123 | 48929.9089 | 48757.5705 | 48434.9704 | 47732.3349 | 97348.0831 | 91157.2116 | 92261.7589 | 89745.3839 | 82846.7465 | 84595.6262
1387 | 46477.1689 | 46462.1025 | 46612.3924 | 46468.4828 | 46388.2599 | 46587.2007 | 94862.4896 | 89377.7 | 90212.7142 | 87697.4134 | 83971.2149 | 85721.4635
1388 | 65575.0177 | 65347.5457 | 66120.9124 | 65646.8448 | 65503.8699 | 65590.7622 | 90617.7331 | 84562.2927 | 84944.0868 | 84355.1038 | 75061.6659 | 81627.6841
1389 | 73019.5484 | 72733.4216 | 73505.8884 | 72814.0284 | 72323.3929 | 72211.2053 | 85934.404 | 80240.6315 | 80316.4272 | 79262.3778 | 68849.2404 | 76454.7409
1390 | 69509.048 | 69688.1093 | 70287.9994 | 69544.8237 | 69893.2994 | 69835.0285 | 81890.9526 | 76811.1943 | 76179.6067 | 75234.171 | 68763.6783 | 72807.9551
1391 | 66238.616 | 66589.7418 | 66014.1224 | 66721.0407 | 66381.8834 | 66102.0292 | 80551.8566 | 72569.3671 | 72481.963 | 69735.3305 | 61358.2415 | 68604.8038
1392 | 54459.2302 | 53710.3439 | 53431.2703 | 53666.9673 | 53770.9373 | 53229.7879 | 77661.4092 | 68671.5365 | 69061.8838 | 66105.8081 | 57811.7948 | 65130.5066
1393 | 48904.3814 | 48733.0618 | 48683.3609 | 48636.7315 | 48486.527 | 48428.0222 | 78256.5372 | 66452.1351 | 68229.133 | 62285.1773 | 59108.7566 | 63847.7738
1394 | 65193.9553 | 65429.1689 | 65977.1928 | 65798.7793 | 65113.2836 | 65391.0682 | 75883.5908 | 66027.2202 | 67624.2954 | 62753.0946 | 55169.771 | 63525.8172
1395 | 72778.4157 | 72570.4247 | 73158.5707 | 72616.0955 | 71970.3842 | 72000.3305 | 75250.5581 | 66429.3857 | 66760.7006 | 64289.4439 | 56734.6076 | 64384.6944
1396 | 69668.1919 | 69932.0069 | 70181.4933 | 69471.6078 | 69741.9573 | 69621.7318 | 77871.9987 | 66372.6678 | 66362.4786 | 63381.9075 | 61051.9126 | 63854.2062
1397 | 66385.0916 | 67395.5287 | 66300.8375 | 65799.541 | 66381.1022 | 66275.6247 | 77812.6664 | 70341.4599 | 71020.317 | 67039.5242 | 67076.9349 | 67423.7548
1398 | 53597.5146 | 53851.2426 | 53256.8017 | 53350.5043 | 53662.6422 | 53409.2034 | 84417.694 | 77294.4652 | 77221.9169 | 74540.9395 | 75274.6298 | 76184.2954
1399 | 48560.2078 | 48535.0859 | 48543.558 | 48414.9751 | 48617.6225 | 48497.9168 | 91991.1887 | 84502.3753 | 85363.2194 | 81883.2072 | 81997.8272 | 82498.7348
1400 | 65249.6821 | 66084.021 | 65192.9916 | 65894.2618 | 65319.0471 | 65531.259 | 94356.8557 | 87031.185 | 87918.9834 | 85470.7259 | 84673.3923 | 85652.0984
1401 | 72573.1771 | 72915.6277 | 72148.4502 | 72677.7083 | 71737.4999 | 72789.7641 | 96116.2071 | 87743.0411 | 88702.4193 | 86483.972 | 86786.1783 | 86439.2049
1402 | 69527.3347 | 69760.6214 | 70098.5008 | 69860.8642 | 69442.2734 | 69508.5187 | 98302.6591 | 88601.5138 | 90344.4043 | 86513.3754 | 86466.8603 | 86802.4918
1403 | 65894.4055 | 66290.0993 | 66662.261 | 66480.478 | 66458.027 | 66116.5803 | 98516.9232 | 88491.6471 | 91756.9585 | 85805.8847 | 85523.9491 | 87657.3482
1404 | 53723.7054 | 54032.2833 | 54278.972 | 53330.3625 | 53951.7685 | 53138.0983 | 95734.5119 | 88607.6972 | 91864.2405 | 88402.3025 | 83122.9906 | 88493.9266
1405 | 48730.1854 | 48755.6332 | 48887.3454 | 48510.7853 | 48586.3063 | 48528.1148 | 95705.0814 | 87753.4463 | 92594.7088 | 89429.8332 | 81510.6916 | 88864.5142
1406 | 65342.1229 | 65338.8881 | 65282.1113 | 65596.9736 | 65436.1091 | 65628.113 | 94691.3614 | 85617.4012 | 89930.1902 | 87300.3518 | 81781.0076 | 87048.4057
1407 | 72083.8525 | 72394.7456 | 72265.1348 | 72863.5764 | 71902.5396 | 72992.4454 | 92047.1 | 83801.5099 | 90147.0601 | 86013.7052 | 79047.2967 | 87239.5774
1408 | 69401.9196 | 69422.9729 | 69719.7037 | 69984.9686 | 69765.8908 | 69986.1995 | 92325.1485 | 83664.9413 | 87951.8969 | 85273.5477 | 78956.2348 | 87380.0991
1409 | 65918.2684 | 66630.1677 | 66521.48 | 66241.7658 | 66824.9347 | 65986.6135 | 89215.2135 | 82578.8712 | 87529.0176 | 83118.7543 | 80230.3911 | 87302.0201
1410 | 53420.2908 | 54659.55 | 53372.7989 | 53196.5831 | 53938.7167 | 53307.6793 | 98381.1803 | 90755.3437 | 92490.9692 | 85284.6734 | 83949.0617 | 84421.7351
1411 | 48414.3939 | 48786.3003 | 48517.3699 | 48402.7327 | 48511.7695 | 48473.4213 | 96436.3375 | 88764.5666 | 90908.377 | 85929.5712 | 84447.0368 | 85024.0152
1412 | 65135.8847 | 65359.8493 | 65334.8331 | 65555.8213 | 65219.6064 | 65389.5983 | 91890.5217 | 83864.0767 | 86269.2921 | 81878.2947 | 80831.2882 | 82102.495
1413 | 71913.8581 | 72473.2994 | 72107.9627 | 72429.541 | 71882.4809 | 71821.1224 | 88092.6827 | 79646.6331 | 81697.1003 | 76972.6453 | 71229.3861 | 75403.7645
1414 | 69518.0681 | 69738.0842 | 69362.7776 | 69850.4541 | 69670.3215 | 69320.3653 | 83906.0127 | 75699.2785 | 77445.7878 | 73773.1077 | 69452.307 | 72223.2804
1415 | 64322.1718 | 64295.2672 | 64724.4415 | 64150.4924 | 64197.2541 | 65160.9052 | 82478.7448 | 71480.2366 | 73965.8138 | 68682.5971 | 61511.1083 | 67869.1586
1416 | 52520.1609 | 52630.5489 | 52346.3803 | 52243.5561 | 52166.2957 | 52484.6656 | 80136.7516 | 68350.9795 | 69772.2012 | 65194.9895 | 59772.6696 | 63874.7228
1417 | 45531.6652 | 45433.3181 | 45404.9903 | 45459.3996 | 45395.9486 | 45436.9257 | 80895.8176 | 65855.9609 | 64130.1186 | 62431.2805 | 55634.3231 | 59914.8812
1418 | 52246.1026 | 52346.6453 | 52082.9668 | 52521.0249 | 52409.8342 | 51988.6395 | 78259.4059 | 65395.4271 | 64225.32 | 62506.6731 | 51734.7865 | 59979.6222
1419 | 60950.426 | 60500.8823 | 61004.2421 | 61433.0357 | 60843.8233 | 60681.0396 | 78271.2177 | 65697.7728 | 64428.3985 | 64178.8651 | 53830.5351 | 61777.9152
1420 | 58340.2575 | 57667.1414 | 57631.4004 | 58029.8251 | 57917.5883 | 57726.616 | 80969.6167 | 65900.3446 | 64243.6509 | 61380.5834 | 56795.1029 | 59394.4144
1421 | 56167.0565 | 55100.6156 | 55490.4042 | 56223.1455 | 55899.2613 | 56236.9423 | 80694.0707 | 70256.0833 | 66816.8662 | 66874.4046 | 63227.3043 | 63999.0864
1422 | 48553.4558 | 47582.0914 | 48667.6561 | 48438.0916 | 47525.6394 | 47516.6467 | 87242.4069 | 77220.4976 | 74359.2177 | 74635.2074 | 70368.5664 | 71806.0327
1423 | 41341.5496 | 40552.1959 | 40276.0555 | 41131.5542 | 40188.9388 | 40155.4755 | 94619.8384 | 84075.695 | 81185.5554 | 81716.0824 | 74780.6615 | 76949.2166
1424 | 47039.5796 | 46230.1594 | 46448.6025 | 46454.0538 | 46300.3893 | 46188.7362 | 97061.0017 | 86291.7187 | 85129.4001 | 85807.258 | 77692.4981 | 81479.2165
1425 | 56304.6359 | 56403.2205 | 55918.7239 | 56721.4889 | 55890.6487 | 55840.2423 | 98780.6767 | 87137.4051 | 85947.5902 | 86138.9719 | 78189.2023 | 80307.7733
1426 | 54499.4978 | 54143.2289 | 54281.0212 | 55177.279 | 53839.6464 | 54175.307 | 100778.5468 | 88072.4599 | 86968.8142 | 87418.0626 | 79471.3956 | 81392.1439
1427 | 55669.753 | 55112.0309 | 55095.4081 | 56676.5157 | 55842.5712 | 55252.848 | 99777.3452 | 87498.8979 | 87782.6118 | 89489.5446 | 81426.9573 | 82901.1153
1428 | 48312.5148 | 49087.951 | 47638.5999 | 49302.8234 | 48784.9152 | 48620.7697 | 96629.2063 | 86510.0058 | 89011.2392 | 90547.3203 | 81526.2906 | 82501.2643
1429 | 46531.0171 | 46541.5485 | 46487.4791 | 47498.0281 | 46484.2571 | 46408.0552 | 95475.1437 | 84668.1096 | 88689.125 | 89360.5281 | 79834.7757 | 79905.4551
1430 | 65711.539 | 65783.4348 | 65597.942 | 66409.2146 | 65657.3316 | 65240.2445 | 94798.5917 | 83681.2404 | 88172.5581 | 87046.8914 | 78771.1993 | 80026.0101
1431 | 72068.5489 | 72518.8124 | 72258.3105 | 72248.2765 | 72666.0394 | 72540.6239 | 92367.9758 | 83782.0856 | 86860.5631 | 87250.7164 | 76681.595 | 77344.1935
1432 | 69963.3994 | 69601.7685 | 69422.2694 | 70010.7603 | 69663.5394 | 69532.6205 | 92230.3673 | 82595.5779 | 86322.2381 | 88674.0487 | 77937.2847 | 78125.3031
1433 | 66669.0391 | 66448.2353 | 66572.0708 | 66607.9722 | 66044.0218 | 66674.6805 | 90640.984 | 82196.8334 | 88241.1849 | 87619.0496 | 78156.3183 | 78695.3502
1434 | 53894.6058 | 54033.6635 | 53850.6643 | 53915.3636 | 53706.0756 | 53807.8089 | 100188.4954 | 87686.6273 | 87666.1777 | 89482.7383 | 79632.14 | 81094.131
1435 | 48435.8962 | 48636.3479 | 48661.8478 | 49691.6268 | 48640.8754 | 48873.0965 | 97804.9906 | 86437.8828 | 86230.6461 | 88016.2444 | 78397.1756 | 82497.2147
1436 | 65447.8773 | 65460.4993 | 65269.2994 | 66611.9427 | 65298.5964 | 65540.4137 | 93313.5357 | 81966.1495 | 82204.7887 | 83245.6577 | 70441.1133 | 79565.2954
1437 | 73195.0298 | 71931.8856 | 72600.2385 | 73199.8799 | 72228.8938 | 72459.2062 | 89983.9169 | 76969.1123 | 77825.3952 | 78944.7236 | 64907.1177 | 74312.6389
1438 | 70118.0764 | 69333.0416 | 69109.739 | 70436.3562 | 69729.619 | 69685.0255 | 86236.9825 | 74039.4874 | 73921.5936 | 74922.6223 | 62428.2697 | 71726.523
1439 | 66882.2393 | 66260.2569 | 66294.9986 | 67208.3266 | 68050.1148 | 66332.4504 | 84875.8883 | 69649.3604 | 69189.8758 | 70091.3394 | 58516.6878 | 66979.8474
1440 | 53762.7308 | 54348.8268 | 53717.4106 | 54407.2819 | 53676.598 | 53670.6722 | 84395.483 | 65561.628 | 65375.1326 | 66416.8286 | 55446.4489 | 63230.7061
1441 | 48576.4613 | 49046.9652 | 48615.5784 | 49785.191 | 48467.4415 | 48654.7594 | 82427.4481 | 63643.6054 | 64878.3524 | 62880.4593 | 54949.4703 | 60835.0025
1442 | 65588.9147 | 65475.9599 | 65668.2442 | 66521.574 | 65450.427 | 65469.8771 | 82462.4768 | 63733.1422 | 64652.6868 | 63044.2241 | 50739.4695 | 60505.5962
1443 | 71962.1329 | 72230.7273 | 72224.7151 | 73060.4876 | 72117.0704 | 72441.6462 | 81117.8523 | 63858.0497 | 64918.8234 | 64682.4342 | 52570.5656 | 62314.1304
1444 | 69534.9625 | 69803.9065 | 69369.8476 | 70368.365 | 69811.5071 | 69307.475 | 84393.3668 | 63551.309 | 65042.6621 | 64113.6443 | 55942.0352 | 59775.3972
1445 | 66271.141 | 66244.658 | 66513.5743 | 66688.3834 | 66139.4589 | 65988.1475 | 81585.1065 | 66541.9792 | 67730.1644 | 69336.2088 | 62537.8717 | 65803.2769
1446 | 53406.4718 | 53802.314 | 54071.0192 | 54302.4988 | 53834.432 | 53642.0461 | 88052.7016 | 74164.7781 | 76109.6505 | 75798.8102 | 69069.7665 | 73495.6154
1447 | 48605.5592 | 48638.078 | 48888.6093 | 50144.8417 | 48579.9131 | 48550.7313 | 94584.6412 | 81133.0804 | 82942.4024 | 82940.1614 | 73715.197 | 80399.9606
1448 | 65406.6586 | 65384.7375 | 66060.1585 | 66866.237 | 65421.0243 | 65387.7812 | 96471.0046 | 84483.6037 | 85944.9829 | 85151.1469 | 76098.016 | 84019.813
1449 | 71907.536 | 72278.1841 | 72885.7982 | 72428.7671 | 71614.4235 | 71959.5851 | 99202.415 | 86013.4394 | 87512.5325 | 86392.4356 | 77381.5464 | 81917.5145
1450 | 69411.4643 | 69946.5937 | 70805.9756 | 70150.4334 | 69534.4831 | 69710.8788 | 100081.3686 | 85966.5459 | 89265.6646 | 86849.3485 | 79067.5833 | 82123.5903
1451 | 65961.7887 | 66168.0656 | 70164.2419 | 67534.1828 | 66119.883 | 66318.6705 | 99672.6617 | 85391.3945 | 88645.0727 | 86522.9542 | 77021.8165 | 82341.5421
1452 | 53530.1246 | 53777.8018 | 54020.2066 | 54571.5592 | 53721.5773 | 53406.2207 | 96856.8927 | 83091.9405 | 91260.5702 | 83969.3173 | 75470.9906 | 81723.3007
1453 | 48591.4608 | 48572.4771 | 48949.875 | 50385.0605 | 48624.7286 | 49083.444 | 95816.5792 | 85467.7439 | 88370.9044 | 80938.1066 | 74434.857 | 80713.3692
1454 | 65333.6724 | 65184.6761 | 66523.3498 | 67756.5111 | 65165.1888 | 65781.8013 | 93962.342 | 84415.6128 | 87308.7985 | 78887.7922 | 73484.9227 | 78813.8253
1455 | 72460.4585 | 72159.4178 | 72736.3689 | 75765.014 | 72298.5543 | 72503.8128 | 91900.2632 | 82108.7961 | 88036.9823 | 77426.2632 | 71846.2622 | 76128.181
1456 | 69698.0201 | 69638.6142 | 70529.9644 | 73593.8436 | 69727.2682 | 69955.5177 | 93064.6057 | 81077.0819 | 88605.4464 | 77515.5543 | 72981.9406 | 76371.2586
1457 | 65714.1197 | 64558.0255 | 66608.7666 | 69516.315 | 65088.3107 | 64558.7561 | 89756.8293 | 81291.1936 | 83953.484 | 76847.7734 | 71519.3864 | 76517.0347
1458 | 52816.4093 | 53820.2729 | 53370.5011 | 55090.2577 | 52357.3775 | 53594.6992 | 99083.7218 | 86240.407 | 89866.881 | 83521.9541 | 76355.8056 | 81298.1535
1459 | 45510.4409 | 45507.1354 | 45223.1196 | 47843.1174 | 45212.4519 | 46463.2062 | 96573.4628 | 85912.5669 | 87663.8328 | 86149.143 | 73297.5312 | 83366.1045
1460 | 51951.5623 | 52067.7268 | 52326.1807 | 55004.3293 | 52234.1267 | 53647.8506 | 91312.4581 | 81304.3585 | 84004.6624 | 81359.2021 | 68281.9338 | 80203.2494
1461 | 60655.5268 | 60560.0482 | 60610.5094 | 64512.7117 | 60716.0382 | 61638.5099 | 87294.2788 | 75826.3304 | 78416.7601 | 76016.3407 | 61376.8154 | 74378.8382
1462 | 57847.032 | 57310.0309 | 58150.6497 | 60497.5295 | 57651.5668 | 58630.5391 | 82928.8464 | 72557.2524 | 74726.1728 | 73048.7215 | 59530.3734 | 72256.6202
1463 | 56099.6724 | 56037.3276 | 56673.0605 | 57423.4472 | 55635.6374 | 57963.4707 | 80867.1442 | 67457.5059 | 70431.1548 | 68037.3101 | 55142.3314 | 67496.5152
1464 | 47369.0501 | 47576.659 | 48486.0875 | 48596.8752 | 47811.8586 | 49341.39 | 79362.1105 | 64238.128 | 66318.76 | 64733.4018 | 50221.889 | 63939.6609
1465 | 39884.7581 | 40037.1019 | 42266.2729 | 41151.2013 | 42356.5949 | 41444.784 | 77468.5566 | 62044.1789 | 66079.7861 | 61277.8427 | 48091.6686 | 59809.7261
1466 | 46219.2167 | 46069.2534 | 46623.436 | 47892.889 | 47663.63 | 47227.8742 | 75715.8364 | 61444.7089 | 64925.9354 | 61124.6817 | 46736.8083 | 59680.1982
1467 | 55909.2076 | 55920.2352 | 56075.5816 | 57067.9199 | 56282.6393 | 56895.4368 | 75538.1795 | 60707.2995 | 63152.8958 | 60325.7438 | 47331.0714 | 60042.106
1468 | 53748.3098 | 54977.7298 | 54400.3027 | 54259.9849 | 54492.8867 | 55479.1329 | 73238.5528 | 57953.2142 | 62228.367 | 57618.3518 | 47345.6191 | 57613.5719
1469 | 54837.8319 | 56740.2782 | 55308.7308 | 56220.2721 | 56217.4115 | 56587.9619 | 72696.6871 | 58580.8822 | 62695.6524 | 58474.6972 | 48766.4936 | 58359.8327
1470 | 48464.1111 | 47930.0815 | 47655.7503 | 48936.995 | 48973.3766 | 49017.5407 | 70269.3615 | 59974.5466 | 63372.0404 | 60307.3976 | 54046.5659 | 59135.2249
1471 | 46428.816 | 46255.3649 | 46280.2203 | 46456.3766 | 46519.9497 | 48597.5303 | 74308.1311 | 63824.3312 | 67842.524 | 65039.9945 | 58311.5896 | 62698.3521
1472 | 65626.3062 | 65892.2915 | 65834.3965 | 65736.5112 | 65592.9885 | 67711.0202 | 78402.7058 | 68305.1009 | 71981.0688 | 68544.4059 | 61566.9254 | 65811.0361
1473 | 72571.1916 | 72167.3399 | 72329.0037 | 72037.2594 | 72041.6312 | 75990.4511 | 82406.784 | 71376.1384 | 76041.8319 | 70881.3109 | 64399.0461 | 70467.6905
1474 | 69321.8543 | 69711.9383 | 69830.6146 | 69367.8882 | 69840.8408 | 72925.5621 | 85409.2029 | 72896.1094 | 78040.7361 | 72539.3372 | 66342.5359 | 69383.8278
1475 | 66579.1515 | 66527.8217 | 68867.3642 | 66335.8503 | 67257.1175 | 70660.4683 | 85541.2814 | 75669.3122 | 80747.2458 | 73655.6041 | 64376.2431 | 70395.6284
1476 | 53993.7515 | 53616.849 | 53268.7936 | 52904.3625 | 54175.8087 | 55680.6393 | 84172.3816 | 73271.9551 | 79171.0735 | 70519.8494 | 63486.0186 | 71440.4266
1477 | 48513.8774 | 48708.5096 | 49953.5351 | 48379.9915 | 48928.5102 | 51386.6042 | 85067.0237 | 71633.1543 | 79414.3438 | 68971.5397 | 62308.9197 | 69219.2938
1478 | 65454.0131 | 65669.5691 | 67012.6768 | 65650.8435 | 65571.9479 | 68225.4514 | 83563.4178 | 70131.0526 | 78363.2116 | 69452.2976 | 62221.0602 | 71369.3947
1479 | 72491.0641 | 72080.8657 | 72959.4195 | 72738.6655 | 72526.9824 | 75935.0201 | 81632.6537 | 69902.9254 | 78405.7454 | 68254.0478 | 62255.3731 | 72127.2291
1480 | 69631.6153 | 69939.8252 | 70320.0718 | 69935.8908 | 70138.1624 | 72503.859 | 82957.2119 | 73137.4151 | 78826.4749 | 66352.0268 | 61186.4304 | 74061.1285
1481 | 66935.3953 | 66927.849 | 68261.4686 | 68005.1508 | 67437.6327 | 69541.4874 | 85948.1764 | 74537.2855 | 80477.9513 | 68455.0571 | 61501.356 | 77991.1301
1482 | 53767.1082 | 53920.4064 | 55541.856 | 53447.3769 | 54346.2026 | 56560.4478 | 85892.6598 | 74986.3576 | 80448.4478 | 72396.5335 | 65663.2416 | 77331.7387
1483 | 48650.2585 | 48613.4121 | 50447.635 | 48491.4845 | 50819.3645 | 51161.3028 | 84884.2063 | 72361.9869 | 78028.3206 | 70956.4016 | 63075.4598 | 74135.7522
1484 | 65501.8991 | 65585.9157 | 67943.4762 | 65492.9889 | 67620.4736 | 67958.3567 | 82955.4662 | 68751.1753 | 74389.9565 | 66632.2162 | 60517.8051 | 70075.9982
1485 | 72181.234 | 71988.9712 | 73499.4529 | 72638.6203 | 74980.6681 | 74962.1668 | 82464.2925 | 67926.6409 | 71875.4684 | 65228.2818 | 57387.9338 | 69825.8488
1486 | 69862.8402 | 69683.695 | 70345.6886 | 69486.9475 | 71342.4983 | 71364.1846 | 78972.2419 | 66633.065 | 69890.0731 | 65400.1554 | 55178.5461 | 69712.3111
1487 | 67098.9203 | 67615.2036 | 68684.6289 | 67592.4186 | 68609.5683 | 68800.6 | 80116.231 | 64361.06 | 66109.5126 | 62208.7811 | 50874.467 | 66083.2277
1488 | 53553.2348 | 53954.0157 | 55062.2257 | 53713.4322 | 55903.1391 | 55777.788 | 77519.8158 | 62411.8062 | 65597.2753 | 60328.0674 | 48764.3257 | 63422.5501
1489 | 48561.6114 | 48502.2877 | 50659.7117 | 49547.6033 | 50524.4862 | 50368.6258 | 77356.6376 | 57120.1082 | 61360.7901 | 56408.5024 | 46707.2888 | 60981.2345
1490 | 65672.5603 | 65705.1701 | 68606.3556 | 66525.0225 | 67206.2453 | 67858.4729 | 75953.2026 | 56285.9164 | 60638.9172 | 54100.0947 | 46256.2261 | 58557.8297
1491 | 73082.2612 | 72630.1477 | 75881.3617 | 72854.0127 | 73828.0609 | 74024.7497 | 74431.6294 | 57137.676 | 59600.6642 | 54033.9611 | 45421.5675 | 57903.451
1492 | 70158.2272 | 69875.0354 | 73152.805 | 70243.0945 | 71475.2944 | 70707.0745 | 74514.4695 | 57197.2804 | 59295.1082 | 54915.5395 | 47600.5781 | 59378.4813
1493 | 67753.234 | 68371.6052 | 71287.9484 | 67971.8805 | 68774.5036 | 69005.5485 | 75097.6509 | 57990.96 | 59849.6965 | 55883.0592 | 45273.5568 | 58944.1745
1494 | 53983.7162 | 53769.1182 | 56396.7346 | 53949.0201 | 54779.8585 | 54497.5362 | 75433.1253 | 59281.3365 | 60884.1062 | 56932.9366 | 46867.1958 | 59591.5364
1495 | 48599.9257 | 48753.7934 | 51646.8412 | 49681.3193 | 48542.4267 | 48805.4929 | 76546.5084 | 59591.0362 | 62401.4013 | 57386.744 | 50607.0606 | 61541.5848
1496 | 66129.0652 | 65648.9647 | 69133.8035 | 67386.4845 | 65479.4036 | 66171.0623 | 80827.6441 | 62768.9165 | 64519.1569 | 62258.6152 | 55022.0662 | 65583.8958
1497 | 72559.8544 | 72127.0801 | 75985.7632 | 73776.9804 | 72033.0386 | 72902.0037 | 85392.6925 | 67991.3169 | 69033.81 | 65835.279 | 59611.9635 | 70507.3044
1498 | 69604.598 | 68930.4713 | 73100.075 | 70430.6811 | 68978.724 | 69632.6972 | 85681.7603 | 71801.2869 | 72058.9591 | 69114.0911 | 61783.3534 | 73025.4276
1499 | 65202.3022 | 65418.5496 | 69214.0385 | 67926.9591 | 65213.6066 | 65149.5301 | 86902.2545 | 73393.8799 | 76073.4211 | 74027.8365 | 60760.6602 | 76275.8335
1500 | 52573.4041 | 52528.675 | 55389.0425 | 53755.7477 | 52184.7262 | 53037.9041 | 89837.5085 | 72446.4328 | 75476.0559 | 73229.7262 | 58940.8197 | 74601.0235
1501 | 45512.9533 | 45252.3401 | 48083.4165 | 46683.0353 | 45275.7841 | 46554.2135 | 86599.0344 | 70087.6112 | 72911.7075 | 72431.9159 | 57220.1612 | 75199.9805
1502 | 52302.0598 | 52331.0966 | 56129.0257 | 54393.6485 | 52143.8744 | 54014.1319 | 85528.7322 | 68614.1217 | 73336.3993 | 70226.3487 | 55371.4592 | 73338.0555
1503 | 60812.6151 | 60332.521 | 65283.8942 | 62853.3481 | 60635.8396 | 62116.5249 | 83715.0028 | 69799.7937 | 72161.0546 | 70352.6014 | 54244.3952 | 73227.5609
1504 | 57831.0012 | 57459.6349 | 61828.3664 | 59584.821 | 58323.0401 | 58882.9149 | 84877.0488 | 68409.5622 | 70260.5292 | 69171.0464 | 57098.6829 | 72501.5937
1505 | 56500.8336 | 56506.7928 | 60151.9636 | 57452.4136 | 57163.0218 | 57001.4355 | 86597.0377 | 71402.0204 | 73744.4545 | 72134.2779 | 58596.5383 | 75342.0618
1506 | 47331.3796 | 48128.2896 | 50587.6606 | 48471.0477 | 49027.6293 | 48072.5576 | 88407.1386 | 76612.3225 | 77402.7362 | 75619.3227 | 62329.4307 | 78254.5384
1507 | 40093.953 | 41219.0805 | 42999.3331 | 40935.2314 | 42982.5284 | 41262.7732 | 87830.5792 | 75282.309 | 77113.3713 | 71560.9696 | 61386.12 | 76800.8788
1508 | 46474.1625 | 46250.0601 | 49618.6179 | 47631.7129 | 47471.789 | 47908.602 | 86407.6738 | 70714.425 | 73331.2642 | 66753.7263 | 57725.9477 | 73847.362
1509 | 56031.9671 | 56613.1098 | 61354.4594 | 57196.5138 | 55766.7194 | 57498.8342 | 85449.1147 | 68885.3574 | 71140.5772 | 66293.0697 | 56267.1569 | 71531.2777
1510 | 53886.2008 | 55241.3846 | 57846.5569 | 54787.9578 | 54152.4923 | 56005.7443 | 82602.9115 | 68513.6312 | 69107.2277 | 65627.143 | 55637.3915 | 70905.6379
1511 | 55782.7722 | 58276.6742 | 59984.6719 | 56615.1747 | 56929.2388 | 58833.5174 | 84123.1106 | 64899.182 | 65759.5737 | 64089.3405 | 50496.0613 | 67489.5293
1512 | 48961.7554 | 48437.6795 | 51962.3031 | 49283.1747 | 49099.5555 | 49684.7489 | 80497.3624 | 62532.579 | 64463.4889 | 61155.8617 | 48237.1965 | 65355.9544
1513 | 46433.5289 | 46454.0154 | 51219.8374 | 47983.8384 | 46448.1507 | 49093.3122 | 81840.7398 | 60327.6397 | 64058.0296 | 59601.1178 | 48346.0092 | 63559.231
1514 | 65819.6735 | 65855.1918 | 71531.7011 | 67302.8853 | 65897.8819 | 68595.4079 | 83123.7075 | 59448.6739 | 62589.7855 | 59092.2489 | 47488.2981 | 62767.6645
1515 | 72594.058 | 72526.2194 | 75797.7771 | 73517.858 | 72221.4147 | 75668.3754 | 81529.3217 | 59624.365 | 63466.3447 | 59591.3507 | 48431.3936 | 62987.168
1516 | 70274.6487 | 69777.3248 | 72606.8429 | 70607.8206 | 69599.8492 | 72585.1628 | 83291.6231 | 61129.7287 | 63972.1278 | 60683.2677 | 53463.81 | 64408.2528
1517 | 67684.2177 | 68010.6958 | 70284.0919 | 69217.0614 | 67670.0016 | 70821.4697 | 81213.4862 | 66830.9321 | 71234.3857 | 66524.7917 | 62404.9682 | 72242.8012
1518 | 54266.8577 | 54007.0557 | 56913.7014 | 53934.1735 | 53315.7082 | 55872.6968 | 87573.0548 | 74364.4638 | 78454.2127 | 74838.0856 | 69594.9991 | 78953.8094
1519 | 49188.0613 | 48466.8828 | 53748.6006 | 48995.8823 | 48622.4119 | 50953.4777 | 94294.5011 | 81548.2768 | 84679.7829 | 80937.4545 | 73558.7831 | 85065.2585
1520 | 66898.0145 | 65858.3062 | 72379.0673 | 67201.0544 | 65894.7483 | 69447.9686 | 97057.7269 | 84308.3099 | 86175.9553 | 83909.2739 | 75669.4206 | 88085.337
1521 | 73388.1278 | 72483.0053 | 76091.63 | 73360.4197 | 72605.8321 | 74898.7335 | 98220.7248 | 84967.9645 | 87849.7354 | 84361.514 | 76644.1184 | 89062.8093
1522 | 70755.9655 | 69839.108 | 72360.4566 | 70486.1064 | 70593.3845 | 71275.1947 | 99870.0615 | 86101.8369 | 89343.6096 | 86064.3365 | 76362.3798 | 92058.759
1523 | 70046.5623 | 68139.1194 | 70788.7828 | 71254.9777 | 68848.5845 | 70142.8973 | 98830.6275 | 86724.7252 | 87840.3447 | 86894.0764 | 75662.2325 | 91623.5589
1524 | 54632.1903 | 54077.1044 | 56523.0135 | 54217.6481 | 53289.1053 | 55144.2618 | 97313.375 | 87515.0724 | 88321.3092 | 87407.761 | 74985.3578 | 92776.4511
1525 | 49020.0471 | 48626.6843 | 51860.9542 | 49529.2435 | 48669.8427 | 49902.2771 | 94175.3254 | 86987.86 | 87834.3718 | 86705.1944 | 73654.0959 | 90938.3484
1526 | 66928.5044 | 65755.972 | 70542.3871 | 67529.8226 | 66416.336 | 68283.583 | 93422.2184 | 85938.3468 | 86520.5931 | 86000.9883 | 72165.298 | 89604.5867
1527 | 73136.1886 | 72205.501 | 75176.1525 | 73489.1131 | 72873.5011 | 72913.4149 | 90903.5299 | 85594.1159 | 86799.1275 | 85210.8647 | 71395.8562 | 90184.7502
1528 | 70082.4096 | 70168.8621 | 70939.8214 | 70618.7908 | 70195.7082 | 70280.3529 | 90713.7614 | 85773.3876 | 85473.5697 | 85764.315 | 71600.7503 | 90361.0275
1529 | 68539.5384 | 68217.6466 | 70253.6695 | 68832.388 | 69978.9255 | 69554.9947 | 88723.3497 | 86992.731 | 84327.5313 | 86625.0126 | 71334.1934 | 91879.2438
1530 | 53463.7501 | 53583.4495 | 55950.1707 | 54765.6374 | 53794.9721 | 54284.461 | 98255.2837 | 86532.1029 | 90206.7382 | 83204.3221 | 74475.9809 | 91258.3498
1531 | 48570.7038 | 48572.792 | 50941.6877 | 49813.0099 | 48953.1286 | 49659.7477 | 95791.9223 | 85481.3497 | 87968.7082 | 82928.6873 | 71570.1207 | 89162.414
1532 | 66627.348 | 65993.0229 | 68927.2602 | 67658.8276 | 66797.2281 | 68600.5896 | 91505.4783 | 81136.724 | 84270.3825 | 79488.401 | 67776.3527 | 84555.6846
1533 | 73416.214 | 72466.6068 | 73186.5945 | 72813.8057 | 72899.6139 | 73842.605 | 88012.0493 | 76156.7877 | 79439.6456 | 74090.8767 | 62445.5761 | 80003.0866
1534 | 71080.5338 | 69867.616 | 70434.4729 | 70216.8999 | 69738.3641 | 70603.6709 | 84347.1336 | 73254.357 | 75416.8275 | 70970.1008 | 59820.094 | 76081.6088
1535 | 70063.9889 | 67449.1019 | 68434.4701 | 68401.3553 | 67579.7382 | 69028.6661 | 84705.2172 | 68160.1515 | 71050.0679 | 66350.223 | 53722.4484 | 71745.4938
1536 | 53374.8201 | 53789.7888 | 54704.8448 | 53960.364 | 53616.196 | 55128.7793 | 84702.779 | 64934.1846 | 67925.0277 | 63045.0073 | 50440.4369 | 68246.2623
1537 | 48999.4976 | 48612.8743 | 49227.5137 | 49656.5538 | 49445.2412 | 50866.0111 | 78380.8528 | 62650.3669 | 66716.1424 | 60375.8198 | 49561.3387 | 67720.8876
1538 | 67043.8346 | 66409.6699 | 67553.5612 | 67948.9912 | 67233.8242 | 69092.3329 | 76795.0735 | 62931.0292 | 66246.7471 | 61011.3871 | 49831.9912 | 67584.0196
1539 | 72849.8351 | 72733.0095 | 72517.8655 | 74243.0845 | 72759.7214 | 74250.0578 | 75800.6594 | 64597.1735 | 66288.3425 | 62975.1639 | 51503.5441 | 67971.0721
1540 | 69939.6284 | 70029.053 | 69517.5936 | 71051.7795 | 70005.9068 | 70751.6767 | 79011.8149 | 63976.8184 | 66114.4186 | 60247.5197 | 55343.0686 | 67775.0833
1541 | 67077.9564 | 66760.3387 | 66597.4337 | 70557.2954 | 68697.972 | 68372.8582 | 75725.195 | 67374.3819 | 70476.7196 | 65770.8826 | 63768.3301 | 72583.762
1542 | 53101.896 | 52720.416 | 53196.0853 | 54546.4154 | 53262.5123 | 54625.076 | 81701.5234 | 75018.0876 | 76394.8096 | 73361.4624 | 69965.1562 | 79193.5815
1543 | 46559.8126 | 45386.1647 | 45545.4309 | 47562.1979 | 46506.7778 | 46544.3104 | 87850.264 | 81687.6665 | 82878.7976 | 79943.1821 | 74089.6891 | 85939.7544
1544 | 54565.3021 | 52665.3377 | 52903.6724 | 55246.987 | 54605.6484 | 54654.5362 | 90018.8551 | 84737.4741 | 85216.1521 | 83844.1972 | 76403.4566 | 89273.8355
1545 | 62162.156 | 60952.4898 | 60971.7881 | 64561.3274 | 62131.1788 | 61519.3804 | 91254.2215 | 85656.82 | 86733.2047 | 86488.551 | 77153.2288 | 89638.2698
1546 | 60225.2162 | 57797.2487 | 57918.7629 | 61944.9843 | 59153.5512 | 58813.3324 | 93762.0092 | 86059.2692 | 89374.8992 | 86658.4551 | 77119.1972 | 91801.59
1547 | 59129.1911 | 56419.1388 | 57081.5577 | 61669.4756 | 58238.99 | 58049.6645 | 93650.6695 | 87350.564 | 88990.5588 | 88124.0289 | 75410.4434 | 91416.3067
1548 | 49478.6981 | 47948.7081 | 48066.2648 | 50018.6304 | 48242.6602 | 49777.1954 | 91969.8651 | 88534.0714 | 89408.6779 | 88520.2017 | 73819.2929 | 90117.8604
1549 | 43476.8564 | 40350.742 | 39977.0701 | 42324.6162 | 41301.5594 | 43730.49 | 91708.422 | 88010.4542 | 88072.2654 | 87758.7 | 73455.6581 | 89012.4493
1550 | 49128.2584 | 45936.6422 | 46819.5452 | 48062.6266 | 47863.5015 | 48822.1667 | 91120.099 | 86456.2283 | 86253.9968 | 86501.9051 | 72694.7586 | 88780.674
1551 | 58837.8193 | 55272.6744 | 56248.1886 | 58957.3601 | 57566.6488 | 56751.9252 | 91428.6867 | 87458.9638 | 87046.9625 | 87440.4099 | 72224.495 | 88673.5651
1552 | 59273.4246 | 53794.4019 | 53881.6583 | 56641.9099 | 55158.1159 | 55368.3812 | 88564.9747 | 86447.2459 | 84606.5231 | 88129.5816 | 71431.1019 | 86892.9505
1553 | 62366.7698 | 55977.0531 | 56009.314 | 60291.5005 | 57352.7905 | 59578.902 | 87365.0789 | 85859.742 | 81979.7019 | 89159.6639 | 71775.8626 | 86320.6796
1554 | 51056.9243 | 48583.5227 | 47737.1822 | 49949.1847 | 49345.7663 | 49635.0503 | 92752.9458 | 88104.4042 | 90056.8959 | 88813.9539 | 75972.7327 | 92193.7484
1555 | 49878.8145 | 46430.2688 | 46294.8826 | 48174.249 | 48096.6275 | 49367.9984 | 90138.535 | 86354.8272 | 87931.44 | 86179.0894 | 75478.7703 | 90207.795
1556 | 70244.0822 | 66447.121 | 66391.9154 | 68579.887 | 67928.0728 | 69915.2774 | 85305.0049 | 82779.769 | 83287.6423 | 82851.3434 | 69693.5078 | 86114.2468
1557 | 78114.0686 | 72295.3902 | 72108.2798 | 74507.1889 | 72948.189 | 75733.3965 | 80876.8944 | 77375.183 | 79212.0838 | 77438.4202 | 63680.0167 | 81169.3907
1558 | 75698.1434 | 69544.3751 | 69232.7256 | 70196.9972 | 69675.6706 | 71856.7588 | 77033.7653 | 74443.0021 | 75026.3658 | 74540.0827 | 62728.0626 | 77183.4517
1559 | 73594.9882 | 67512.0332 | 67386.7039 | 69315.7987 | 67631.0311 | 70226.7443 | 75203.9236 | 69509.2865 | 70572.069 | 70557.9964 | 55740.2943 | 72771.4784
1560 | 57138.776 | 53802.5488 | 53484.0385 | 55091.1493 | 54830.9855 | 56472.5007 | 71656.832 | 66018.6815 | 67699.8025 | 66759.355 | 51989.8935 | 69535.1919
1561 | 51921.2802 | 48531.3898 | 48481.8564 | 50527.2647 | 49759.5126 | 51497.0246 | 69322.739 | 62644.358 | 66623.1246 | 66524.5551 | 52606.5484 | 67415.4448
1562 | 70269.2535 | 66133.5219 | 66624.6666 | 69191.236 | 67376.2459 | 70407.2811 | 66805.0867 | 62603.7466 | 66604.2364 | 66619.3914 | 52141.8426 | 67072.4708
1563 | 77274.8346 | 71949.3483 | 72113.5415 | 75730.7276 | 72663.5195 | 74056.3503 | 67562.3851 | 64049.7596 | 66023.529 | 68653.6144 | 53690.3041 | 67054.5372
1564 | 73536.2892 | 69282.9649 | 69914.225 | 72288.0012 | 70210.4125 | 70821.4 | 69267.3978 | 63116.0655 | 65892.1208 | 68156.5943 | 60008.8383 | 67008.5469
1565 | 71960.9938 | 67598.6135 | 67708.2804 | 71474.7757 | 68074.9949 | 69540.2309 | 67600.2962 | 66376.058 | 70060.0743 | 73320.844 | 66381.0541 | 71416.5323
1566 | 56192.8425 | 54473.5999 | 53556.8989 | 55283.5425 | 54529.6778 | 55180.9636 | 75695.1721 | 73850.9547 | 76504.3661 | 79568.9638 | 73058.844 | 77612.8562
1567 | 50831.4891 | 48522.8894 | 48467.025 | 50970.8061 | 48679.9783 | 50705.0464 | 82487.1568 | 80587.1831 | 83425.1429 | 87254.0439 | 79666.2215 | 84013.39
1568 | 69201.2446 | 66017.4371 | 66105.1782 | 69742.1527 | 66739.9729 | 69554.9716 | 85047.9491 | 84690.4521 | 85584.7849 | 89966.6527 | 81554.0384 | 87159.5474
1569 | 73869.6987 | 71903.6539 | 72317.8656 | 75263.4381 | 72635.0551 | 76293.1975 | 86588.9379 | 86625.4031 | 86277.833 | 91182.4092 | 83497.5076 | 87883.8918
1570 | 70324.0172 | 69314.9191 | 69667.2863 | 70681.1006 | 69467.3713 | 74579.502 | 89421.471 | 86146.1823 | 88090.7204 | 92551.6638 | 84981.8446 | 90550.1512
1571 | 69698.078 | 67852.2644 | 67520.8108 | 70036.4193 | 67314.3367 | 73594.6227 | 88967.7311 | 86620.9789 | 87717.1294 | 91507.3683 | 84395.4123 | 90993.3054
1572 | 55069.0548 | 53815.398 | 53551.7638 | 55085.7925 | 53434.1366 | 56657.5275 | 89201.305 | 87110.8836 | 89314.5722 | 90311.2345 | 82247.2022 | 90491.5886
1573 | 48995.0359 | 48494.3659 | 48325.9239 | 49937.661 | 48590.8989 | 52615.8691 | 88479.2342 | 86939.5077 | 88799.0179 | 89783.3091 | 79265.0191 | 89231.3053
1574 | 67457.5239 | 66062.0549 | 66501.8365 | 68765.3452 | 66658.7763 | 71512.8834 | 88290.8288 | 85795.9123 | 87362.9326 | 88234.1582 | 77877.9857 | 89203.8982
1575 | 72703.3666 | 72415.3819 | 72184.1513 | 72987.2878 | 72957.0623 | 77689.6472 | 87991.7444 | 86109.9417 | 86832.9911 | 86551.2281 | 76881.7015 | 87834.282
1576 | 69848.0797 | 69945.2175 | 69495.5535 | 70079.698 | 69790.0295 | 73801.9901 | 89071.922 | 86093.4367 | 86985.4016 | 86040.1131 | 77125.6752 | 88722.8921
1577 | 67696.5242 | 67551.0013 | 68415.0071 | 69580.3172 | 69062.3857 | 72509.3204 | 90601.8846 | 87281.4892 | 83370.4357 | 84181.4072 | 76711.8556 | 90555.2538
1578 | 53516.8049 | 53600.0316 | 53055.4597 | 55134.3107 | 53213.6352 | 56772.8147 | 88694.7175 | 86374.497 | 88927.5534 | 94026.0268 | 82111.9408 | 89763.6029
1579 | 48303.5043 | 48514.4421 | 49498.525 | 50326.0272 | 49050.9998 | 52259.0177 | 86983.3848 | 84622.966 | 87269.7905 | 92025.9569 | 79876.5398 | 87364.3721
1580 | 66904.7028 | 66179.8248 | 68100.6941 | 68662.0714 | 67551.7915 | 70584.315 | 81443.2525 | 79781.1622 | 82963.741 | 88613.6595 | 72156.3913 | 82856.9974
1581 | 71966.673 | 72192.0016 | 74037.6053 | 73460.6684 | 72827.818 | 76861.8769 | 78238.7174 | 74898.3524 | 77872.379 | 84058.6784 | 67519.592 | 78752.9732
1582 | 69818.1329 | 69439.7421 | 70211.0223 | 69843.8302 | 69901.9103 | 74361.9391 | 73778.5058 | 72098.5831 | 74150.6673 | 80155.1055 | 63489.3832 | 75004.5963
1583 | 67050.0959 | 66610.0669 | 69028.9839 | 69285.5216 | 68845.9345 | 72117.3547 | 72418.5964 | 67585.4015 | 69775.4901 | 76431.3181 | 58660.4006 | 70162.2741
1584 | 52420.0433 | 52515.3339 | 53299.9373 | 54014.295 | 53115.4037 | 55540.1482 | 68558.9948 | 64243.1922 | 66696.3849 | 73342.7753 | 56667.1406 | 66336.4714
1585 | 45488.517 | 45715.2968 | 47007.872 | 47286.7307 | 46595.1159 | 48914.0558 | 68691.5367 | 62953.8723 | 65957.6668 | 71177.7225 | 56167.5555 | 64816.6563
1586 | 53123.5963 | 52831.4098 | 55424.9509 | 55143.4496 | 54650.6721 | 57042.5949 | 66582.4321 | 63499.1117 | 65705.5431 | 71525.4029 | 54665.6569 | 64894.467
1587 | 60301.5464 | 61013.6214 | 62205.3246 | 62713.3799 | 62223.7426 | 65110.0873 | 67586.1655 | 65664.3808 | 65745.9928 | 71150.4237 | 56282.1373 | 65051.3324
1588 | 57336.1554 | 57640.7084 | 58635.0903 | 59730.2075 | 58301.644 | 62758.0281 | 69160.861 | 64901.5504 | 65542.3029 | 71394.652 | 61525.4176 | 65009.5273
1589 | 56606.4169 | 56158.2843 | 57403.8227 | 59084.9261 | 57809.563 | 62079.2949 | 67507.7273 | 68643.478 | 69935.3987 | 75618.6084 | 68519.7926 | 67189.0968
1590 | 46717.232 | 47171.4653 | 48313.9873 | 48389.2991 | 47947.8341 | 51906.6656 | 75459.3571 | 76338.8548 | 75644.0997 | 81627.7805 | 74660.1488 | 74825.3381
1591 | 40100.171 | 39656.483 | 41054.1597 | 40758.4059 | 40264.5246 | 45143.0944 | 82775.6236 | 83405.8692 | 82726.7463 | 87925.229 | 81136.2927 | 81938.7611
1592 | 46674.2743 | 46207.8169 | 47935.9803 | 47559.1231 | 47568.3557 | 49943.7053 | 85012.7007 | 86291.5467 | 85273.0043 | 90402.9841 | 83063.9939 | 85254.798
1593 | 56182.776 | 55609.4175 | 57016.2961 | 57035.011 | 56215.7327 | 60663.0951 | 86810.0541 | 87713.5699 | 85822.3627 | 90714.5369 | 84415.7332 | 87020.3957
1594 | 54487.6025 | 53441.0589 | 54340.1783 | 54770.2476 | 54208.1626 | 56306.3271 | 89372.696 | 88721.81 | 87788.3851 | 91686.3705 | 84557.5308 | 88777.4807
1595 | 57544.4223 | 55597.471 | 56878.1625 | 57042.7758 | 58201.7729 | 60637.5732 | 88523.1254 | 88136.7915 | 88153.4805 | 90361.4477 | 80710.5387 | 88863.2027
1596 | 47742.5165 | 48183.3175 | 48763.9096 | 48727.6778 | 49816.3329 | 51989.5367 | 87781.0689 | 87641.1223 | 88579.467 | 89202.2946 | 79558.0964 | 89257.7198
1597 | 46469.6049 | 46547.2706 | 47834.9313 | 47266.2512 | 46612.5364 | 49834.8433 | 87126.8585 | 88114.7417 | 88761.6635 | 88216.1052 | 77947.4462 | 89061.2612
1598 | 66935.5665 | 66331.503 | 68426.9054 | 68110.1731 | 66509.9276 | 70170.1987 | 86359.5242 | 85423.6117 | 86965.9062 | 86973.7671 | 77848.5947 | 88605.6234
1599 | 72261.5192 | 72343.9018 | 72809.4546 | 72985.5128 | 72367.9071 | 76951.8558 | 83996.7367 | 84299.4608 | 87057.5295 | 85483.1464 | 74354.9176 | 88375.093
1600 | 69596.2263 | 69650.8194 | 70288.4338 | 70547.8427 | 69203.8671 | 75515.0015 | 83504.529 | 85916.9544 | 86376.1683 | 85655.5631 | 75048.0574 | 89111.2769
1601 | 68635.3966 | 68428.8023 | 68678.1502 | 69572.7307 | 68691.9529 | 72700.2763 | 82312.5028 | 83223.8497 | 82620.8709 | 83611.1755 | 73925.6996 | 90837.9803
1602 | 53644.7475 | 54065.8106 | 54603.4031 | 54098.7092 | 53087.3317 | 55617.7182 | 89677.5169 | 90107.1065 | 88955.7609 | 93820.1866 | 78361.8061 | 89518.5067
1603 | 48423.2696 | 48579.7661 | 49864.6697 | 49400.5476 | 49421.4454 | 51041.3441 | 87358.6777 | 88368.9207 | 86883.8335 | 91689.6449 | 76352.8155 | 86860.9902
1604 | 66932.759 | 66929.0362 | 68532.6671 | 68385.9198 | 67684.2461 | 70449.2165 | 83150.6405 | 83843.8304 | 82509.4418 | 87787.6049 | 69458.9871 | 81972.4758
1605 | 72842.7209 | 72549.1671 | 72790.8209 | 73511.8864 | 72896.585 | 76291.2449 | 79430.4777 | 79866.8389 | 76949.6731 | 83645.4185 | 66079.903 | 76696.7572
1606 | 69871.1254 | 69515.5471 | 69921.3137 | 70204.7883 | 69246.6054 | 71946.2799 | 75547.1405 | 75757.9707 | 73771.421 | 79846.8992 | 63499.6468 | 73132.1169
1607 | 68701.2348 | 68577.835 | 68714.6467 | 70022.3736 | 69040.3348 | 71493.3879 | 73971.3664 | 71289.4027 | 69834.1536 | 76396.0516 | 57881.9513 | 69089.7185
1608 | 53033.3206 | 53650.9875 | 54617.62 | 54363.6486 | 54751.8867 | 56399.4648 | 69822.3414 | 67907.2768 | 66230.2001 | 74737.5199 | 56229.7205 | 65110.7942
1609 | 49169.8164 | 48574.3088 | 49453.6602 | 49691.9485 | 49512.4674 | 52506.8407 | 69243.9483 | 66764.8285 | 64507.588 | 72635.1166 | 55399.9698 | 63612.9172
1610 | 67759.9234 | 66870.8261 | 67924.5529 | 68732.5933 | 67689.9871 | 72332.5688 | 66982.9354 | 66456.2926 | 64455.2312 | 71849.3935 | 53136.2459 | 63520.5562
1611 | 73359.5347 | 72965.1445 | 72197.8759 | 73340.9139 | 72717.5076 | 75912.724 | 67595.7526 | 67400.7686 | 64493.2136 | 70796.1964 | 54698.6279 | 63707.2268
1612 | 70718.6929 | 71138.3299 | 69255.8378 | 70660.4082 | 69676.8177 | 72222.2114 | 68883.3301 | 66708.1002 | 64443.1935 | 70861.2178 | 59690.2171 | 62230.3002
1613 | 70688.0292 | 70357.2848 | 69817.8746 | 69246.2082 | 68910.1059 | 71928.2411 | 67060.2595 | 71430.254 | 66846.5955 | 74659.4782 | 65636.1531 | 65923.0758
1614 | 54348.0803 | 53716.3979 | 54256.6545 | 54631.0327 | 53794.6739 | 56296.2206 | 74593.9853 | 78209.535 | 74443.4975 | 81627.7521 | 73469.574 | 73078.3231
1615 | 49672.9988 | 49512.8392 | 49297.0974 | 49954.2728 | 50159.5913 | 52409.5311 | 81888.7587 | 84201.3921 | 81342.3753 | 87876.925 | 80113.5923 | 80364.5298
1616 | 68304.842 | 68212.9093 | 67826.8855 | 68636.5079 | 68577.4211 | 71837.0112 | 85357.8758 | 85836.3893 | 84553.1492 | 89898.5562 | 81674.182 | 84012.4814
1617 | 73731.5621 | 73262.087 | 72660.3171 | 73490.1109 | 73995.5711 | 75831.8017 | 86330.3234 | 87185.3734 | 85461.9504 | 90459.7374 | 80688.1057 | 86170.4807
1618 | 71343.0908 | 70046.6962 | 69885.6144 | 70511.9576 | 72963.2293 | 72105.0054 | 87787.7087 | 88260.3706 | 86442.5049 | 91544.1436 | 78533.3826 | 85734.2266
1619 | 70891.6084 | 69778.5091 | 69824.6015 | 69997.0397 | 73075.7224 | 71820.8427 | 87410.2065 | 88318.4752 | 86581.2494 | 91424.9456 | 78809.7954 | 86770.2876
1620 | 54748.5237 | 54796.7813 | 54141.9511 | 55236.6968 | 56045.8918 | 56920.1048 | 88694.082 | 86544.705 | 86658.455 | 88965.564 | 79154.1867 | 89339.0409
1621 | 49916.511 | 50541.8531 | 49844.599 | 49895.1885 | 51658.1777 | 53510.0156 | 88004.4304 | 85544.1527 | 87139.3461 | 88963.1318 | 76615.8557 | 86949.118
1622 | 68630.3045 | 69171.4813 | 68476.6082 | 68898.6713 | 70219.8522 | 71554.125 | 86635.4733 | 84917.5118 | 85232.6122 | 87774.3291 | 76696.2894 | 85846.1808
1623 | 74203.9731 | 75302.1214 | 74256.6843 | 73481.4868 | 76464.5596 | 77303.0089 | 84836.1169 | 82471.1211 | 85076.1482 | 85215.7034 | 74507.5065 | 85155.5154
1624 | 71613.7195 | 71352.0984 | 72186.2592 | 70490.441 | 73352.2506 | 75104.2928 | 83008.4819 | 82838.6761 | 83388.5732 | 86437.2226 | 74720.6289 | 86938.4823
1625 | 70742.3629 | 70124.7691 | 71522.0016 | 69419.2203 | 72604.3928 | 73798.9392 | 79507.484 | 80770.1919 | 79078.9133 | 83299.8036 | 74252.9027 | 88571.3408
1626 | 53812.0971 | 54918.0039 | 54317.1974 | 55029.6036 | 54761.1246 | 55758.3121 | 87089.0669 | 88643.3128 | 86833.0875 | 90146.2036 | 79263.9472 | 86991.7565
1627 | 47410.2297 | 48500.2524 | 48416.5588 | 47547.069 | 47921.9655 | 49006.3615 | 85544.6303 | 87889.5188 | 85156.2123 | 91638.5708 | 76004.9932 | 85243.3726
1628 | 55930.889 | 56915.0992 | 56457.6662 | 55203.708 | 56367.7778 | 57240.1948 | 81243.906 | 83599.5649 | 81260.8478 | 87494.7792 | 68246.2234 | 81097.203
1629 | 62140.1273 | 64688.2523 | 64607.3176 | 61223.4254 | 64678.7383 | 65524.8677 | 77169.0287 | 78998.1263 | 75722.9405 | 83699.3664 | 64487.0844 | 76081.0936
1630 | 60039.8965 | 61178.4802 | 61842.1408 | 58778.4356 | 62031.7506 | 63066.2988 | 73372.049 | 75225.7342 | 72702.2334 | 80083.6182 | 60938.489 | 72869.9767
1631 | 59393.0366 | 59839.9864 | 62802.0376 | 59160.9955 | 61632.1021 | 64411.6371 | 70256.5067 | 70535.068 | 68491.7705 | 77000.3436 | 55262.8942 | 67669.9912
1632 | 47898.237 | 49447.5402 | 50759.1554 | 49116.5891 | 50384.1838 | 52812.547 | 66768.2234 | 66964.9957 | 64823.4535 | 74685.3033 | 53223.9557 | 64052.5351
1633 | 40797.7422 | 41504.768 | 44184.2573 | 43793.6704 | 41683.4295 | 47152.6579 | 66551.5147 | 65248.8783 | 63181.4023 | 74005.972 | 52459.1381 | 61919.0748
1634 | 47358.2425 | 48364.6001 | 50141.8481 | 49323.972 | 47338.7238 | 52008.6784 | 64920.1534 | 63958.909 | 61667.5715 | 72282.8418 | 50769.6133 | 61436.5978
1635 | 57096.9768 | 59203.8025 | 60691.3596 | 58681.0415 | 56479.1911 | 63984.1087 | 61947.9693 | 62586.1333 | 60126.8255 | 69960.6925 | 49604.391 | 60778.2753
1636 | 55034.5166 | 58390.5405 | 59722.4593 | 57548.2689 | 55698.5409 | 62260.7059 | 60559.1224 | 60213.2873 | 58445.339 | 70838.3957 | 48384.7879 | 59066.6706
1637 | 58407.1201 | 61101.0382 | 62437.1568 | 60477.8876 | 59265.1585 | 63659.1343 | 61297.8775 | 61163.4098 | 59234.7451 | 70509.6601 | 49826.4188 | 60845.6322
1638 | 49021.9235 | 51266.4964 | 51924.4463 | 50258.5022 | 48641.3526 | 53176.4792 | 60607.7101 | 61323.8514 | 59219.655 | 69539.5904 | 55935.1996 | 61139.2972
1639 | 46789.2764 | 48036.9751 | 51462.4608 | 50093.4941 | 46651.2475 | 51271.3605 | 63364.5933 | 65704.2038 | 62301.1939 | 73187.4298 | 59689.7347 | 64810.8267
1640 | 66578.966 | 68195.8705 | 73256.321 | 70660.3223 | 66877.6567 | 71111.2407 | 67893.4649 | 69513.6595 | 66367.7161 | 77569.0004 | 63189.3395 | 70334.7906
1641 | 72220.7635 | 73384.16 | 80094.5783 | 74406.8595 | 71921.3156 | 76564.428 | 73499.7258 | 73405.644 | 69732.5672 | 80472.7281 | 65470.2405 | 74046.4651
1642 | 69185.2146 | 69885.2941 | 75843.5989 | 71269.0527 | 68757.4637 | 72832.4391 | 75935.5823 | 76386.4158 | 71564.0879 | 81283.6447 | 66145.3399 | 76637.7771
1643 | 68632.1694 | 70442.2208 | 74235.5088 | 70794.2781 | 68152.4505 | 72955.0735 | 76920.804 | 77015.7076 | 75066.8529 | 81528.3042 | 66673.8559 | 77817.4774
1644 | 53826.5234 | 54337.03 | 58686.8627 | 56377.0774 | 53088.6004 | 57565.2521 | 75121.7571 | 76244.8946 | 72744.5124 | 82687.9465 | 65948.313 | 77873.5796
1645 | 49722.0136 | 49097.2326 | 54089.9207 | 53342.4135 | 48538.1058 | 54176.242 | 76408.201 | 73559.8452 | 71451.2743 | 80970.2726 | 63820.3733 | 75845.2283
1646 | 68443.8212 | 67329.7556 | 72598.5602 | 72753.8275 | 66831.7309 | 72047.519 | 75397.6837 | 71415.6393 | 68648.8723 | 80901.7402 | 62912.6809 | 76564.5682
1647 | 76355.5477 | 72747.9832 | 78875.3342 | 74297.056 | 71598.9066 | 75058.7245 | 72849.2408 | 70989.7729 | 68648.3116 | 76851.5133 | 61858.2912 | 72596.5933
1648 | 73929.4962 | 71032.7222 | 77170.3821 | 70529.9326 | 68945.5569 | 70745.2784 | 71398.4968 | 71464.3397 | 67073.9574 | 76000.8767 | 63175.5574 | 72869.7407
1649 | 72912.5471 | 70696.9026 | 76025.2012 | 70757.2851 | 68848.501 | 71285.0028 | 72302.5653 | 72695.5199 | 71885.0423 | 78422.5836 | 62239.2368 | 76464.8176
1650 | 55997.0637 | 54120.7731 | 57715.0802 | 56064.0506 | 53126.9208 | 56221.901 | 76793.924 | 74975.3957 | 74595.6379 | 79300.5792 | 67643.0858 | 75491.4507
1651 | 50389.293 | 48691.9067 | 50486.3891 | 49445.2388 | 46665.1078 | 50150.7938 | 75649.2143 | 72200.7023 | 71491.5951 | 81826.8137 | 65821.8993 | 74565.6995
1652 | 54765.7745 | 53575.1806 | 55190.2323 | 53785.8565 | 50526.2871 | 52830.0379 | 72115.074 | 68382.7463 | 67251.2632 | 78298.0718 | 59524.5852 | 70137.0178
1653 | 63229.8616 | 62158.2321 | 63605.4061 | 62225.4462 | 60771.6762 | 62202.3769 | 69599.1307 | 66962.4186 | 66221.493 | 76631.8598 | 59159.5487 | 67168.5629
1654 | 61062.8835 | 60840.9555 | 63225.2536 | 60434.0975 | 58934.7138 | 60617.8694 | 66772.0717 | 65773.3187 | 66480.9586 | 73576.9552 | 58113.1916 | 67426.1621
1655 | 63893.1581 | 64583.2837 | 68270.0672 | 63759.6611 | 61548.6481 | 64740.9082 | 64448.8166 | 63103.802 | 63355.4164 | 72427.7276 | 56417.009 | 63362.8616
1656 | 53343.9137 | 53047.4053 | 55765.0274 | 53188.6707 | 51023.4088 | 53359.4662 | 62123.702 | 60554.5557 | 61606.4399 | 68081.6969 | 50695.5007 | 60756.5397
1657 | 50527.9647 | 50566.2595 | 54193.3005 | 50704.5402 | 48778.9649 | 51881.45 | 59646.737 | 56780.107 | 59581.2057 | 65725.3821 | 48488.0388 | 57847.9867
1658 | 69186.6661 | 69183.5637 | 72295.6394 | 69947.4242 | 67304.8073 | 70546.9573 | 58228.3237 | 54969.3862 | 58136.0178 | 65248.2523 | 46625.3584 | 56124.1586
1659 | 73756.625 | 74001.1793 | 78177.7514 | 73631.9917 | 72676.4069 | 74411.1481 | 57707.0449 | 55007.1215 | 57469.8545 | 63836.6663 | 46370.998 | 55042.1891
1660 | 70631.2043 | 70873.1076 | 75598.7063 | 70426.6153 | 70480.7403 | 70357.4577 | 57814.3584 | 54633.5622 | 57783.7069 | 64928.7266 | 48863.5808 | 55658.8696
1661 | 70917.3946 | 71639.6449 | 74388.8442 | 71595.38 | 71034.5292 | 70362.4834 | 58262.5138 | 55289.1358 | 58116.1413 | 64391.6701 | 47196.7671 | 56191.3637
1662 | 54864.0177 | 55609.056 | 58590.9547 | 55619.779 | 54449.1012 | 56013.5712 | 58847.174 | 55398.9577 | 58794.1742 | 65029.1662 | 49426.5183 | 56992.4622
1663 | 50105.103 | 49913.645 | 55490.859 | 51038.2248 | 50168.4325 | 51693.0119 | 59313.1044 | 56120.5809 | 59862.4147 | 65333.3019 | 54033.4935 | 58414.4746
1664 | 68667.5274 | 67709.4452 | 71928.2327 | 69579.455 | 68502.0752 | 70330.8173 | 63653.1271 | 61236.5595 | 63071.8056 | 69800.1738 | 58054.066 | 61819.5851
1665 | 73188.4594 | 73528.5914 | 77992.7567 | 75687.0539 | 74786.0201 | 74309.671 | 68211.0297 | 65296.4959 | 67417.6355 | 75633.03 | 60067.4012 | 66585.4061
1666 | 70289.6458 | 70420.513 | 75645.7697 | 72863.8429 | 71262.2904 | 70116.0585 | 70746.9508 | 68057.4601 | 70388.4812 | 78299.2667 | 63309.9772 | 69832.8791
1667 | 70656.5808 | 70689.614 | 74634.8681 | 72523.4244 | 70896.9904 | 69706.6718 | 73003.5116 | 71530.7252 | 74024.9113 | 80445.656 | 64224.5931 | 73007.1927
1668 | 55807.046 | 55389.8112 | 58407.8 | 56246.7861 | 54926.6872 | 55929.7246 | 73424.3345 | 71125.6671 | 72389.2276 | 81201.3475 | 60396.1645 | 71967.4633
1669 | 48877.2945 | 51415.4592 | 52915.5225 | 50135.0028 | 49765.9284 | 49099.2772 | 70783.0184 | 69998.1502 | 70034.4211 | 80038.3625 | 61375.5527 | 72582.1435
1670 | 55218.8482 | 58576.8747 | 58355.6672 | 57361.49 | 57364.5028 | 56501.6044 | 70184.607 | 70103.3494 | 67778.1389 | 78228.3153 | 56372.1635 | 70333.758
1671 | 62033.2947 | 67252.452 | 67166.6943 | 66039.099 | 65734.316 | 63410.9596 | 70927.4058 | 69646.1495 | 67333.6045 | 77840.4203 | 57256.9067 | 69128.4888
1672 | 59961.5308 | 63786.2245 | 64435.7878 | 62225.8697 | 62772.8875 | 59715.0279 | 67560.8252 | 66624.8823 | 68126.4142 | 78189.5116 | 59757.4813 | 68475.0795
1673 | 60727.025 | 64962.8258 | 67300.8406 | 63068.7743 | 63358.0826 | 60637.6718 | 71898.621 | 70335.776 | 70515.0471 | 80076.0675 | 59966.0919 | 71460.3402
1674 | 49084.3761 | 54113.7588 | 56525.4345 | 53114.1515 | 52314.934 | 51848.156 | 75046.7859 | 75055.3536 | 71531.1855 | 82098.2017 | 64377.4526 | 74521.4187
1675 | 41809.5035 | 45645.7804 | 50537.4204 | 45481.9779 | 43843.2515 | 45330.908 | 73810.88 | 71312.9197 | 74648.8032 | 80900.9537 | 63475.7989 | 71928.4329
1676 | 49404.0471 | 53270.9575 | 55656.7978 | 51041.5332 | 51380.2736 | 49409.7573 | 71316.9771 | 67663.3303 | 70181.1881 | 77887.6304 | 61096.5982 | 68635.2292
1677 | 59110.0677 | 63208.5785 | 64476.8208 | 61283.1631 | 63244.5953 | 58949.5354 | 69181.0765 | 66082.472 | 68898.3326 | 76155.3349 | 58795.008 | 65836.4732
1678 | 57794.4912 | 60329.4435 | 61391.3967 | 58491.0042 | 61319.1048 | 55551.4519 | 67325.2809 | 65825.2596 | 68681.2045 | 74180.6424 | 57146.5271 | 64685.442
1679 | 60478.1516 | 64525.3246 | 68473.8378 | 63172.268 | 64568.535 | 60176.1767 | 64713.9378 | 63855.8393 | 65554.8892 | 72889.8103 | 54289.9741 | 63442.9487
1680 | 49536.6625 | 55224.5214 | 59459.2274 | 53997.4174 | 53662.8774 | 50928.3991 | 62690.9839 | 61327.3822 | 63537.7731 | 69060.2312 | 50608.8975 | 59961.8268
1681 | 48727.7257 | 53199.4011 | 58144.8996 | 52976.041 | 53233.0842 | 50359.0869 | 62605.0303 | 58790.271 | 62055.1731 | 68644.6253 | 49813.7602 | 58329.9548
1682 | 68529.6753 | 72296.2149 | 77090.9584 | 72743.9064 | 73462.2817 | 69465.2391 | 61948.5478 | 58384.5757 | 60814.4656 | 67933.3441 | 48673.0124 | 57864.2967
1683 | 73506.213 | 78844.1137 | 81918.2935 | 76982.42 | 78229.0466 | 73955.3905 | 62342.7821 | 58886.4124 | 60900.9087 | 69060.5869 | 50214.3991 | 58341.116
1684 | 70345.8819 | 77206.1781 | 75831.1193 | 72983.839 | 75092.3234 | 70680.5328 | 62534.6696 | 59863.7162 | 62399.5964 | 70852.3903 | 55949.9328 | 59305.6983
1685 | 71820.5093 | 75318.9552 | 76355.3932 | 74205.4696 | 75759.7167 | 71125.2102 | 67990.7368 | 65293.6137 | 69644.3723 | 73550.5664 | 62581.5553 | 64958.2208
1686 | 56985.0822 | 58773.4606 | 62154.4083 | 58797.014 | 59347.3068 | 55879.1071 | 75944.8123 | 73369.9023 | 76645.4215 | 79996.8372 | 69364.0844 | 72697.1734
1687 | 51239.7235 | 53731.8333 | 56154.8599 | 54079.5544 | 53831.1176 | 50534.561 | 82678.7557 | 80531.1849 | 82262.0895 | 86844.1624 | 73985.7317 | 80072.7624
1688 | 69518.3203 | 72267.9159 | 71510.2847 | 72589.6331 | 72924.7995 | 68870.4317 | 84759.5955 | 83229.1079 | 83452.8719 | 88553.6163 | 75669.4345 | 82687.2636
1689 | 77224.0893 | 78870.3002 | 77615.6175 | 77562.265 | 77654.6071 | 73997.2187 | 85848.5177 | 84645.0728 | 85431.5865 | 90825.9607 | 76901.9278 | 84102.5107
1690 | 74797.342 | 78035.7131 | 74905.8085 | 73148.4808 | 73076.0808 | 70563.0816 | 87601.0281 | 85243.235 | 86370.0158 | 92932.1393 | 77426.0908 | 84713.8179
1691 | 74814.8316 | 77681.9636 | 76197.7775 | 75132.5011 | 74842.2018 | 71605.487 | 87227.7502 | 85941.1606 | 86070.6134 | 91457.0843 | 78418.2071 | 84460.8846
1692 | 58892.292 | 61965.8115 | 60507.8152 | 60182.1416 | 58913.045 | 56436.5464 | 88896.5296 | 87710.5929 | 84236.7334 | 89772.8178 | 76578.4949 | 84062.0355
1693 | 54110.1515 | 57495.0324 | 55659.3549 | 55781.8739 | 52864.5934 | 50764.1877 | 87977.8871 | 86848.6388 | 83711.0617 | 87186.0545 | 74800.3338 | 85794.3702
1694 | 73889.3036 | 74177.3526 | 70866.3647 | 72885.6279 | 71055.2682 | 69347.4622 | 85865.1905 | 85597.2084 | 83038.5251 | 86681.5406 | 73347.6416 | 84182.5322
1695 | 78588.8444 | 80069.1646 | 77673.3768 | 77373.9168 | 76530.9091 | 75200.9313 | 86476.5432 | 84626.1981 | 81218.5182 | 84209.3179 | 72967.2439 | 80896.8481
1696 | 75358.6656 | 76822.4897 | 75346.1953 | 72347.8999 | 71838.8269 | 71737.055 | 83540.7228 | 85917.7805 | 80221.841 | 85575.1537 | 72495.5643 | 78757.6321
1697 | 76398.8357 | 79641.7417 | 75853.2779 | 74038.5385 | 74094.3053 | 71694.0458 | 81123.8432 | 81886.4787 | 79185.0524 | 82127.6784 | 72394.526 | 77983.564
1698 | 60094.6022 | 62229.0516 | 60487.9676 | 59788.4208 | 58529.4676 | 56500.7464 | 89085.1846 | 86807.7801 | 84762.3286 | 91235.4965 | 77683.6914 | 81497.4419
1699 | 55889.2615 | 57572.5582 | 56713.4604 | 55682.6091 | 53345.3392 | 50889.0079 | 86441.2138 | 85046.8129 | 85580.3492 | 89488.6404 | 74209.452 | 82879.7301
1700 | 74724.2248 | 74134.5198 | 72658.9646 | 72178.1913 | 72314.7542 | 69319.9458 | 82241.6448 | 80811.0169 | 82116.42 | 85602.1955 | 68186.6837 | 79656.2587
1701 | 79790.6258 | 80534.1609 | 81472.2588 | 76327.434 | 76594.453 | 73852.7615 | 79016.8694 | 75582.0995 | 77738.5811 | 81470.176 | 63843.5712 | 74129.7822
1702 | 76199.3966 | 76442.2447 | 78616.7845 | 71423.4287 | 72603.1785 | 71911.7674 | 75728.8099 | 72760.9881 | 74740.0171 | 77720.6294 | 60533.3256 | 71551.6297
1703 | 75797.0936 | 77069.4278 | 81788.4563 | 73348.9442 | 73720.4791 | 72423.5102 | 71886.6161 | 67892.9447 | 70265.7838 | 75653.3082 | 56262.6417 | 66971.7106
1704 | 60125.1425 | 61538.7644 | 64311.4996 | 57649.402 | 58428.8901 | 57078.9355 | 69586.1831 | 64617.7669 | 66521.4599 | 72112.9659 | 53434.5409 | 63842.7282
1705 | 54874.617 | 55926.6028 | 60227.4426 | 52077.6323 | 52704.5248 | 51862.0319 | 71095.9018 | 62348.4455 | 66245.6623 | 72680.7255 | 54062.2061 | 60671.9131
1706 | 74015.3646 | 70781.5787 | 76706.1186 | 70022.0446 | 71008.0324 | 70174.2646 | 70096.6787 | 62650.792 | 66328.2485 | 70641.2136 | 51745.453 | 61297.7464
1707 | 79722.7588 | 78032.7951 | 84999.5875 | 76648.655 | 77231.6873 | 77089.3186 | 69345.9917 | 64473.3363 | 66524.0219 | 71250.0952 | 53485.1611 | 63159.1679
1708 | 76985.7786 | 75770.2605 | 83985.019 | 75135.8015 | 74176.5132 | 74113.1173 | 69033.7176 | 63437.1159 | 66052.6173 | 72785.2494 | 56759.8795 | 62327.8421
1709 | 76350.3592 | 74211.1962 | 84978.5493 | 74200.9334 | 73681.384 | 74972.3534 | 73608.9568 | 67336.2027 | 70378.0904 | 73174.8079 | 64184.3704 | 66157.111
1710 | 60808.7992 | 58706.5416 | 66218.1889 | 58381.1052 | 57579.9521 | 59089.1127 | 80256.4674 | 74773.6689 | 77243.1912 | 80072.5381 | 70727.1853 | 74213.4677
1711 | 55429.7847 | 48594.8303 | 56746.4171 | 50855.4126 | 51188.7348 | 52109.3061 | 87148.513 | 81418.4458 | 83094.9795 | 86401.2035 | 74920.9779 | 79610.584
1712 | 60290.3435 | 54403.981 | 61562.1772 | 57490.5353 | 58169.9106 | 59604.4228 | 89047.113 | 84018.3275 | 84417.1364 | 89422.671 | 77593.2125 | 81401.6682
1713 | 67827.1573 | 62953.0272 | 69629.8007 | 66343.6344 | 65387.1908 | 66921.2612 | 91661.6047 | 84865.7807 | 85930.02 | 90828.1148 | 78278.5234 | 79293.3171
1714 | 64914.3418 | 60992.6675 | 66787.73 | 64023.4261 | 61763.948 | 64635.6516 | 93791.6465 | 86752.7227 | 87058.6648 | 92951.6248 | 78938.7114 | 78922.6872
1715 | 66916.8188 | 62075.2973 | 69256.672 | 65566.5137 | 63808.9386 | 66960.186 | 95125.915 | 85702.1075 | 85889.4595 | 93750.2709 | 79132.6318 | 79043.9836
1716 | 57744.1232 | 50486.0782 | 57805.7223 | 55328.8898 | 54509.0851 | 57411.5535 | 93847.9012 | 85658.1827 | 86804.829 | 92225.756 | 78108.6906 | 78092.2821
1717 | 49724.4098 | 44320.4505 | 49226.0242 | 49143.8922 | 47119.1877 | 49205.0521 | 93423.0452 | 85966.2217 | 85652.6448 | 92569.8593 | 76002.7542 | 74860.413
1718 | 54001.3121 | 48566.1412 | 53124.6571 | 51926.6703 | 51611.9542 | 54494.9365 | 91699.1881 | 83251.9669 | 83761.9278 | 90945.4119 | 77505.5484 | 74495.3082
1719 | 65221.274 | 58206.5722 | 61559.9536 | 64191.9429 | 59383.906 | 64891.9416 | 91776.0875 | 82756.5136 | 82210.0704 | 89890.5555 | 75727.9732 | 72800.3275
1720 | 64258.9393 | 56624.6944 | 57947.1687 | 63232.1044 | 56371.8454 | 63234.361 | 88369.6723 | 82860.1834 | 82664.8752 | 91281.2887 | 75273.715 | 72865.817
1721 | 67308.4811 | 62328.4353 | 63432.4531 | 65489.21 | 62292.8812 | 66314.3215 | 86069.1231 | 79435.366 | 80391.799 | 89997.8872 | 73571.9033 | 72138.0433
1722 | 58728.7994 | 50789.7526 | 54669.9442 | 55437.9081 | 52877.5296 | 56770.3084 | 94091.4387 | 88010.8503 | 88702.8919 | 91164.6017 | 77464.2034 | 79293.9063
1723 | 55598.2564 | 50381.4915 | 53665.2509 | 52578.0674 | 50765.4586 | 54598.4484 | 92125.0162 | 86158.8115 | 86301.401 | 88579.8956 | 74911.5086 | 79539.4308
1724 | 74638.1871 | 70175.3191 | 71914.0249 | 71112.8898 | 69448.7282 | 72454.9966 | 88044.0718 | 81849.8744 | 82231.8698 | 83449.9053 | 67721.4603 | 76543.5474
1725 | 82126.424 | 76016.9556 | 76530.9016 | 78671.6508 | 74868.3889 | 80039.6821 | 84280.5127 | 77253.7741 | 77339.0773 | 79720.7701 | 63153.2902 | 72590.8323
1726 | 77865.766 | 72213.1763 | 72458.0259 | 77280.9275 | 72187.1765 | 77619.4373 | 79748.9292 | 73443.3749 | 74500.4625 | 75849.0797 | 60784.9102 | 70358.2638
1727 | 77978.1051 | 73138.6932 | 73501.8133 | 76966.5958 | 72915.369 | 79561.5161 | 77006.1322 | 68961.8296 | 69890.4176 | 73310.711 | 56372.5664 | 66053.9461
1728 | 61920.2035 | 58700.9618 | 60250.8804 | 61156.8583 | 57817.4777 | 63325.413 | 74802.0153 | 65600.5506 | 66136.5959 | 70142.5064 | 53814.189 | 62829.2463
1729 | 55940.7628 | 53831.253 | 54914.6499 | 54769.3386 | 53194.4505 | 59451.7065 | 74170.8652 | 63294.1265 | 65819.1804 | 70087.0291 | 53560.1428 | 59650.0652
1730 | 72450.32 | 72183.9969 | 70234.3231 | 72009.8335 | 71510.2245 | 76812.6209 | 73362.7711 | 63775.1418 | 65342.8345 | 68689.3808 | 51550.6161 | 60475.0424
1731 | 78794.0286 | 77511.592 | 76846.7591 | 79626.6239 | 77069.8558 | 82678.6411 | 72074.9021 | 65806.0193 | 65541.8346 | 67857.1532 | 53067.5533 | 61860.6931
1732 | 75750.9956 | 72428.5977 | 73308.9706 | 77837.1507 | 73925.494 | 76989.9743 | 72766.7964 | 64889.4758 | 64917.0693 | 67803.3289 | 56353.0301 | 60690.5948
1733 | 75583.1263 | 74102.7791 | 73756.4174 | 77393.8016 | 74097.5151 | 82140.7838 | 76366.1423 | 69425.4035 | 69683.4149 | 71580.1453 | 63815.3148 | 64942.9857
1734 | 61394.5826 | 60121.5841 | 59537.9578 | 61715.377 | 59463.9788 | 65188.0181 | 82576.6703 | 76266.213 | 75958.796 | 77926.183 | 70244.007 | 72734.8271
1735 | 57356.0733 | 53511.7744 | 54547.6793 | 56683.8268 | 53693.6314 | 60316.5808 | 89008.8646 | 82109.3714 | 81659.3659 | 84274.2087 | 75065.4823 | 78851.4012
1736 | 74909.0077 | 71397.0805 | 70914.438 | 72548.5861 | 71846.8913 | 77397.9791 | 91750.1407 | 84560.4352 | 83786.2583 | 87093.9623 | 76253.448 | 81068.1812
1737 | 79725.329 | 76727.8509 | 76141.3929 | 81915.6638 | 78107.7569 | 82043.1111 | 93801.6301 | 85207.5834 | 85606.1066 | 88564.2278 | 76716.5432 | 77876.8549
1738 | 76471.5209 | 73018.024 | 71525.0818 | 78146.1871 | 74524.4603 | 75018.2087 | 96276.9721 | 85865.1443 | 86387.7444 | 90994.9359 | 77023.1743 | 78006.6922
1739 | 78579.2839 | 73421.9081 | 73099.5258 | 76569.1321 | 74905.5555 | 80616.8126 | 95497.2073 | 85760.6886 | 85933.0802 | 91824.4643 | 77573.817 | 77751.998
1740 | 63559.7728 | 58775.2743 | 59300.9553 | 60639.045 | 59048.3454 | 64550.673 | 93542.0571 | 84276.2495 | 85663.588 | 90816.5301 | 75756.6074 | 75487.0234
1741 | 58312.5701 | 51895.1785 | 52516.3762 | 54760.7551 | 52424.1997 | 59217.4357 | 93450.1641 | 84401.5347 | 84501.1465 | 90277.4947 | 74008.1581 | 74034.0181
1742 | 75179.0834 | 70270.904 | 70250.4265 | 70430.0871 | 70598.5174 | 76205.3057 | 91970.8017 | 83657.3872 | 83139.1779 | 89168.205 | 72170.932 | 73298.1858
1743 | 80550.15 | 76393.8188 | 75508.9036 | 77431.2921 | 77062.5284 | 81942.6339 | 90907.4295 | 81069.9645 | 81511.276 | 89275.6206 | 71780.5716 | 71727.9041
1744 | 76203.9472 | 72885.9877 | 73919.4867 | 77006.9233 | 73526.127 | 77251.695 | 91494.9803 | 80842.8986 | 82178.8882 | 88797.8525 | 70903.6705 | 72269.8374
1745 | 79690.996 | 73509.5717 | 75110.7497 | 75405.4648 | 73771.7666 | 78712.5928 | 88509.1456 | 80169.6503 | 79487.7184 | 85410.5697 | 70711.0389 | 71943.9827
1746 | 63989.6285 | 58474.4413 | 60612.7632 | 59650.4442 | 59119.3578 | 63056.2162 | 95906.7063 | 85049.6423 | 87302.3709 | 90938.6812 | 71199.4016 | 77264.7078
1747 | 57175.938 | 51970.753 | 54892.4712 | 53840.9028 | 52850.5511 | 56490.8766 | 93758.5987 | 85637.3996 | 86239.8206 | 88908.1734 | 71791.0754 | 78917.3296
1748 | 73860.302 | 70329.5408 | 73711.4814 | 71227.9649 | 71055.4542 | 72652.1614 | 88696.8495 | 81446.3605 | 82588.9289 | 84851.8314 | 67396.395 | 76554.2129
1749 | 80368.9702 | 75832.375 | 79859.0703 | 78559.8259 | 77701.3838 | 79343.6104 | 84810.4008 | 77112.1388 | 77846.5195 | 80687.7058 | 62501.4297 | 66865.3535
1750 | 76600.3601 | 72850.4968 | 76852.2857 | 77634.3216 | 75435.9079 | 75832.9073 | 81104.9208 | 74157.8371 | 74635.0271 | 76965.642 | 60337.6716 | 65488.2071
1751 | 77331.9778 | 73031.6148 | 78240.7677 | 75483.6092 | 74555.9429 | 78931.5461 | 79699.3242 | 69498.8105 | 70108.2941 | 73640.3093 | 55903.4835 | 63119.9301
1752 | 62031.6115 | 58610.6697 | 62549.5967 | 59564.2958 | 59292.3538 | 63092.1369 | 76317.6983 | 65985.8868 | 66356.3255 | 70599.8585 | 53677.5218 | 60017.4469
1753 | 52872.9842 | 50401.3003 | 55240.4441 | 52591.6065 | 49575.3165 | 55615.5689 | 76143.9317 | 63333.7397 | 65662.5159 | 70126.6304 | 52711.6849 | 56896.6408
1754 | 57196.8005 | 56906.5512 | 59711.6167 | 58247.9645 | 56402.8585 | 60649.9035 | 74462.6444 | 63730.2118 | 65407.0354 | 68568.0455 | 50628.2167 | 57353.6712
1755 | 65638.634 | 65429.2616 | 69083.2281 | 67492.7554 | 65001.936 | 67644.7352 | 74661.1439 | 65292.7612 | 65532.2052 | 67708.9955 | 52280.0418 | 58320.4123
1756 | 62803.5207 | 63169.6554 | 68288.6378 | 65780.6041 | 62181.5601 | 63722.983 | 76717.6257 | 64449.3113 | 65320.6749 | 67410.9389 | 55317.5122 | 58473.5203
1757 | 64096.8641 | 64276.8287 | 70429.0196 | 66539.2473 | 63087.1006 | 66148.5424 | 76607.972 | 67879.9674 | 69780.9326 | 71286.485 | 62419.3956 | 64657.4597
1758 | 53604.2654 | 53945.4869 | 59275.1316 | 56117.8756 | 52284.2512 | 57328.0054 | 82983.7938 | 75275.8238 | 76453.1281 | 77855.4269 | 69009.1283 | 71902.0646
1759 | 46368.2013 | 47721.3005 | 51951.5535 | 48746.7287 | 44231.5799 | 49403.6226 | 90488.0751 | 81007.2581 | 82824.7216 | 83583.1525 | 73129.3515 | 78152.5058
1760 | 50086.0046 | 53031.2948 | 56295.8639 | 52465.4256 | 49478.3476 | 51517.8557 | 92949.0335 | 84514.7057 | 83350.6582 | 85640.6826 | 74230.0293 | 78461.3775
1761 | 61600.9483 | 64900.7022 | 66814.7765 | 65594.036 | 61254.2949 | 63950.1839 | 94429.5816 | 85417.8528 | 85032.1483 | 86459.9067 | 74464.8524 | 78831.3594
1762 | 58261.7998 | 63451.3121 | 66831.7243 | 63952.7852 | 59410.1666 | 63608.9051 | 96047.2637 | 86937.8304 | 86652.5757 | 88392.4362 | 74659.1032 | 78726.2906
1763 | 62533.7397 | 65446.9222 | 69840.5122 | 68959.3781 | 61281.0969 | 65762.5636 | 97642.5574 | 85131.5309 | 85258.502 | 85941.4162 | 73898.8714 | 78632.7259
1764 | 53261.4007 | 54878.6768 | 59696.4883 | 59301.7484 | 52088.8124 | 56225.7523 | 95479.02 | 84730.5473 | 83914.0318 | 85159.9306 | 73403.466 | 77874.2253
1765 | 50607.7768 | 51802.0934 | 57919.1151 | 55613.1202 | 51100.4955 | 54865.1453 | 95326.4856 | 83822.3972 | 84041.3684 | 85747.2455 | 72473.0003 | 77116.0553
1766 | 69666.1996 | 70569.1233 | 76483.6505 | 73035.9009 | 70263.2845 | 73132.6585 | 94720.5143 | 82948.7198 | 82296.5471 | 82821.4425 | 72203.2033 | 75958.5272
1767 | 75030.8601 | 77571.1698 | 86364.3729 | 80926.9996 | 75092.8431 | 80847.2509 | 92405.1768 | 80319.7548 | 80741.768 | 81164.6242 | 70260.7325 | 73966.278
1768 | 71466.031 | 75414.6199 | 85844.2003 | 77067.6464 | 71184.7105 | 77097.0521 | 91876.9597 | 81366.7293 | 81576.2644 | 82617.2053 | 70677.5008 | 74276.8891
1769 | 73272.7437 | 74477.7698 | 85122.628 | 77397.7508 | 72612.2761 | 80013.9721 | 88319.7595 | 80107.6252 | 79196.5964 | 80538.8875 | 70435.6714 | 73236.4078
1770 | 59113.4543 | 59511.2006 | 67469.8296 | 62196.9921 | 58982.8222 | 63755.5795 | 96292.908 | 84782.9195 | 85205.718 | 88594.7575 | 70121.9801 | 77672.6552
1771 | 52601.9549 | 52808.9416 | 60592.7778 | 55389.2153 | 51729.2612 | 58755.5267 | 94513.3599 | 86264.2256 | 86122.3819 | 87059.0408 | 70797.2624 | 76921.5892
1772 | 70398.3043 | 71106.0581 | 77170.366 | 70970.7722 | 69364.1467 | 76033.9015 | 89358.7363 | 82459.3692 | 81862.3938 | 81758.2613 | 66630.0477 | 70821.3739
1773 | 78195.4732 | 76918.0584 | 86086.1659 | 76186.9873 | 74284.6607 | 82547.4965 | 86097.0794 | 77711.8175 | 77307.3791 | 78095.6369 | 60793.4064 | 65697.6751
1774 | 75592.4197 | 73270.514 | 86604.7967 | 72354.1921 | 71954.0683 | 77202.9021 | 82094.805 | 73861.1142 | 73967.58 | 74045.996 | 58392.4724 | 64500.1878
1775 | 75012.3405 | 74294.0346 | 85407.1135 | 74762.5264 | 73109.5737 | 81297.4787 | 80807.2466 | 69547.6048 | 69573.8229 | 70938.6052 | 53055.0212 | 58186.4407
1776 | 60106.8761 | 59538.3069 | 68808.4304 | 60529.2093 | 57956.5831 | 65464.1983 | 78029.2041 | 66389.4159 | 65986.4197 | 68012.1645 | 49939.8094 | 56003.5991
1777 | 53953.1746 | 52934.1159 | 58152.5376 | 55127.6671 | 50749.7837 | 58928.5114 | 76601.9593 | 64300.2318 | 65486.5534 | 67259.1455 | 48537.3813 | 53821.6284
1778 | 71919.9642 | 71583.7532 | 72475.7864 | 70644.8598 | 69156.671 | 75522.3611 | 75140.0447 | 64398.8113 | 65383.0384 | 65947.9303 | 48961.5928 | 52320.9974
1779 | 79183.252 | 77355.1086 | 79773.6924 | 77519.65 | 74072.9784 | 80587.0206 | 74588.6918 | 65998.6088 | 65696.5595 | 64573.3772 | 50425.3721 | 54529.5797
1780 | 76835.1907 | 73503.1495 | 77883.8936 | 75289.4501 | 72195.0882 | 77988.1897 | 77217.8701 | 65242.6028 | 65246.4885 | 64429.2173 | 54930.5508 | 57629.5351
1781 | 76187.1617 | 73912.1375 | 77907.2997 | 75237.847 | 72760.5168 | 77455.3428 | 76478.4308 | 70163.7742 | 69740.6492 | 66750.5989 | 62289.69 | 64192.2485
1782 | 60259.7898 | 59789.9176 | 62928.1179 | 61389.2327 | 57726.6996 | 63631.7173 | 82964.603 | 76714.8856 | 75846.9467 | 74373.2495 | 69068.7472 | 71956.8853
1783 | 52311.3927 | 53225.1869 | 56261.9701 | 57342.2067 | 50715.4762 | 56556.071 | 88845.3979 | 82335.0832 | 81244.1084 | 80574.1318 | 74868.2923 | 76813.3609
1784 | 70397.6775 | 71482.1193 | 72246.9697 | 74022.0276 | 68734.6081 | 72878.2227 | 90912.1224 | 84648.1839 | 84468.2328 | 83382.5422 | 74376.8913 | 76687.2052
1785 | 77466.4787 | 78590.9554 | 79859.6635 | 79422.1321 | 74488.8734 | 79035.3286 | 92638.9725 | 85497.8565 | 85659.9247 | 85394.8687 | 74244.8116 | 77844.0535
1786 | 75180.8253 | 77776.8736 | 78400.5265 | 77581.5526 | 71723.6629 | 75768.4393 | 94220.21 | 86372.269 | 86095.9548 | 87258.0194 | 74468.036 | 78825.1695
1787 | 73911.8362 | 77444.397 | 80371.6012 | 78428.4741 | 72492.0743 | 78039.9842 | 93538.2651 | 86116.2695 | 85885.4403 | 86855.4806 | 73950.3478 | 77591.7383
1788 | 58154.7285 | 62056.5088 | 64672.3213 | 63723.2107 | 57611.5949 | 63751.8116 | 91411.067 | 85159.1092 | 85661.2173 | 87944.1447 | 73962.9669 | 76182.4962
1789 | 50375.1506 | 55818.3312 | 58320.2617 | 57356.798 | 51463.4235 | 55908.1828 | 89689.242 | 84319.2426 | 85756.3425 | 85965.0451 | 72167.3425 | 74071.3318
1790 | 69006.4446 | 75307.2697 | 74880.6093 | 73409.0164 | 70153.4774 | 71227.7665 | 89007.5264 | 82912.9053 | 84541.5119 | 85258.3976 | 71343.7527 | 72766.7704
1791 | 74631.7639 | 84965.1777 | 82109.2314 | 80610.5507 | 75392.4153 | 77354.1264 | 87778.7114 | 81107.2161 | 81263.0547 | 85805.6359 | 70199.6953 | 72137.1906
1792 | 72232.4967 | 81275.5959 | 79922.5992 | 78629.5039 | 72614.7043 | 75962.3916 | 87722.9863 | 82329.0764 | 82852.1799 | 85840.0323 | 70470.6407 | 72391.1801
1793 | 72197.7868 | 83791.8653 | 81615.9098 | 79261.6572 | 72914.5372 | 76078.2752 | 85228.8211 | 79218.9483 | 79641.0346 | 82833.2244 | 68627.2432 | 70024.8584
1794 | 57354.1441 | 66543.0188 | 64361.4585 | 63526.0525 | 57372.4754 | 61930.2316 | 88313.6965 | 87504.6981 | 85144.8565 | 86207.6626 | 68776.7316 | 75043.455
1795 | 50110.5406 | 59206.9409 | 55639.1189 | 54807.7506 | 48482.2511 | 54150.3694 | 92829.7194 | 86328.2123 | 86023.4574 | 84430.5329 | 70371.9706 | 73855.4733
1796 | 56612.1623 | 64378.9625 | 59843.2223 | 59293.3753 | 56087.8177 | 58313.0743 | 87762.4443 | 81242.5035 | 81778.8781 | 79956.4697 | 64620.5871 | 67450.2189
1797 | 67561.9653 | 74857.4578 | 69839.2474 | 68607.9083 | 63832.3498 | 69100.6863 | 84730.113 | 76061.5792 | 77512.2956 | 75524.7572 | 59636.7725 | 63324.0733
1798 | 65338.5468 | 73153.2765 | 66759.4536 | 67070.266 | 61180.3489 | 67717.6393 | 80523.1876 | 72942.974 | 74004.5197 | 71984.137 | 58025.4167 | 61460.3222
1799 | 66370.0985 | 75233.0141 | 68607.3828 | 68497.4711 | 61417.8637 | 68103.9573 | 78766.7018 | 68503.704 | 69704.9629 | 68942.9926 | 52320.4615 | 55524.2553
1800 | 54931.7693 | 64087.7512 | 59162.7526 | 57968.8684 | 49920.0463 | 58883.2254 | 75631.6137 | 65018.5464 | 65855.8698 | 66198.6278 | 48778.4074 | 54021.6325
1801 | 48112.118 | 56064.0495 | 51163.5048 | 50049.4522 | 41878.1847 | 51682.692 | 74719.3187 | 61017.2504 | 65577.208 | 66186.8644 | 46926.6261 | 52216.754
1802 | 54413.0218 | 60717.0371 | 55008.1772 | 54061.63 | 48900.4056 | 55865.4208 | 72275.0528 | 60705.7774 | 64196.7996 | 64536.9012 | 46424.9523 | 50992.2804
1803 | 66017.5873 | 72772.2431 | 66455.0528 | 65916.1157 | 59927.5667 | 68207.2282 | 72111.9782 | 60079.5539 | 62739.5994 | 62402.3001 | 46207.2601 | 50015.7465
1804 | 65079.7498 | 73007.5501 | 65344.675 | 65572.3923 | 58050.7351 | 68314.8528 | 69146.4222 | 57099.5729 | 62208.967 | 61130.4287 | 46439.8139 | 48165.9704
1805 | 66679.1594 | 76745.0902 | 69258.7144 | 68001.2544 | 60536.9974 | 70358.2564 | 69533.6765 | 57917.8466 | 62690.9004 | 61957.0839 | 47818.6803 | 49662.8351
1806 | 57817.8198 | 67082.3111 | 59680.4285 | 58981.4366 | 50712.6091 | 60283.5639 | 67353.2497 | 58462.4476 | 63770.2189 | 61121.9235 | 53810.4773 | 55901.799
1807 | 54543.4209 | 65182.8847 | 57725.703 | 54889.5231 | 49619.8668 | 56002.3722 | 70989.3525 | 62906.9973 | 66981.7934 | 64926.8641 | 57754.52 | 59185.6236
1808 | 74900.5166 | 82413.2974 | 76062.2211 | 72752.4608 | 69047.326 | 73520.9683 | 73842.0354 | 65768.7614 | 70489.1182 | 69851.6869 | 60479.1379 | 62250.4371
1809 | 80868.5768 | 89514.6128 | 85392.6076 | 83183.2352 | 76478.9315 | 83940.7482 | 78402.135 | 69012.6404 | 73437.9764 | 72470.9804 | 62532.1327 | 65627.2079
1810 | 76949.438 | 87361.4502 | 84201.2824 | 78609.272 | 73581.1247 | 78491.4291 | 80261.7553 | 71341.523 | 75099.2903 | 75967.5757 | 63365.2247 | 66167.7771
1811 | 77093.1191 | 89519.6546 | 83915.6331 | 79813.9714 | 72649.9111 | 77193.3599 | 80774.8626 | 71943.1526 | 75940.0338 | 77059.4347 | 61763.7989 | 66082.0355
1812 | 63132.9233 | 75337.9269 | 68689.8788 | 63846.3526 | 57727.6723 | 62770.328 | 81080.5032 | 70492.5768 | 75054.8332 | 77055.2351 | 60932.4903 | 65031.4761
1813 | 58569.0965 | 69684.5781 | 61099.7989 | 58394.2685 | 51087.189 | 57034.5526 | 80945.6133 | 70047.3509 | 76294.2826 | 76304.7696 | 60104.1688 | 62472.0673
1814 | 75313.4069 | 83261.675 | 76308.4956 | 75082.393 | 69178.0985 | 73752.8009 | 79231.6301 | 65905.9345 | 71810.195 | 74911.0281 | 58771.4816 | 61432.3064
1815 | 81303.8467 | 90629.5437 | 86100.4084 | 84699.7573 | 76084.655 | 84214.8773 | 76613.2995 | 69063.7121 | 71017.6481 | 74269.3209 | 57937.6233 | 61475.1556
1816 | 76705.3959 | 88207.4878 | 86073.8381 | 77876.3569 | 73458.9296 | 79864.7578 | 79446.1941 | 67514.8185 | 70966.0884 | 74373.0211 | 59146.1177 | 61732.9058
1817 | 77264.7732 | 89381.2161 | 84206.7785 | 81589.4684 | 73707.8009 | 81821.2698 | 79755.5949 | 67789.3856 | 71497.9434 | 76652.1021 | 59160.8434 | 61374.3998
1818 | 63409.1389 | 76668.5728 | 68366.1464 | 65497.5348 | 58223.9628 | 64923.4877 | 76491.8985 | 71706.4427 | 71323.6084 | 74429.3586 | 60811.2184 | 65470.093
1819 | 56637.3325 | 69939.0673 | 60256.3731 | 58811.0902 | 52569.6902 | 58284.1436 | 81262.544 | 69016.0837 | 74507.3409 | 73219.9923 | 60652.2071 | 63284.745
1820 | 68945.824 | 80836.5229 | 72924.1249 | 73542.745 | 63337.372 | 70153.4064 | 77488.5349 | 64972.7993 | 70085.5087 | 69857.6093 | 56465.2254 | 60502.2777
1821 | 76110.7218 | 90052.0312 | 85193.7182 | 83214.9557 | 76043.1481 | 85127.9802 | 76384.9579 | 63238.8477 | 67843.4919 | 67295.9856 | 55487.8217 | 58998.2088
1822 | 77040.5467 | 88620.5724 | 84634.3682 | 77419.5234 | 75621.947 | 78726.6758 | 74161.196 | 62760.2546 | 67816.1555 | 66747.1463 | 51416.0539 | 56153.0086
1823 | 75422.6289 | 88417.1445 | 83478.5018 | 77627.3764 | 75786.0627 | 79238.8962 | 73120.0888 | 61570.0654 | 64653.714 | 63402.6664 | 49448.2252 | 54712.5289
1824 | 61528.592 | 75080.1867 | 68170.8219 | 63842.1188 | 61397.1304 | 64256.4541 | 69484.7551 | 57661.9836 | 62473.8759 | 60734.9718 | 46266.1699 | 50590.3311
1825 | 55120.3797 | 68019.3893 | 60772.1544 | 56635.1155 | 55688.5198 | 57205.4051 | 69573.1446 | 52574.1315 | 57747.3008 | 58137.9144 | 41978.0682 | 51001.7762
1826 | 65641.283 | 79662.1113 | 75329.8349 | 70445.0587 | 71663.058 | 70387.3022 | 67685.0516 | 51800.6302 | 57346.4 | 56810.2399 | 42063.9682 | 48929.7682
1827 | 77916.6718 | 90657.54 | 87923.9654 | 79065.3403 | 80390.8369 | 79686.6435 | 67005.6984 | 51956.189 | 56729.1187 | 56226.4595 | 42717.3103 | 49550.862
1828 | 78073.4073 | 89488.524 | 87272.3715 | 77708.7471 | 78299.153 | 77946.6754 | 67163.9672 | 52933.253 | 56413.6982 | 56244.2774 | 46389.3867 | 50364.9476
1829 | 76182.7119 | 87603.3163 | 85266.4253 | 77453.5571 | 77475.0853 | 78361.7487 | 66276.5247 | 54237.6118 | 57936.196 | 57186.6598 | 44298.9747 | 48919.9025
1830 | 61254.1486 | 70788.5745 | 69991.0832 | 63739.2476 | 62791.7058 | 64093.4576 | 65211.1365 | 52971.808 | 58286.6768 | 58294.5024 | 45760.786 | 51817.6262
1831 | 54900.5163 | 61680.3907 | 62945.0502 | 57691.2665 | 55550.9546 | 57823.0352 | 67118.721 | 53494.7398 | 58767.6244 | 58213.4841 | 50340.7723 | 56363.0001
1832 | 71229.735 | 73646.2635 | 77633.3053 | 74854.5864 | 74756.009 | 74331.9848 | 70721.2947 | 58491.6525 | 61719.5492 | 61854.9739 | 55041.3938 | 60166.3213
1833 | 79937.6414 | 82968.2972 | 87935.1765 | 82384.6133 | 83532.4806 | 81669.3985 | 75940.0691 | 63417.0407 | 65478.7223 | 65391.7164 | 56282.9378 | 63207.5871
1834 | 78087.9256 | 85810.1412 | 86844.804 | 79454.2984 | 80017.3251 | 80314.1899 | 78189.1128 | 66138.1774 | 69013.2699 | 67858.1529 | 58011.2025 | 66213.0218
1835 | 77695.948 | 83328.6701 | 85008.467 | 79710.4589 | 78733.0101 | 82304.6637 | 79045.2933 | 67971.733 | 70896.8362 | 70210.5655 | 58702.0936 | 67808.5954
1836 | 61009.4966 | 67873.2041 | 69893.2651 | 64143.8795 | 64126.5458 | 65873.5057 | 81264.2644 | 69171.533 | 70296.9929 | 72041.2149 | 56901.692 | 68388.55
1837 | 50350.346 | 58377.1929 | 59704.005 | 54461.9943 | 54880.9387 | 57555.4755 | 78639.6952 | 65864.0132 | 65952.9674 | 67508.3012 | 55612.6567 | 67669.2742
1838 | 56369.9106 | 59531.0179 | 61645.3538 | 59078.8976 | 59988.5316 | 63083.5298 | 76533.7552 | 66858.4955 | 65547.6165 | 65787.4872 | 56060.3554 | 64252.8163
1839 | 67735.113 | 71465.7156 | 73367.845 | 69611.7791 | 70684.246 | 73558.8274 | 77636.8167 | 68487.8353 | 65338.6984 | 66826.1798 | 54635.1695 | 61850.8694
1840 | 67371.4296 | 70475.1135 | 70777.6165 | 67972.6964 | 69394.7627 | 69022.831 | 76058.0762 | 68540.4026 | 64072.8875 | 65544.1598 | 56957.2386 | 63824.6686
1841 | 67368.9745 | 69908.8628 | 71575.4374 | 68492.7556 | 70183.1732 | 74376.9483 | 78836.6835 | 69603.8832 | 67715.0274 | 67768.5258 | 57870.0402 | 65225.9076
1842 | 56824.5474 | 61871.7799 | 62005.5192 | 58692.2891 | 59731.2455 | 64170.4945 | 76241.8978 | 71424.5185 | 69323.7406 | 70006.175 | 60362.0291 | 69338.2372
1843 | 50448.4276 | 54655.7084 | 52687.8476 | 49895.9378 | 49558.3814 | 54170.7084 | 80844.8853 | 70396.2057 | 69317.7107 | 71422.657 | 58271.5455 | 70498.6434
1844 | 55766.0089 | 57002.3966 | 56576.3793 | 52926.8397 | 53391.9695 | 59561.363 | 79059.4931 | 66629.0821 | 65928.5512 | 69110.1586 | 54560.9823 | 65953.5356
1845 | 68302.1999 | 69878.0311 | 68092.4239 | 67872.0766 | 67506.6542 | 72199.5612 | 78721.0479 | 65106.9569 | 64829.2963 | 66978.1826 | 53021.4375 | 65232.362
1846 | 68849.9233 | 70646.0286 | 66100.6318 | 65956.3397 | 66876.1672 | 66785.8745 | 75379.7817 | 65236.1813 | 63006.0439 | 66526.5068 | 51297.0742 | 60456.8313
1847 | 71084.9327 | 71434.7908 | 69781.8727 | 69174.2628 | 69249.2406 | 72363.6376 | 76592.7636 | 61268.8183 | 62437.3747 | 62611.9605 | 48350.6354 | 59548.2085
1848 | 61008.9553 | 63226.5433 | 60526.8665 | 59416.7979 | 60477.0368 | 64050.6836 | 73076.8758 | 56655.7711 | 57714.0362 | 58905.6693 | 46493.9747 | 52973.4052
1849 | 56580.5924 | 60845.5321 | 56884.3613 | 55765.85 | 55567.176 | 58549.7215 | 72713.1362 | 59105.8723 | 58790.8365 | 59947.7394 | 46097.2429 | 55764.7093
1850 | 74951.5408 | 77632.9207 | 74467.9274 | 73629.052 | 73540.2263 | 74879.3614 | 72665.3446 | 58765.1649 | 58183.939 | 58880.656 | 45781.4402 | 54503.1689
1851 | 85381.7205 | 86617.217 | 82304.8711 | 81993.1987 | 81397.9063 | 80354.3967 | 72091.6517 | 58986.0722 | 58152.7353 | 59006.9611 | 46324.6092 | 56350.2113
1852 | 80829.9483 | 86028.4928 | 78269.5732 | 78196.2411 | 78325.4763 | 76906.8669 | 73830.4949 | 59712.921 | 59263.063 | 60372.9343 | 51392.3998 | 62188.7116
1853 | 83210.3194 | 85650.3314 | 80288.6047 | 80708.1124 | 80536.8359 | 79275.4044 | 75852.3901 | 65579.9899 | 64813.3636 | 66221.3331 | 60027.4723 | 69359.2533
1854 | 67163.2805 | 70753.6445 | 64889.1916 | 65901.7925 | 65357.349 | 64379.0635 | 82156.0724 | 73272.9629 | 72910.088 | 73634.7944 | 66644.0713 | 76660.668
1855 | 59685.4528 | 63662.1393 | 56969.8098 | 58144.5386 | 58832.4999 | 56981.8092 | 88267.6909 | 80424.3413 | 78513.0866 | 79681.503 | 70790.9783 | 82345.1419
1856 | 76415.0463 | 77064.0624 | 72623.6986 | 74581.2133 | 76338.6993 | 72906.7253 | 89209.3742 | 84057.9729 | 81505.396 | 81207.8626 | 72173.1166 | 84655.2181
1857 | 85274.5668 | 87256.4102 | 79695.419 | 80550.838 | 85851.8253 | 80660.1244 | 91161.7609 | 85623.9142 | 80871.1952 | 83194.4729 | 73839.5113 | 86100.1872
1858 | 80948.0744 | 86626.7338 | 77861.3362 | 76454.6061 | 85946.4453 | 79475.4021 | 93092.4742 | 85371.1515 | 79781.8479 | 83470.9533 | 74263.4271 | 86020.8509
1859 | 83579.3148 | 86312.3409 | 79521.6338 | 79209.0909 | 84701.1211 | 83669.1916 | 91977.3699 | 86530.7828 | 80475.6078 | 79829.7769 | 73751.4656 | 85475.8047
1860 | 67899.3127 | 71278.9429 | 64771.1874 | 65236.41 | 68408.3506 | 69058.4061 | 88686.8111 | 87924.3184 | 79349.0504 | 80647.1339 | 72649.1119 | 84499.6174
1861 | 60499.8206 | 63770.2944 | 57164.3306 | 56406.5409 | 60528.988 | 62317.3432 | 88330.5453 | 87657.0836 | 76648.8044 | 83086.9597 | 71231.3506 | 85139.8121
1862 | 77062.2013 | 77153.2779 | 74195.4893 | 72569.8639 | 76967.1804 | 78253.189 | 87345.7738 | 85492.3706 | 75639.7615 | 81360.835 | 70053.0385 | 84158.2494
1863 | 86262.3571 | 86376.5948 | 82360.8915 | 78139.6257 | 85486.5871 | 87602.5987 | 83861.9233 | 85313.0774 | 73411.4689 | 82533.5 | 70160.166 | 82549.0141
1864 | 86133.6403 | 86024.441 | 77328.2024 | 73364.9943 | 84153.3805 | 87332.9667 | 85424.0144 | 86143.627 | 74516.2967 | 79707.0573 | 70202.9588 | 81261.7355
1865 | 85228.4286 | 84466.3699 | 80647.2102 | 78009.208 | 83479.398 | 87406.2222 | 82793.7241 | 84408.0498 | 73847.6551 | 79324.1456 | 69390.0447 | 79451.5705
1866 | 70813.6226 | 69485.7028 | 65682.0674 | 64673.2027 | 67110.8091 | 72679.0266 | 85463.2295 | 87395.9623 | 76883.593 | 80317.4456 | 69555.3818 | 83823.388
1867 | 63144.7434 | 62532.0027 | 57577.7337 | 56319.3303 | 59011.7019 | 65709.316 | 90715.8848 | 85865.5676 | 81325.3017 | 81123.1599 | 69713.1556 | 85521.0917
1868 | 79253.9011 | 76164.6076 | 74075.8289 | 72048.5894 | 75225.5199 | 80045.0036 | 86498.7901 | 81660.212 | 77663.3478 | 77016.646 | 66181.7809 | 81100.9819
1869 | 87244.3844 | 86512.0758 | 79986.249 | 78607.5186 | 84444.5164 | 88836.4287 | 83166.9607 | 76789.3837 | 72590.9732 | 72695.5341 | 60556.8619 | 76840.0964
1870 | 86891.8589 | 85454.1856 | 77158.6502 | 77100.3843 | 80183.742 | 88080.2324 | 79138.2016 | 74303.1652 | 69885.9096 | 69384.22 | 58190.2887 | 73182.5587
1871 | 86377.5468 | 85041.2274 | 80639.2327 | 78358.9257 | 82978.0358 | 89225.0378 | 77799.3456 | 69547.7173 | 65660.1302 | 65178.5661 | 51980.2468 | 69663.8775
1872 | 71556.2831 | 70419.2399 | 65864.8001 | 64427.4051 | 66851.5079 | 74385.6775 | 74199.4454 | 66112.7647 | 62298.7803 | 61974.7429 | 48614.7613 | 66323.7895
1873 | 62924.8659 | 62816.8319 | 58242.7941 | 56999.2819 | 59739.1906 | 65826.4018 | 72944.0419 | 64165.7675 | 59876.8681 | 58514.0767 | 49566.8668 | 62866.7278
1874 | 76761.278 | 76500.3212 | 75404.849 | 74281.3254 | 76177.5887 | 79594.5147 | 70000.8498 | 64477.6445 | 60528.4862 | 59332.4186 | 48779.4403 | 63409.3328
1875 | 86471.7164 | 86762.5208 | 83114.2611 | 81135.1537 | 86494.5797 | 89328.9728 | 70239.8946 | 66720.0832 | 62436.9731 | 61446.6688 | 50506.2958 | 66139.1908
1876 | 85970.5847 | 86196.9736 | 77939.3963 | 77618.5837 | 86699.7798 | 88370.0055 | 71627.5493 | 66169.8485 | 59412.8184 | 58787.7631 | 54580.65 | 65070.6928
1877 | 84360.824 | 85380.2962 | 82242.6582 | 80304.4472 | 86255.1398 | 88834.9054 | 72142.1463 | 70955.3543 | 64714.0937 | 63686.7069 | 63296.6308 | 70735.5763
1878 | 68984.1874 | 70995.0288 | 65793.0335 | 65158.2878 | 71677.7695 | 73574.9259 | 77665.468 | 77548.0454 | 71599.1152 | 71242.3641 | 69073.6728 | 77428.4027
1879 | 57890.1411 | 61121.7039 | 55158.0876 | 54581.8476 | 63254.0182 | 64856.0355 | 82769.5028 | 82846.5381 | 75936.7928 | 75381.0585 | 73215.7794 | 83011.3452
1880 | 59504.3686 | 63505.8731 | 59339.3257 | 58340.7953 | 66160.3202 | 67535.2383 | 84802.2686 | 85187.1024 | 79787.911 | 78716.127 | 75679.5397 | 84501.9369
1881 | 68887.4846 | 74673.7448 | 68433.6943 | 67426.1157 | 77912.4215 | 78895.8247 | 87313.6854 | 86049.0571 | 80238.3582 | 78323.3054 | 77238.6202 | 85914.2527
1882 | 66445.3416 | 74121.2483 | 64745.4735 | 64565.4373 | 77936.759 | 78994.2061 | 89140.0781 | 87719.2365 | 81151.2615 | 78488.2403 | 78432.8257 | 86068.0391
1883 | 67963.0198 | 73819.7523 | 67591.9484 | 66911.6018 | 78049.411 | 79081.5796 | 88060.4894 | 86871.2992 | 81788.4735 | 79053.0737 | 79089.0204 | 84594.8946
1884 | 58125.1796 | 62963.3247 | 58987.7198 | 58145.7812 | 66731.867 | 68388.2209 | 85992.2563 | 84330.6357 | 79941.0995 | 77783.9421 | 77811.4684 | 84858.0159
1885 | 48707.2358 | 54123.6255 | 49797.7148 | 49175.9722 | 57740.5244 | 60271.6307 | 85705.5523 | 85683.6985 | 77821.053 | 76565.0666 | 75268.4434 | 83062.0162
1886 | 51293.9329 | 55138.7748 | 53198.0191 | 52282.1202 | 61599.7618 | 62007.6411 | 83180.7886 | 83290.4562 | 77472.5576 | 74956.5199 | 74229.7344 | 82594.0709
1887 | 64289.6971 | 67914.9505 | 64033.5502 | 64480.1503 | 72675.7165 | 73548.3664 | 81051.6868 | 80582.3043 | 76091.2236 | 74367.9973 | 73095.5589 | 81006.869
1888 | 64545.2349 | 70637.2171 | 63176.5782 | 63849.8247 | 74226.8102 | 74014.8013 | 81235.1212 | 80799.2511 | 78410.3965 | 74323.0819 | 74613.7616 | 79785.0434
1889 | 66755.7658 | 70896.0166 | 66527.4969 | 67277.5434 | 76884.8015 | 76812.6863 | 78759.8529 | 79572.997 | 77771.1281 | 73538.6322 | 73369.7042 | 78744.129
1890 | 58316.4997 | 61591.209 | 58814.9134 | 58971.4647 | 68031.0668 | 67142.6644 | 82813.8102 | 81087.3969 | 80236.8278 | 77477.4245 | 75876.6108 | 82909.3512
1891 | 54093.0287 | 60015.344 | 53734.1401 | 55703.0277 | 63432.3742 | 63784.1678 | 85652.497 | 86361.0741 | 82590.9828 | 78505.9113 | 74905.9017 | 85080.1227
1892 | 72453.4814 | 76905.2158 | 71209.5723 | 74362.6114 | 80491.5225 | 80302.8191 | 81327.31 | 82124.2013 | 78748.4414 | 75807.8267 | 70540.9446 | 81192.2987
1893 | 80219.1447 | 87864.1009 | 77544.0541 | 83638.0327 | 89521.4413 | 89664.9996 | 77437.7955 | 77937.932 | 73659.86 | 72247.5819 | 63984.5753 | 76230.1976
1894 | 78777.834 | 87607.5129 | 74056.8277 | 78981.3387 | 88840.3969 | 87916.669 | 73339.1669 | 75553.7192 | 70381.754 | 69526.0384 | 63358.1607 | 73197.552
1895 | 79033.0155 | 86100.5144 | 76266.6699 | 80293.2633 | 88384.365 | 88749.4119 | 70701.8613 | 70387.891 | 66766.9807 | 65867.0081 | 56691.1298 | 68970.9596
1896 | 64432.6055 | 71003.1573 | 63064.1981 | 64987.7694 | 73264.7496 | 76160.0939 | 67642.1808 | 66997.3335 | 63299.4497 | 62087.4372 | 52346.112 | 65729.9616
1897 | 55667.9885 | 63795.5805 | 54756.6079 | 56081.6753 | 66281.3155 | 70687.5342 | 66584.0055 | 63863.3031 | 60948.9942 | 59111.994 | 51933.8091 | 63460.3709
1898 | 71822.9804 | 77864.0256 | 70858.4338 | 72297.7544 | 79624.096 | 83192.2499 | 65032.4139 | 64183.3973 | 61444.1425 | 59767.1361 | 51438.2226 | 64049.6779
1899 | 79007.9965 | 87745.1494 | 77873.6875 | 80532.2214 | 89048.3748 | 91999.3785 | 64499.9405 | 66343.1446 | 63418.1163 | 61225.3151 | 53197.5655 | 65757.0329
1900 | 78206.58 | 87163.3577 | 77368.9529 | 79260.2096 | 88601.2156 | 89392.9624 | 62942.1217 | 65630.41 | 61834.0311 | 58362.093 | 57493.3276 | 64640.7383
1901 | 78760.2229 | 86971.3461 | 78059.6057 | 80760.9424 | 88848.6315 | 90168.1547 | 65292.4754 | 70893.7891 | 66138.505 | 63970.6242 | 65283.2824 | 70323.0034
1902 | 64330.2366 | 71713.4723 | 63658.7878 | 65800.5965 | 74070.0775 | 76794.5896 | 73390.6395 | 77142.0095 | 73723.7098 | 71303.3339 | 72041.8246 | 77034.8464
1903 | 56218.6667 | 63138.8421 | 55607.4743 | 57025.8389 | 67094.9032 | 69665.7767 | 80231.4885 | 83162.3234 | 80424.9725 | 75715.0225 | 77032.6559 | 82579.2346
1904 | 72311.879 | 76501.4945 | 71820.2768 | 72530.1049 | 80263.442 | 81614.1577 | 81895.8709 | 84200.096 | 83646.877 | 78568.0184 | 78881.9654 | 84899.2689
1905 | 79988.5691 | 86596.6798 | 78803.4465 | 80902.5087 | 89307.6874 | 89944.288 | 83996.9518 | 84834.8252 | 84879.8478 | 79309.0029 | 77584.4156 | 86264.836
1906 | 78940.2669 | 86136.744 | 78230.6459 | 79986.7062 | 89404.8858 | 87667.6852 | 85262.9905 | 86377.1523 | 84162.1791 | 79761.8073 | 78404.8163 | 86438.3802
1907 | 79022.4245 | 85448.2179 | 80016.3225 | 81148.6279 | 89559.0662 | 89365.247 | 82925.7801 | 85889.4353 | 84402.9527 | 79131.4363 | 79367.8087 | 86435.0771
1908 | 64752.1276 | 70929.5287 | 63903.6615 | 65410.322 | 75384.206 | 75029.4128 | 81630.0033 | 83453.0482 | 83963.8444 | 78678.2354 | 78602.8071 | 86159.5051
1909 | 55815.5836 | 62201.2733 | 55460.8523 | 56301.9275 | 68158.8411 | 66354.9488 | 82868.8273 | 83113.9368 | 84522.273 | 77643.0296 | 77313.2725 | 86046.6096
1910 | 71029.0209 | 76234.4697 | 70937.9878 | 72042.4514 | 80235.5477 | 77495.7949 | 80642.3825 | 82926.2294 | 82951.0429 | 76421.2518 | 76479.1633 | 85850.3707
1911 | 78775.7497 | 86923.3426 | 78659.1402 | 79054.7786 | 90234.8468 | 87520.1475 | 78631.918 | 79974.9084 | 82950.5788 | 73980.4142 | 74452.9084 | 83194.7487
1912 | 78107.4592 | 86208.224 | 78953.7013 | 77485.8397 | 89620.0603 | 86808.5507 | 78575.3098 | 80045.1165 | 80289.2749 | 74751.2113 | 74138.5106 | 82293.8934
1913 | 79151.9059 | 85495.1618 | 80636.3276 | 79864.5435 | 88763.1524 | 86236.5466 | 76341.4928 | 79129.5345 | 77528.6438 | 74215.247 | 72944.6415 | 78810.7149
1914 | 64255.8573 | 69991.2371 | 66055.615 | 65311.5961 | 75070.0299 | 71324.0866 | 78356.9648 | 80374.0796 | 83429.6455 | 78771.1614 | 75410.2343 | 85539.4011
1915 | 55933.19 | 61363.3744 | 58767.3259 | 56184.8955 | 69370.9067 | 63367.5004 | 83193.519 | 85247.8921 | 84017.3396 | 79659.8988 | 73841.4041 | 85499.4181
1916 | 71396.9676 | 75367.2253 | 74849.0743 | 71473.3476 | 82121.7602 | 75322.971 | 79271.2454 | 81071.5248 | 80136.96 | 76818.6709 | 68566.0182 | 81810.1404
1917 | 79541.6941 | 85743.86 | 85365.2971 | 78842.2664 | 92397.6776 | 85499.3479 | 75876.0086 | 75914.4475 | 75004.3169 | 72534.5211 | 63840.9827 | 76983.7297
1918 | 78909.9643 | 85928.7677 | 81058.714 | 78075.662 | 92414.1096 | 85518.0864 | 72460.7814 | 73310.5808 | 71811.0273 | 67027.8937 | 61662.5047 | 74132.6629
1919 | 78687.4986 | 84782.4485 | 83073.4879 | 77801.9789 | 91461.3908 | 84582.1446 | 69359.8569 | 69120.4366 | 67543.9538 | 64170.1919 | 56773.4026 | 69808.2933
1920 | 64303.5056 | 69365.4387 | 66697.9009 | 63078.3245 | 77106.7315 | 69106.3806 | 66500.2596 | 65568.5596 | 64293.4274 | 61101.0204 | 52619.5754 | 66187.7481
1921 | 55185.0207 | 59777.444 | 56921.9045 | 52796.3789 | 69391.1607 | 57847.7646 | 65753.7692 | 63102.3427 | 62971.6004 | 57620.5245 | 50539.1762 | 63708.4053
1922 | 59111.6434 | 61748.8249 | 60769.007 | 57371.6984 | 69789.8872 | 59311.1226 | 64417.6646 | 63467.5699 | 63295.4088 | 58743.1765 | 49955.9257 | 64074.8779
1923 | 70312.3536 | 73648.2066 | 70500.1865 | 67996.8446 | 80863.4692 | 68721.0556 | 62963.8433 | 65361.8263 | 65435.2263 | 61628.3716 | 51534.927 | 66373.3886
1924 | 70591.8978 | 71872.7241 | 70870.7735 | 66875.8834 | 80719.9244 | 66319.0675 | 62581.2602 | 64586.9005 | 63952.8805 | 58986.5751 | 55626.3888 | 65771.0211
1925 | 71238.9414 | 72862.1188 | 72515.308 | 67814.0967 | 79887.7051 | 68533.2566 | 64895.5738 | 68140.6109 | 70035.523 | 64108.4248 | 63297.9798 | 70720.9803
1926 | 61114.0023 | 62768.2854 | 61404.7484 | 58852.1589 | 69507.4588 | 60712.1816 | 72463.9233 | 75888.3546 | 76281.4213 | 71278.8504 | 69677.1287 | 77656.0454
1927 | 52760.522 | 53888.9168 | 53663.0079 | 51244.0955 | 61324.0672 | 54407.9562 | 79610.6906 | 82275.3664 | 82216.1581 | 77311.8811 | 73774.4825 | 82858.3545
1928 | 56874.8005 | 54990.0736 | 58101.9187 | 55497.9596 | 62626.2899 | 55329.5523 | 80902.3073 | 84352.4047 | 83523.1327 | 78270.0896 | 75457.049 | 85237.6312
1929 | 69563.8915 | 66510.357 | 70805.5923 | 67870.894 | 74765.827 | 68573.5241 | 79637.5157 | 85584.2823 | 84939.0123 | 78814.0163 | 76012.7896 | 86281.87
1930 | 69810.205 | 66234.6086 | 73565.3889 | 67713.2778 | 75083.4042 | 71662.1772 | 78422.2663 | 86818.2231 | 86596.0418 | 78651.539 | 76855.7175 | 86587.8367
1931 | 72574.3423 | 68207.2863 | 73828.1743 | 70231.3412 | 77153.3726 | 73325.0279 | 79895.3227 | 86181.2815 | 85877.7575 | 79731.3599 | 77772.3038 | 87575.7158
1932 | 62440.3031 | 60268.5272 | 63190.558 | 60411.6113 | 68226.6551 | 63800.0221 | 78819.9388 | 84820.8191 | 84500.8899 | 77817.2588 | 75994.2289 | 86109.0151
1933 | 59158.2299 | 58227.8337 | 57343.3747 | 55265.9896 | 63373.3579 | 61384.5815 | 75229.2478 | 84190.0834 | 84778.7548 | 76716.7428 | 73252.478 | 85273.7102
1934 | 77683.2329 | 76905.4035 | 75911.7665 | 73075.0185 | 78190.1574 | 77987.1245 | 74936.2218 | 83232.5656 | 82882.1579 | 75853.2066 | 71286.4884 | 84467.2573
1935 | 87829.5087 | 86335.8762 | 85633.467 | 80445.3763 | 88336.4524 | 89222.4674 | 72743.2034 | 81414.0958 | 80246.2337 | 72778.9366 | 70418.9869 | 84250.1903
1936 | 86675.5834 | 86008.7044 | 85783.964 | 78895.2339 | 87507.6424 | 88528.0436 | 72382.9409 | 80427.1693 | 81275.554 | 73024.2768 | 71552.0492 | 83031.7764
1937 | 85480.2835 | 86309.1955 | 84178.8139 | 79732.6954 | 86468.6368 | 87554.222 | 74135.2853 | 78451.5594 | 78965.6541 | 72279.2829 | 70893.7344 | 79489.8827
1938 | 69273.3806 | 71627.4154 | 67120.3054 | 65184.8095 | 72391.3639 | 72631.4789 | 76358.1144 | 79813.9119 | 80359.5527 | 76240.6356 | 70152.9326 | 85810.8217
1939 | 60098.7077 | 63074.0512 | 58426.6545 | 56311.7306 | 65419.9551 | 64785.942 | 81190.8166 | 84607.555 | 85142.2506 | 74870.2587 | 71687.4365 | 85710.5606
1940 | 76138.4961 | 76841.7888 | 74906.9514 | 72239.8967 | 76894.9326 | 78712.4661 | 77294.3406 | 81195.9993 | 81854.748 | 67071.4414 | 67384.4403 | 81316.6595
1941 | 86667.3872 | 86683.0829 | 85139.7998 | 78928.1529 | 87370.6757 | 89627.0959 | 72105.4534 | 77013.6029 | 77190.2292 | 63616.383 | 61600.9294 | 77051.4986
1942 | 85850.5122 | 86596.7862 | 86085.0693 | 77446.5924 | 86787.4499 | 88865.5492 | 69766.3905 | 74009.2232 | 74060.9838 | 60962.1019 | 59181.951 | 73433.1797
1943 | 85263.6794 | 85299.6664 | 84857.9798 | 80995.0742 | 85397.6276 | 88250.5084 | 65265.3394 | 69825.4156 | 69417.4755 | 56336.4808 | 54580.4571 | 68870.5818
1944 | 69062.3752 | 70192.2805 | 68959.805 | 66672.8017 | 70586.2539 | 73668.345 | 61608.899 | 66197.5633 | 66117.0843 | 54130.6439 | 50913.4172 | 65547.441
1945 | 60676.071 | 61538.9334 | 61398.8777 | 57655.0649 | 62357.7759 | 67119.7408 | 61215.0084 | 64872.2587 | 63523.7389 | 52342.9519 | 49671.635 | 62029.8744
1946 | 76101.1503 | 76228.8488 | 77141.7168 | 73018.4466 | 75259.8807 | 80568.1013 | 61556.2049 | 64090.0066 | 63929.8538 | 50681.3686 | 49168.3944 | 62625.4957
1947 | 86570.2005 | 86463.8418 | 87733.3764 | 80325.8764 | 85297.1404 | 91045.9497 | 62084.1377 | 65496.4863 | 66026.0487 | 52337.9889 | 50731.862 | 64716.9624
1948 | 86138.6668 | 86336.0211 | 88125.1289 | 79352.6012 | 84777.1827 | 89492.4397 | 60293.7844 | 65150.5578 | 65305.4587 | 55635.8866 | 54456.8585 | 63826.5336
1949 | 85249.4349 | 85381.4239 | 87606.0397 | 82273.953 | 84748.1452 | 90858.3553 | 64168.31 | 69702.1075 | 70260.8742 | 61957.9308 | 62271.4088 | 67366.0667
1950 | 70933.7355 | 70333.2624 | 71916.9838 | 67104.2385 | 70303.1163 | 76437.5909 | 71693.9413 | 76424.7869 | 76379.469 | 69089.3053 | 68444.4333 | 74885.2045
1951 | 63177.9532 | 62999.0653 | 63581.7752 | 58809.1718 | 64798.9974 | 68339.9539 | 78753.5356 | 81650.4697 | 81895.1654 | 73246.126 | 72607.4499 | 80618.6977
1952 | 78197.3806 | 77032.0979 | 77720.9733 | 75332.5792 | 78179.4058 | 80930.0391 | 79971.5756 | 83242.1946 | 83757.9748 | 74172.4987 | 73166.7786 | 83825.9233
1953 | 88926.1964 | 87829.3366 | 87736.1757 | 85508.5881 | 87787.6113 | 91525.4619 | 79644.4953 | 84656.6412 | 86083.1644 | 74706.1143 | 74550.4653 | 84557.5116
1954 | 88523.2471 | 88272.3258 | 88011.6497 | 85512.6512 | 86765.6254 | 91346.4192 | 79121.1243 | 85668.7718 | 85868.197 | 75169.2143 | 74378.195 | 85498.4521
1955 | 87900.8402 | 87208.0191 | 87781.3995 | 84379.5659 | 86028.2092 | 91009.959 | 78820.2334 | 84542.8897 | 85925.3492 | 74376.4147 | 74921.9028 | 86341.253
1956 | 72503.8346 | 71811.6901 | 72701.1104 | 67137.3048 | 71727.3615 | 76635.2201 | 78365.3663 | 83273.2145 | 85774.4198 | 73107.3173 | 74036.3511 | 87381.6064
1957 | 64992.1962 | 63574.1221 | 64822.7761 | 59994.0731 | 64312.0338 | 70566.451 | 76725.1796 | 82866.4643 | 85136.6796 | 71784.3668 | 72564.1292 | 86363.0909
1958 | 79125.5093 | 77729.111 | 78804.443 | 76921.9677 | 76814.0105 | 83036.529 | 75222.9977 | 81932.1164 | 83551.4933 | 72127.2323 | 72078.0492 | 85525.3987
1959 | 89468.6049 | 88268.4844 | 89055.3341 | 87255.3584 | 86950.0137 | 94663.7035 | 72859.1789 | 80599.61 | 81125.4883 | 70021.6302 | 71922.5023 | 84579.1509
1960 | 88281.7326 | 88250.2213 | 89256.8092 | 87671.3679 | 86320.2554 | 93389.4174 | 74200.8365 | 79803.0774 | 80439.0883 | 70491.8726 | 71854.6396 | 82839.8647
1961 | 87158.4725 | 87970.6046 | 88643.4645 | 86698.2478 | 85298.0739 | 92984.9882 | 73061.1261 | 78134.5012 | 78427.8838 | 69107.365 | 70344.7814 | 79435.8913
1962 | 71835.1728 | 72808.6912 | 72521.0151 | 69868.6169 | 70089.5615 | 79286.6763 | 76197.4097 | 79421.2427 | 79026.8117 | 74309.213 | 70154.8139 | 87572.1143
1963 | 59650.4644 | 62503.1243 | 59818.8183 | 58495.9755 | 59024.2905 | 71728.8002 | 80904.4406 | 83863.9017 | 85635.1788 | 71660.0965 | 72213.8616 | 85211.148
1964 | 61530.5255 | 65492.8029 | 61254.9588 | 62803.6793 | 60951.5306 | 72634.575 | 78019.0381 | 79902.5256 | 81684.689 | 66112.7174 | 69117.4257 | 80957.1157
1965 | 71571.4526 | 78463.8325 | 71520.2167 | 75129.0324 | 71210.6258 | 84017.4998 | 73594.5261 | 75667.3648 | 77291.9659 | 59731.5913 | 61592.4562 | 76382.1489
1966 | 70492.4646 | 78007.5987 | 69128.6745 | 74978.8173 | 70237.1056 | 83144.0516 | 70646.1507 | 72680.8685 | 74076.3446 | 58058.6504 | 60825.1135 | 73062.6675
1967 | 68800.002 | 77364.5575 | 69640.7556 | 75999.5073 | 70028.5385 | 83601.2552 | 66252.9037 | 68292.8264 | 69326.9261 | 54625.2629 | 55036.9627 | 68261.389
1968 | 59084.8617 | 65926.6627 | 60403.5817 | 64333.2156 | 61417.7614 | 72988.4775 | 62627.0592 | 64725.3632 | 65343.4645 | 51937.2864 | 50286.4899 | 64104.357
1969 | 49671.0651 | 57352.1836 | 51779.5656 | 54529.8453 | 53441.504 | 62811.7664 | 61724.1464 | 61537.7964 | 61858.7721 | 54145.0323 | 50792.5434 | 60625.5167
1970 | 52473.7618 | 60704.985 | 54033.3174 | 57369.494 | 55761.0623 | 63698.0987 | 61265.6899 | 61098.0913 | 61419.2796 | 50058.7043 | 49726.2061 | 60351.9183
1971 | 64171.1953 | 73040.7609 | 65118.4209 | 70438.9504 | 67707.8081 | 78010.1361 | 60834.8495 | 60835.0229 | 61438.2172 | 50507.4077 | 50886.345 | 60261.1707
1972 | 63030.6285 | 76217.4882 | 64305.9803 | 73533.6545 | 67004.6154 | 78881.5615 | 58094.6487 | 58456.6973 | 57908.702 | 48519.4857 | 50754.9752 | 57119.1655
1973 | 66193.0839 | 77458.2438 | 67116.747 | 74763.1383 | 68999.1155 | 77943.0862 | 58530.3017 | 60317.6957 | 58980.7445 | 49826.1133 | 52997.7503 | 58108.6113
1974 | 57349.351 | 67973.1378 | 58248.751 | 64839.967 | 59709.9998 | 68189.8828 | 59980.5365 | 60873.2785 | 60591.3111 | 55714.1811 | 56642.6814 | 58939.1819
1975 | 53466.0415 | 64264.6502 | 54288.9052 | 60892.7579 | 55292.4632 | 63164.976 | 64582.9332 | 64701.5032 | 65588.6957 | 59283.4914 | 61049.3944 | 64171.3332
1976 | 71782.2346 | 81365.271 | 72498.5595 | 77544.5661 | 71913.5724 | 78379.2385 | 69315.5609 | 69219.6477 | 68052.6821 | 62689.3349 | 64443.3747 | 65952.4234
1977 | 80154.5808 | 91296.047 | 80553.5618 | 88264.472 | 79923.6602 | 90090.6938 | 72163.8644 | 71078.0294 | 70614.2691 | 66551.1787 | 67576.4667 | 69900.6245
1978 | 77841.3171 | 90709.5519 | 79893.2079 | 87098.4454 | 78275.2299 | 89516.3158 | 73456.7478 | 71432.6688 | 72550.0337 | 66115.9547 | 68235.9424 | 71184.6718
1979 | 80992.3103 | 90804.7987 | 81346.2526 | 87244.2817 | 80145.1338 | 88035.5915 | 73332.5405 | 73332.7726 | 73682.4661 | 67822.2332 | 69137.3041 | 72329.7352
1980 | 65926.5328 | 76552.5815 | 65840.4426 | 72165.2117 | 64982.9896 | 73769.2526 | 70608.6054 | 70382.4703 | 69536.278 | 66897.7072 | 68959.7405 | 68239.9291
1981 | 58499.7297 | 70384.6697 | 58630.0381 | 64325.6231 | 57887.0517 | 67822.4981 | 70693.2753 | 72147.0392 | 71150.3933 | 65043.9746 | 65917.8342 | 70752.9556
1982 | 75456.7172 | 82691.8367 | 75633.4612 | 78106.4459 | 74294.6322 | 80019.3749 | 66777.3626 | 69848.4169 | 67151.2394 | 64602.8068 | 65505.1453 | 69568.2934
1983 | 85603.4129 | 93018.1681 | 86278.8657 | 88456.1006 | 85262.5686 | 90917.5268 | 68411.198 | 68754.0827 | 68356.0372 | 65308.9471 | 66254.7144 | 68438.7013
1984 | 80249.2756 | 91813.3965 | 87229.2998 | 88671.05 | 85570.8985 | 90824.9986 | 65534.0905 | 66862.2728 | 65840.3715 | 65693.3224 | 65286.1583 | 66434.045
1985 | 83245.191 | 91991.6398 | 86723.6679 | 87877.8463 | 85229.7549 | 89321.4787 | 68890.6514 | 69316.276 | 69867.5054 | 65111.8481 | 65345.1103 | 67020.1204
1986 | 66972.1717 | 77335.6159 | 71648.3446 | 72418.6147 | 68831.0048 | 75226.6433 | 70845.7084 | 70234.3772 | 69220.1698 | 68981.2404 | 67662.1124 | 69455.8893
1987 | 58659.4165 | 68310.2089 | 63916.8678 | 64220.3089 | 60905.2064 | 68673.7298 | 71299.7394 | 70771.0794 | 70558.5323 | 66931.6615 | 66257.6365 | 70343.1301
1988 | 75374.4857 | 79299.686 | 78423.7289 | 77934.9976 | 76411.0533 | 79775.9705 | 66616.4487 | 65789.1966 | 65913.6937 | 65493.1361 | 63768.6854 | 65486.59
1989 | 85321.7667 | 90184.421 | 88792.8001 | 88720.9664 | 86463.8143 | 90979.4495 | 63875.8768 | 64251.3867 | 64994.5566 | 63004.669 | 61971.1591 | 64093.5869
1990 | 85601.7794 | 89257.9376 | 88089.3917 | 88132.9412 | 86407.262 | 90268.4559 | 63395.7788 | 63200.5501 | 63120.7244 | 59907.9476 | 58887.696 | 61511.2039
1991 | 84167.9133 | 89604.9578 | 86797.8411 | 87285.2673 | 85875.8523 | 90180.2421 | 61034.5137 | 61805.8051 | 61195.9149 | 56767.2982 | 55067.1679 | 59157.6359
1992 | 68774.6071 | 75867.0176 | 72145.9867 | 72013.1599 | 70132.7348 | 76816.891 | 55919.6602 | 56348.781 | 56483.185 | 52042.0871 | 51696.107 | 55509.9926
1993 | 61853.9149 | 69115.8153 | 63536.0466 | 64449.2058 | 62618.3226 | 71028.9716 | 54333.8655 | 54563.3165 | 54190.1119 | 52219.08 | 49270.2151 | 55431.4591
1994 | 77619.4974 | 81059.7306 | 78077.3344 | 77849.4463 | 77468.9732 | 82661.5491 | 55323.3836 | 54930.0467 | 52888.8257 | 50559.6298 | 47770.7973 | 54715.367
1995 | 87951.1488 | 90805.5139 | 87651.119 | 87855.606 | 87967.0569 | 93249.738 | 56388.2667 | 54704.6868 | 53918.6953 | 50954.8664 | 48059.0575 | 53802.2922
1996 | 88229.9103 | 90215.4514 | 87518.3849 | 87822.6938 | 88141.9997 | 92045.2367 | 55808.0849 | 55340.0065 | 54903.7227 | 51121.6082 | 48823.6984 | 55508.5909
1997 | 87052.3429 | 89621.403 | 87477.3905 | 88262.4342 | 88098.2294 | 91449.1221 | 57049.117 | 56365.3204 | 55172.2432 | 50086.8038 | 47797.5943 | 55793.7938
1998 | 72097.1939 | 75343.8262 | 71954.5733 | 73006.805 | 73541.8424 | 76397.7576 | 58054.4433 | 57720.1061 | 57179.1401 | 52757.813 | 49688.1125 | 57103.442
1999 | 64194.3244 | 65411.9302 | 63650.0833 | 64922.6519 | 65189.9823 | 67507.4139 | 58412.3572 | 58662.1213 | 57818.9567 | 56144.0235 | 54738.7945 | 58429.9925
2000 | 78384.6168 | 76422.0209 | 77108.3576 | 78567.6824 | 78763.5818 | 78843.9443 | 62239.2243 | 62209.4637 | 61971.4886 | 61558.5286 | 57808.3773 | 61491.5582
2001 | 88530.9893 | 86120.3176 | 87673.4368 | 88536.3678 | 88315.4393 | 89443.8303 | 66881.1303 | 65609.0585 | 66720.6796 | 63627.1296 | 61667.6268 | 65675.1619
2002 | 88090.2137 | 85857.0136 | 86831.2085 | 87685.3526 | 87601.7174 | 89000.9335 | 70261.5804 | 67596.9583 | 68542.2549 | 67193.4509 | 63806.4451 | 68154.6488
2003 | 88362.5624 | 85427.362 | 86139.5578 | 87012.7771 | 86740.2221 | 87472.7313 | 72559.5888 | 70741.5603 | 71158.0616 | 70268.697 | 64065.8293 | 71519.0286
2004 | 72657.9134 | 70576.3499 | 71305.6314 | 71180.8544 | 70988.7313 | 73225.7921 | 71400.791 | 69722.7464 | 70097.4596 | 70780.3426 | 61302.7468 | 69710.0896
2005 | 61314.9251 | 60856.9772 | 62771.3493 | 60905.1454 | 59271.5738 | 64949.846 | 68757.3921 | 67775.1374 | 67483.1606 | 68189.697 | 60819.0022 | 70801.6381
2006 | 63794.8982 | 61012.739 | 66403.583 | 64356.217 | 59827.3992 | 65114.8674 | 67696.4428 | 65786.3515 | 62356.6606 | 65473.1017 | 57747.1994 | 70158.5382
2007 | 74261.6244 | 72980.7401 | 80180.055 | 76115.2389 | 70243.6483 | 77137.5681 | 66561.1519 | 65124.1394 | 61520.439 | 62488.8151 | 58129.0065 | 69584.1771
2008 | 70322.5548 | 71106.0568 | 80197.8634 | 75009.2754 | 69176.7816 | 77528.5291 | 65643.3265 | 63658.1758 | 62631.7089 | 63692.5123 | 59687.0134 | 67136.4785
2009 | 73484.5077 | 70501.5477 | 79721.6959 | 76372.1956 | 68764.923 | 77254.6181 | 68921.1149 | 65381.4634 | 64560.6685 | 65780.5952 | 59863.9682 | 68489.3264
2010 | 64618.1804 | 62087.3337 | 68580.1294 | 66182.5911 | 61001.1215 | 66982.022 | 69678.3835 | 68573.0586 | 68129.4789 | 68373.3542 | 61906.6942 | 72502.1507
2011 | 55231.4014 | 54279.7126 | 62901.1868 | 58055.002 | 52720.8222 | 58111.3762 | 70800.2318 | 69430.0571 | 68764.8057 | 68741.1195 | 64032.1898 | 72114.9239
2012 | 57221.1856 | 55637.0333 | 64543.6296 | 60195.4532 | 55903.1049 | 59716.7536 | 66681.6881 | 66270.6207 | 65754.6048 | 65777.1339 | 60502.1455 | 68430.3479
2013 | 68643.1655 | 67252.8996 | 76980.0252 | 71390.2512 | 67950.0492 | 71198.4088 | 65485.7815 | 64691.0027 | 64762.7865 | 64386.3075 | 58004.2884 | 66402.637
2014 | 67720.0556 | 71067.0541 | 79374.2444 | 72728.4408 | 68421.9894 | 73635.58 | 62056.0763 | 62284.5708 | 61734.2254 | 61268.0547 | 56474.8059 | 62795.7005
2015 | 70289.9736 | 71071.9829 | 80871.5455 | 73571.6547 | 69493.5457 | 72740.039 | 61179.8318 | 62305.9305 | 60421.0348 | 58257.6696 | 51996.5391 | 59937.0922
2016 | 63145.9294 | 62454.8615 | 71162.5569 | 62650.0445 | 61852.6877 | 63221.2697 | 55691.5302 | 55564.3847 | 56133.1258 | 53071.0232 | 50544.2434 | 55156.3073
2017 | 59770.5293 | 59363.3709 | 66913.6989 | 59654.6359 | 59967.0124 | 57594.2567 | 59451.2815 | 60265.1292 | 59980.0257 | 51957.7638 | 47730.0072 | 60015.5477
2018 | 76860.1973 | 76233.4357 | 83130.157 | 76663.2143 | 76916.7889 | 72613.9181 | 58781.6834 | 59506.8229 | 59222.0606 | 51270.0439 | 47050.5216 | 59929.3087
2019 | 86864.3328 | 86371.1883 | 93838.0084 | 86746.8365 | 87376.8887 | 82661.1997 | 58957.9016 | 60035.752 | 60002.8421 | 52235.9395 | 47857.8186 | 60417.6239
2020 | 86023.1661 | 86116.0846 | 92078.6307 | 86540.6845 | 87186.6623 | 84969.7316 | 60262.264 | 61199.2627 | 61068.4417 | 57812.8005 | 53068.5926 | 61166.9446
2021 | 85401.7634 | 84892.9675 | 92579.8866 | 86811.705 | 86651.9502 | 84380.2774 | 65942.5475 | 68260.4345 | 67355.4497 | 63670.1841 | 61233.7744 | 67363.9179
2022 | 70311.1285 | 69894.4064 | 78979.1108 | 71935.2554 | 71465.8466 | 69819.1377 | 74194.6153 | 75460.951 | 74767.5301 | 70687.2039 | 68302.4626 | 75214.2898
2023 | 63012.0872 | 60337.1571 | 71849.8534 | 62430.0572 | 63864.3339 | 62767.9112 | 79799.5494 | 81876.6465 | 80313.0408 | 75975.7589 | 71766.6354 | 81962.8098
2024 | 77585.6548 | 73222.6401 | 83861.6448 | 75937.9742 | 78190.8963 | 77517.1392 | 82336.5031 | 83339.2534 | 82601.0241 | 78602.5438 | 72528.9744 | 85628.1459
2025 | 87949.5135 | 82251.7943 | 94747.569 | 86184.669 | 88573.7346 | 88547.8231 | 83340.5987 | 82978.8929 | 83128.5052 | 79336.7686 | 74674.9765 | 86505.1875
2026 | 88099.9401 | 81260.1505 | 93220.589 | 86631.186 | 88352.1874 | 88395.2619 | 80227.0572 | 83673.6454 | 83691.6318 | 80199.8217 | 75029.4044 | 88070.8429
2027 | 86694.339 | 83451.199 | 93245.5373 | 86867.7073 | 88634.7689 | 88092.7361 | 80305.719 | 82054.1356 | 81246.023 | 81905.0031 | 74740.3575 | 89080.2216
2028 | 71634.6122 | 69310.5907 | 79176.0254 | 71595.7368 | 72253.7246 | 73291.8657 | 80798.8967 | 80395.3567 | 79583.7906 | 80447.4881 | 73685.7367 | 91204.1659
2029 | 62667.5877 | 60290.2771 | 70654.2945 | 62867.8396 | 62111.7334 | 67178.1727 | 77744.2836 | 78676.206 | 77859.8273 | 79643.9616 | 73200.1111 | 88210.7206
2030 | 76094.9315 | 73928.0657 | 81934.9341 | 76307.9942 | 75537.9617 | 80530.4834 | 80474.8182 | 78261.4567 | 77601.5105 | 78028.4714 | 73274.8372 | 88568.2584
2031 | 86033.5967 | 85379.8668 | 92006.9813 | 87086.5323 | 86573.3449 | 91339.4852 | 78067.8918 | 74760.1091 | 74387.3616 | 76762.8725 | 72147.0075 | 87214.33
2032 | 85421.6597 | 85945.8417 | 90245.3977 | 87105.9077 | 86860.741 | 90877.2651 | 78897.6654 | 74582.8976 | 75047.1404 | 76054.3645 | 71450.0547 | 87609.125
2033 | 85052.5832 | 85187.6647 | 89504.7663 | 85865.2391 | 85372.5771 | 90142.4072 | 77524.3339 | 74532.5283 | 75620.1414 | 74351.6717 | 70906.0333 | 85475.9789
2034 | 69546.1806 | 69554.3081 | 74958.444 | 71070.15 | 70669.3685 | 73647.5317 | 80949.4893 | 76509.8267 | 76056.6836 | 76416.9396 | 69577.8869 | 86868.0415
2035 | 61949.9522 | 62184.4667 | 66953.2006 | 64639.2039 | 63930.8812 | 65010.1569 | 81883.4369 | 75753.7805 | 76253.4227 | 74193.1057 | 70705.1502 | 86312.5107
2036 | 76190.4359 | 77295.063 | 78053.7809 | 79392.3277 | 77955.0849 | 77965.0372 | 78270.9161 | 78316.2527 | 78779.8122 | 68526.1832 | 65991.2653 | 81944.7911
2037 | 86386.7296 | 87631.4392 | 88607.6517 | 89459.6597 | 88171.2268 | 89421.3093 | 70390.9719 | 71356.7613 | 71162.9778 | 62877.2864 | 60302.7462 | 74892.3
2038 | 85907.0026 | 86646.0761 | 88199.4764 | 89454.3727 | 87837.6517 | 89134.2811 | 66699.2544 | 67348.7761 | 67718.9091 | 60100.8559 | 58248.2384 | 70804.6986
2039 | 85078.969 | 85757.8372 | 86679.0635 | 88689.7557 | 87254.2502 | 88250.4413 | 63441.2213 | 63873.8935 | 64054.0538 | 56428.5393 | 52395.5795 | 66156.0308
2040 | 70047.9859 | 71391.4738 | 71426.5715 | 72979.1286 | 72602.5587 | 72893.0441 | 60458.6305 | 60884.6403 | 60849.6455 | 53396.3961 | 49069.0423 | 63192.472
2041 | 62375.7197 | 63252.6171 | 63821.0582 | 64307.1165 | 64159.9071 | 65280.6346 | 60095.0164 | 60137.6167 | 60731.3189 | 54167.4147 | 48287.6814 | 64666.536
2042 | 76690.6745 | 77094.2145 | 76349.2702 | 77646.0123 | 77820.1431 | 78156.0146 | 61100.4801 | 61228.1792 | 61828.8441 | 50254.2395 | 48510.4415 | 65103.725
2043 | 87077.4004 | 87808.6231 | 87991.785 | 88838.6757 | 87859.0398 | 89679.4266 | 62984.7559 | 63529.9049 | 63893.5155 | 52432.796 | 50223.7075 | 67181.8913
2044 | 87118.7642 | 87567.8488 | 88574.7292 | 89076.4366 | 87363.6423 | 89182.7315 | 60897.2706 | 62227.5644 | 62834.8346 | 55351.5473 | 54122.8565 | 66270.293
2045 | 86063.4869 | 86753.8587 | 87997.9337 | 87779.6891 | 86251.2059 | 88579.3853 | 64927.4967 | 65964.823 | 66610.0634 | 62128.2254 | 61975.5216 | 71427.0167
2046 | 70707.2692 | 71336.7721 | 73704.9323 | 72861.3259 | 71274.8791 | 73607.153 | 72900.0625 | 73196.7858 | 74722.5134 | 68596.5218 | 68143.2602 | 77728.9637
2047 | 60200.0431 | 61616.721 | 66019.7379 | 65798.1746 | 61533.1454 | 63157.352 | 79034.6092 | 79593.544 | 80610.8701 | 72534.0786 | 72019.6505 | 84267.249
2048 | 61557.9537 | 63699.6882 | 66586.2914 | 67904.5735 | 64573.7833 | 63092.5084 | 81288.4558 | 81167.5575 | 81966.4513 | 74320.4854 | 73368.7243 | 86892.1573
2049 | 73682.3738 | 77089.5315 | 78743.1898 | 79570.7058 | 77335.4867 | 75908.8238 | 81109.021 | 81313.4772 | 81762.128 | 74826.841 | 74266.0654 | 87325.273
2050 | 73413.8804 | 77621.9725 | 78298.6277 | 79286.0899 | 75203.6914 | 75261.2018 | 80504.1187 | 78949.9404 | 83301.9037 | 76802.296 | 75287.2063 | 89862.8858
2051 | 72724.0081 | 78043.6737 | 78418.8854 | 79587.6951 | 77163.0853 | 75829.0265 | 81293.2771 | 79210.0294 | 82252.7933 | 76030.4407 | 74800.4244 | 89105.8855
2052 | 62356.6417 | 67278.0798 | 67902.0602 | 69213.8117 | 66163.6708 | 65983.8134 | 79935.3568 | 78266.4653 | 79786.0199 | 75729.88 | 73895.9852 | 89103.1874
2053 | 53140.4604 | 57972.8749 | 60150.9246 | 62051.5106 | 58717.5417 | 59075.1839 | 78466.8342 | 75185.6966 | 77747.0907 | 74277.4891 | 72727.0995 | 87726.8975
2054 | 56927.4194 | 59450.2902 | 61771.6648 | 63839.677 | 61140.5139 | 60502.5875 | 77110.8369 | 74778.2479 | 75761.1478 | 72647.4851 | 70398.404 | 88921.1947
2055 | 69784.5289 | 72096.4464 | 74103.1061 | 74915.6012 | 72601.7982 | 72338.3201 | 75793.0775 | 71823.8098 | 73770.5996 | 71501.6339 | 70374.6853 | 84182.5807
2056 | 72436.3629 | 75414.2254 | 75873.2576 | 76621.4008 | 74756.5556 | 74674.9021 | 75419.2094 | 72315.8893 | 74869.0275 | 70453.6866 | 70649.9717 | 85015.4288
2057 | 72137.5491 | 76023.1475 | 77976.5237 | 80552.0014 | 77345.8895 | 75953.2317 | 74686.5144 | 72074.4454 | 74082.6771 | 70430.9063 | 70117.1474 | 82405.5694
2058 | 62662.0311 | 65988.2968 | 68803.6703 | 71930.1543 | 67408.9207 | 65865.4899 | 77130.8674 | 74875.2178 | 75470.25 | 70958.4268 | 68779.191 | 85551.0006
2059 | 59946.1698 | 62216.3829 | 64803.3031 | 67573.3015 | 63025.0101 | 61502.0794 | 81124.4675 | 74255.135 | 75744.7617 | 71287.7497 | 69045.1188 | 87418.7614
2060 | 77375.4823 | 79490.9772 | 80865.1005 | 83558.2701 | 80066.2833 | 78420.2241 | 77934.338 | 76297.6742 | 78031.6608 | 66647.494 | 65993.6831 | 82038.6143
2061 | 88420.14 | 91017.2426 | 92213.8277 | 94409.1466 | 90920.7442 | 89268.9614 | 70109.1677 | 68642.9732 | 69643.2526 | 60996.2686 | 60554.1749 | 75380.6831
2062 | 88970.6577 | 90638.5418 | 90680.8667 | 93166.9026 | 89299.4536 | 89227.2204 | 66199.6203 | 64995.8799 | 66018.1593 | 58391.2211 | 58105.5637 | 70784.7916
2063 | 87594.2577 | 90457.414 | 89613.6221 | 92274.8554 | 89360.0084 | 88038.0158 | 62864.4176 | 62254.0425 | 63240.7919 | 52536.5816 | 52869.8247 | 67081.1383
2064 | 71404.0171 | 74992.785 | 75206.4793 | 77834.0012 | 73737.5332 | 72171.215 | 60144.7715 | 59408.1142 | 60659.1229 | 49659.9008 | 49562.6478 | 63935.5587
2065 | 63760.3245 | 67375.5829 | 67685.7071 | 69907.9978 | 65569.126 | 62144.2867 | 60324.8327 | 59045.7091 | 60459.5944 | 48738.9586 | 48608.3249 | 66809.0383
2066 | 78017.7707 | 80856.5025 | 79669.7317 | 81357.5917 | 78572.6884 | 75780.0902 | 61398.1115 | 60215.0995 | 61584.9499 | 49288.0236 | 49066.589 | 66596.4399
2067 | 89832.169 | 92140.2087 | 91012.7839 | 92550.2054 | 89497.6096 | 85256.8185 | 63030.772 | 62000.5767 | 63724.6521 | 50581.2217 | 50672.3953 | 67477.6741
2068 | 90284.6258 | 91475.7302 | 90715.2911 | 91315.5367 | 89186.9484 | 86146.3326 | 60810.5774 | 59401.589 | 62088.2829 | 54667.2578 | 54443.5333 | 67046.9755
2069 | 88502.3002 | 90959.0222 | 90040.0486 | 90357.0997 | 87366.9346 | 85312.505 | 65384.4241 | 64403.8398 | 66588.2094 | 62159.1276 | 62133.0425 | 71693.7702
2070 | 73557.0543 | 75207.8735 | 75858.4958 | 75289.8892 | 71944.2117 | 69728.1871 | 73363.8837 | 72225.9241 | 73881.6175 | 68202.2917 | 68179.0723 | 77780.5613
2071 | 66901.4604 | 67033.8747 | 69334.266 | 66977.0273 | 64270.4258 | 61993.988 | 79587.4002 | 78563.4016 | 79704.9716 | 72870.2554 | 72798.0574 | 84560.2317
2072 | 82127.9123 | 80419.1698 | 81591.0231 | 78731.8557 | 77524.9046 | 76565.0246 | 81361.0098 | 78054.9513 | 81304.5465 | 74252.2812 | 73470.2663 | 87156.2641
2073 | 93049.5996 | 91680.8298 | 93624.8895 | 90805.2668 | 89168.6393 | 87264.7659 | 82924.8191 | 78930.4445 | 82126.9863 | 75998.8568 | 75690.3002 | 88506.4044
2074 | 92360.3406 | 91464.2217 | 93485.5143 | 91031.6641 | 88910.7147 | 86819.9918 | 83777.8204 | 78611.9644 | 80283.0203 | 77110.3646 | 75870.3713 | 91178.7764
2075 | 91952.7564 | 91193.9143 | 93286.1932 | 89000.953 | 88032.812 | 87039.1703 | 82319.9599 | 79056.7368 | 79403.028 | 76553.2933 | 73734.242 | 90793.1686
2076 | 76825.5656 | 75244.5365 | 78397.0415 | 74054.941 | 71863.449 | 71766.3074 | 81777.3552 | 77795.9913 | 78929.2588 | 76422.6363 | 73169.734 | 91389.6628
2077 | 68263.801 | 67263.1212 | 71675.783 | 66347.8287 | 62603.4635 | 64162.4956 | 80249.9945 | 76025.9389 | 76620.0808 | 76679.9978 | 73335.4803 | 89501.2308
2078 | 82064.1431 | 80687.3013 | 83895.9131 | 78838.5264 | 76550.7186 | 78489.1745 | 79902.2323 | 75710.1275 | 76260.9798 | 74728.4645 | 72193.0611 | 89521.6991
2079 | 93260.1586 | 91613.0046 | 96051.6527 | 90813.1028 | 88722.1549 | 90032.2428 | 79097.2181 | 73229.1922 | 73228.3705 | 75153.8181 | 71239.2894 | 88424.6087
2080 | 92756.3972 | 92970.7594 | 95588.4581 | 91236.4064 | 89838.738 | 90151.2885 | 79626.1783 | 73194.7953 | 74011.2506 | 76353.5683 | 71482.1744 | 88676.4593
2081 | 92815.5771 | 92099.2589 | 95138.6983 | 91004.7666 | 89441.2716 | 89552.8192 | 77038.9561 | 72442.1512 | 72621.0596 | 77114.1586 | 71203.1597 | 85650.1458
2082 | 77471.9249 | 77053.1732 | 80896.1606 | 76391.1211 | 73041.7956 | 73712.9537 | 78065.192 | 75046.0506 | 75632.7668 | 76005.8406 | 69861.4687 | 90401.7991
2083 | 69528.5457 | 68558.9447 | 73637.0815 | 68809.9212 | 65602.3991 | 65069.9834 | 77025.4677 | 77017.585 | 74315.9041 | 72260.7389 | 70531.6046 | 88769.0255
2084 | 82237.2484 | 81106.4817 | 86040.5231 | 81200.7118 | 79590.2008 | 80099.2315 | 78874.982 | 76816.029 | 76559.4405 | 68609.067 | 67863.2608 | 83278.241
2085 | 93481.7848 | 93443.006 | 97433.1931 | 92599.3938 | 91076.776 | 91582.4166 | 72136.0003 | 66144.287 | 69229.5121 | 61491.9145 | 61587.4145 | 77320.9339
2086 | 92222.9277 | 92672.6843 | 95546.3172 | 92106.0157 | 90751.5172 | 90893.15 | 68335.1316 | 65511.6865 | 65308.1133 | 59871.503 | 59612.4267 | 72264.2574
2087 | 91974.0584 | 91652.4796 | 95293.7005 | 92037.3016 | 89630.8884 | 89699.9413 | 64300.4053 | 61546.9706 | 62598.773 | 54865.5978 | 54770.2452 | 68382.7311
2088 | 76487.7436 | 75819.218 | 81790.7547 | 77435.6954 | 73456.8842 | 73848.5458 | 62076.0015 | 59345.4899 | 60121.207 | 53201.5899 | 51246.0483 | 66698.4672
2089 | 67952.1619 | 67395.7053 | 74554.0342 | 69267.3402 | 64714.7959 | 62940.6165 | 63227.0454 | 59706.0084 | 58900.3812 | 55421.7511 | 50714.4799 | 68763.4866
2090 | 68062.483 | 68126.1528 | 73587.4811 | 68912.5656 | 67133.6964 | 65511.9844 | 63908.0821 | 60631.9241 | 60476.8713 | 52146.9667 | 50330.2463 | 68538.5731
2091 | 81174.2441 | 81295.0361 | 86241.0488 | 82337.8561 | 79826.9792 | 79437.8716 | 66161.5824 | 63819.5384 | 62486.1092 | 53992.4612 | 52022.6295 | 68813.1935
2092 | 82335.2884 | 81750.9484 | 85181.7005 | 81897.124 | 80589.9971 | 80259.899 | 65256.8674 | 62474.7944 | 61167.0534 | 58269.7459 | 55910.9418 | 69030.6407
2093 | 80661.0898 | 81370.8079 | 84550.5671 | 81056.2107 | 80231.6154 | 79314.6032 | 70135.0006 | 66941.9381 | 65538.1837 | 65195.6899 | 63966.9745 | 72941.3917
2094 | 69598.0615 | 69899.4947 | 75744.1923 | 69463.5321 | 69109.8136 | 68041.385 | 76202.8576 | 73903.586 | 73115.4774 | 71630.0604 | 69845.6371 | 79642.2794
2095 | 61624.4799 | 63647.7596 | 66973.8466 | 60819.884 | 62185.4787 | 58548.9766 | 82541.8916 | 80137.4011 | 79275.9539 | 75745.7083 | 74546.8317 | 86002.2201
2096 | 63551.5896 | 65376.1926 | 66605.9974 | 62426.3927 | 64148.047 | 59703.1199 | 83987.6767 | 82399.581 | 80616.8753 | 79133.2631 | 74235.1278 | 87370.3161
2097 | 76227.0069 | 79279.1258 | 79584.3752 | 76063.8114 | 77245.4196 | 71866.1843 | 83825.5161 | 83794.2892 | 78198.0058 | 81842.1379 | 75335.3939 | 88885.9177
2098 | 78683.3592 | 81206.4218 | 79944.6278 | 77815.4436 | 80346.2878 | 72868.9164 | 85969.0733 | 84825.8676 | 78610.0606 | 85223.0228 | 78262.7991 | 91770.8353
2099 | 79227.1266 | 82394.6262 | 81638.9708 | 78068.8629 | 81278.1008 | 71270.0323 | 85005.3878 | 85093.1657 | 78327.8447 | 85431.2187 | 78236.5609 | 92232.0102
2100 | 69157.0764 | 71871.9009 | 72507.2568 | 67763.4537 | 71777.0903 | 63093.8799 | 83327.7271 | 84127.6986 | 78892.4303 | 85959.3617 | 79104.8746 | 92009.0663
2101 | 65168.1406 | 69217.2751 | 68228.3161 | 61577.0494 | 68536.2643 | 59193.441 | 82135.5157 | 81269.2219 | 75588.4335 | 81658.7061 | 76397.9659 | 90781.5189
2102 | 80964.1476 | 84852.3033 | 81068.7957 | 77708.0161 | 84705.5073 | 76178.8441 | 80932.1882 | 80672.5309 | 74754.9839 | 81957.8468 | 75745.7367 | 89494.5948
2103 | 91834.577 | 95635.3467 | 91757.7094 | 89024.3719 | 95754.2753 | 87485.1797 | 78477.7677 | 79744.5398 | 72755.6724 | 84217.2919 | 74337.1595 | 90735.49
2104 | 90089.9418 | 94819.2447 | 89988.1199 | 88762.4143 | 94248.7456 | 87767.3921 | 79333.5917 | 79748.249 | 73540.8317 | 84161.9549 | 74047.2969 | 87066.6839
2105 | 90431.4784 | 95897.2682 | 90150.5406 | 88358.449 | 94094.5488 | 88135.3988 | 77300.5058 | 77865.4962 | 71985.2412 | 81206.4875 | 71589.4164 | 82517.6161
2106 | 76339.1713 | 83081.0871 | 76911.1011 | 74183.3972 | 80180.8059 | 73558.5495 | 78780.6383 | 77940.9867 | 74995.3094 | 82012.2448 | 72126.7111 | 89870.7319
2107 | 68935.5773 | 76820.3488 | 70128.7077 | 67794.6693 | 72460.7038 | 67655.3733 | 77379.6527 | 78957.9779 | 74863.7892 | 82234.3335 | 71970.6441 | 89231.1665
2108 | 80766.6176 | 87206.8675 | 81164.3648 | 79979.9578 | 85031.0277 | 81420.3438 | 80453.0234 | 79833.2735 | 76262.0047 | 79302.1955 | 69981.6984 | 84098.9199
2109 | 91637.0897 | 97405.7751 | 92192.9481 | 91659.5911 | 96239.4564 | 91346.3445 | 73133.1266 | 72312.4456 | 65964.2886 | 68348.4346 | 63020.271 | 78730.3185
2110 | 89787.0239 | 94697.0936 | 89805.4578 | 91590.8507 | 94803.4946 | 90038.8204 | 69396.3131 | 68669.3324 | 66144.3018 | 67261.2823 | 61584.563 | 73867.8251
2111 | 89313.9224 | 95015.8313 | 89479.1378 | 90048.343 | 93847.7472 | 90306.3318 | 64961.5277 | 64295.8905 | 62225.555 | 60851.6525 | 55951.6479 | 73572.1921
2112 | 74464.3752 | 80053.0368 | 76079.487 | 75119.213 | 80214.422 | 75621.3143 | 62459.8782 | 62111.9368 | 59770.3731 | 59641.4789 | 52249.3546 | 71485.613
2113 | 65984.3059 | 70372.9408 | 69433.3787 | 68071.7554 | 73825.4215 | 66363.1338 | 63691.0521 | 63513.7363 | 58609.3081 | 59260.6436 | 51137.2914 | 71349.6584
2114 | 77883.2487 | 81076.9223 | 81037.8874 | 80206.7283 | 85321.8809 | 79017.6206 | 63775.2724 | 63592.6277 | 58736.843 | 55753.5141 | 50319.5257 | 70313.9412
2115 | 88897.6178 | 90979.0873 | 92443.3143 | 91300.1527 | 96408.8817 | 89232.6398 | 66417.2152 | 66031.0068 | 61889.6187 | 57162.7851 | 51407.9873 | 69695.4598
2116 | 87660.6591 | 89706.4597 | 89931.6944 | 91372.0789 | 94585.188 | 89299.3289 | 58433.9682 | 56867.4423 | 53259.7543 | 54929.8862 | 50447.6305 | 61762.9623
2117 | 87073.2358 | 87921.9269 | 90036.8519 | 91050.1901 | 94919.273 | 87241.6184 | 56017.7936 | 55609.505 | 52355.8754 | 56584.4862 | 50875.9732 | 61342.2538
2118 | 72204.9012 | 73264.9453 | 75496.2712 | 76334.5684 | 81659.5426 | 71332.8394 | 56744.8 | 56694.9956 | 54879.6106 | 58308.1212 | 53894.5193 | 60188.3472
2119 | 65161.2294 | 65921.9253 | 69351.0983 | 69745.7491 | 75333.5988 | 63808.6573 | 61965.948 | 60383.9519 | 59227.5344 | 61773.5214 | 57623.9062 | 65535.4614
2120 | 77299.5054 | 77423.5236 | 81003.9676 | 81392.1346 | 86589.1089 | 77726.5193 | 65004.5709 | 63630.7354 | 62174.3254 | 64297.3427 | 62215.911 | 69080.495
2121 | 88636.8369 | 88772.9204 | 92754.6907 | 92747.5094 | 97345.4259 | 89319.1649 | 67743.4412 | 66815.9211 | 63174.3331 | 67333.0802 | 64625.7814 | 72897.8111
2122 | 87323.2464 | 88466.1941 | 91725.6787 | 90748.5406 | 96066.7333 | 89199.9855 | 68712.4173 | 64612.2859 | 62971.9256 | 65686.1916 | 66546.4511 | 73615.0525
2123 | 86754.2965 | 86887.4356 | 90707.7639 | 88518.8245 | 95286.8092 | 87144.3986 | 71284.2519 | 67465.6184 | 63561.1512 | 66737.7299 | 68463.7559 | 75212.2872
2124 | 71547.4958 | 72275.512 | 76875.7774 | 73014.9631 | 82462.2126 | 71649.2603 | 72491.6572 | 65897.3055 | 62623.1714 | 67124.7112 | 68803.2311 | 76822.6345
2125 | 64510.9132 | 62708.3766 | 70783.86 | 63778.1506 | 76207.9177 | 62515.1801 | 70985.1139 | 65335.6756 | 63234.0779 | 63708.0493 | 68066.5371 | 74405.0539
2126 | 77299.8458 | 72882.1388 | 82244.0986 | 76699.1068 | 87850.52 | 76602.5325 | 67776.016 | 62139.961 | 59343.0645 | 62708.6679 | 66834.0247 | 72374.9415
2127 | 88345.1401 | 82813.8298 | 93944.3358 | 88970.3469 | 99464.4979 | 87155.8824 | 67234.0026 | 64507.077 | 56726.4366 | 64465.4564 | 64049.0999 | 72727.0822
2128 | 88640.147 | 86713.343 | 92244.9496 | 89430.6918 | 97778.6089 | 88337.0927 | 68318.0502 | 67059.9367 | 57212.2231 | 64116.3297 | 64608.273 | 73615.417
2129 | 84946.0706 | 82931.8102 | 90652.393 | 87933.9102 | 95769.3451 | 84244.3234 | 69782.3639 | 67643.6891 | 59549.1966 | 66001.1912 | 64863.361 | 72798.925
2130 | 70553.2616 | 69310.3023 | 77005.355 | 72643.8309 | 83250.1288 | 69182.1986 | 68829.1604 | 67900.2692 | 61205.0812 | 66468.0683 | 64033.9086 | 73708.0755
2131 | 58745.2806 | 57013.4572 | 67140.8276 | 62393.8347 | 73259.2729 | 57222.7189 | 72461.8787 | 71249.698 | 66622.061 | 69080.1754 | 70947.6853 | 79679.2279
2132 | 61098.5629 | 59387.6041 | 69112.6872 | 65525.8746 | 74985.4968 | 60172.1661 | 71201.1161 | 71000.1183 | 66080.6087 | 70463.4383 | 63327.7805 | 72025.6102
2133 | 74225.346 | 73860.8291 | 83469.9324 | 80171.4774 | 87815.7225 | 74107.9711 | 70324.6455 | 70688.1922 | 64052.1433 | 66913.2944 | 59025.5839 | 73164.088
2134 | 73294.6895 | 72595.4771 | 84242.1153 | 81628.8565 | 88439.9075 | 74657.2983 | 66831.9796 | 65275.2528 | 61567.9282 | 63214.7686 | 57814.3906 | 68488.7077
2135 | 73210.0641 | 70800.2819 | 82962.79 | 80239.8976 | 86939.8036 | 72489.9371 | 62627.7234 | 60594.8437 | 57003.7166 | 57344.5102 | 53162.6847 | 67258.6328
2136 | 62248.6048 | 60125.5741 | 72571.2326 | 67553.2717 | 78825.5307 | 60116.8273 | 57210.9924 | 56238.8575 | 53818.7642 | 56255.676 | 51060.3219 | 62839.4275
2137 | 53305.383 | 52446.6529 | 64277.5014 | 58955.027 | 68251.8628 | 50290.1124 | 64235.8559 | 63039.3958 | 58681.2718 | 56046.2975 | 53904.1975 | 68383.4441
2138 | 58177.1432 | 56298.6894 | 65456.4673 | 62395.1821 | 68066.4599 | 53595.5756 | 63817.7703 | 62430.0091 | 58510.7539 | 53676.1694 | 52210.8935 | 66698.7404
2139 | 73105.3724 | 71493.6754 | 79366.2065 | 74942.2023 | 79850.5321 | 67903.9143 | 63870.5948 | 62239.5901 | 59681.402 | 53456.5684 | 50171.8831 | 64536.5614
2140 | 74992.4538 | 74323.642 | 80679.8477 | 77914.3737 | 80932.3256 | 66861.1533 | 61370.3483 | 59316.627 | 56935.5888 | 51395.5886 | 50218.2786 | 62983.2491
2141 | 74627.006 | 73317.2892 | 80555.8126 | 77933.0526 | 80701.1034 | 68451.2372 | 61977.1062 | 60561.1622 | 57681.5844 | 55204.4224 | 52366.4513 | 63603.4896
2142 | 62231.1839 | 60365.1693 | 72559.3132 | 67056.1756 | 73276.9319 | 58171.5071 | 64401.9838 | 62587.4138 | 58517.1204 | 59016.3556 | 57237.3195 | 63058.8576
2143 | 53265.9622 | 52422.4096 | 63269.8625 | 55664.3452 | 61026.2925 | 47811.7066 | 68296.399 | 66345.0484 | 62711.7212 | 62594.9972 | 60931.4747 | 67630.254
2144 | 57715.1137 | 57712.0471 | 63065.7742 | 57300.8916 | 60899.8726 | 53900.2466 | 72690.4547 | 69968.2235 | 66128.9455 | 66116.0535 | 65502.8678 | 71994.4394
2145 | 71027.7158 | 71215.7397 | 76046.0193 | 70189.8935 | 74429.3061 | 67618.8374 | 75864.8896 | 71282.8452 | 68064.7015 | 68418.6966 | 67570.0207 | 76758.7436
2146 | 71198.9109 | 72533.558 | 79007.4392 | 71884.0905 | 78560.996 | 67809.792 | 78730.7323 | 73322.6488 | 66973.0131 | 68545.6555 | 68302.1083 | 78610.283
2147 | 72459.9608 | 72908.7888 | 78707.6479 | 72283.3859 | 75341.1229 | 70181.6465 | 77638.0947 | 74521.9511 | 67335.8699 | 68649.2893 | 69056.4805 | 80932.8513
2148 | 61739.1396 | 62545.5148 | 70686.2167 | 62372.5901 | 66237.4076 | 60383.6941 | 77213.946 | 70765.0863 | 67235.9358 | 68391.4923 | 69257.2953 | 78744.2603
2149 | 52776.52 | 54581.475 | 66346.0538 | 54932.5331 | 60746.3041 | 52637.0022 | 77383.9269 | 72201.2955 | 62681.1876 | 65089.1675 | 67259.4283 | 79885.1671
2150 | 58881.2915 | 59222.3693 | 65764.8678 | 58583.9473 | 60318.5724 | 58098.0641 | 74088.9673 | 69490.1265 | 63019.7674 | 65888.142 | 64521.4999 | 77932.8641
2151 | 74394.8249 | 75412.0182 | 80935.3998 | 73495.1628 | 75981.8049 | 75915.6023 | 71536.0085 | 70344.9583 | 61644.3089 | 64128.6104 | 64771.6798 | 74815.1607
2152 | 73252.5144 | 75964.2519 | 82809.0442 | 76000.9151 | 79732.0588 | 75865.9043 | 71826.3476 | 66874.8186 | 62952.5086 | 63409.8888 | 66028.3565 | 73217.0705
2153 | 72709.3791 | 75432.5272 | 81052.6786 | 73620.0953 | 76132.3166 | 75403.0611 | 71902.4134 | 68778.4593 | 60119.0372 | 61070.0113 | 65945.618 | 71602.5983
2154 | 62838.5273 | 65979.1182 | 73428.4346 | 65019.5996 | 66890.8596 | 65254.9308 | 71803.6629 | 70975.556 | 62049.2284 | 62788.0646 | 68343.2963 | 76703.2083
2155 | 52950.0073 | 58832.2629 | 66469.0005 | 56947.6962 | 60888.0054 | 55049.6604 | 71596.971 | 70954.0332 | 64380.8134 | 65194.5493 | 68920.5887 | 73965.5401
2156 | 57854.933 | 61668.1524 | 64668.6814 | 59626.8784 | 60655.8691 | 59106.3101 | 71333.7499 | 66761.9326 | 63717.4509 | 63085.4232 | 65214.1112 | 69716.0471
2157 | 71539.2063 | 76537.5546 | 76922.2119 | 75170.6034 | 73815.4539 | 73793.9409 | 70057.0845 | 65713.3551 | 61020.1037 | 61371.6776 | 62710.1884 | 67566.1252
2158 | 69537.0941 | 75860.4048 | 77623.4264 | 78452.5187 | 72786.562 | 74284.5852 | 66260.0386 | 62069.3949 | 57868.2089 | 58054.0613 | 58525.5956 | 64764.963
2159 | 70595.8753 | 76250.4178 | 76046.0466 | 74416.7174 | 74317.1748 | 75842.1496 | 63511.6232 | 58742.823 | 55287.8248 | 54612.7277 | 56567.1345 | 62046.2495
2160 | 61025.1835 | 67664.433 | 68980.2966 | 66757.5388 | 66094.2294 | 66655.7835 | 58301.1441 | 55313.5923 | 51902.2276 | 51246.2752 | 51659.1439 | 60171.7313
2161 | 52533.2561 | 61241.9593 | 62800.124 | 61188.067 | 61340.2764 | 59244.9981 | 58764.7038 | 52779.9644 | 49812.9298 | 49075.0699 | 49112.4241 | 57411.2345
2162 | 61842.2412 | 68667.5954 | 66960.7143 | 68633.9518 | 67158.0405 | 67932.3281 | 58130.4462 | 52429.6424 | 48652.1062 | 48442.854 | 47440.2382 | 55457.1276
2163 | 74669.8423 | 82325.6801 | 80355.9014 | 82835.0215 | 80602.7878 | 80541.2008 | 57029.228 | 51928.5365 | 47554.1886 | 47444.5958 | 46891.6765 | 53881.2263
2164 | 73994.8742 | 82396.3328 | 79533.215 | 82351.5028 | 79934.8406 | 80767.7425 | 56868.1701 | 52709.2356 | 49187.5245 | 49205.4665 | 49932.7621 | 53394.0106
2165 | 75637.511 | 82066.5363 | 80100.0181 | 81454.1469 | 80430.3803 | 80833.9357 | 54408.8665 | 50713.465 | 47104.6058 | 45533.7908 | 47110.715 | 52024.2847
2166 | 63522.7255 | 71163.4719 | 69685.755 | 69819.1588 | 70233.5219 | 68129.2824 | 58477.9367 | 55247.2975 | 49275.9901 | 48649.873 | 49227.2534 | 55267.2007
2167 | 52797.3839 | 61669.9909 | 59309.6407 | 58427.7064 | 59590.7567 | 56942.5201 | 60393.7243 | 57706.3116 | 52696.1115 | 52271.1972 | 54207.6765 | 57771.9053
2168 | 61622.6089 | 67646.6222 | 62778.396 | 64676.8685 | 65429.8135 | 62912.0746 | 63318.8003 | 62026.9505 | 56642.536 | 56725.8603 | 59427.8353 | 61355.2136
2169 | 72981.0814 | 81251.8227 | 74668.9187 | 76217.0414 | 79567.5974 | 74378.3096 | 68273.1875 | 65624.67 | 58964.5136 | 60327.5827 | 61339.7801 | 65048.1289
2170 | 74163.5215 | 81637.8212 | 73865.4408 | 76525.111 | 79122.6913 | 75173.0249 | 70774.4851 | 66077.5231 | 61391.6493 | 61245.5579 | 63547.5046 | 68412.0938
2171 | 76882.4534 | 81549.4351 | 75916.2893 | 77828.1866 | 80632.9548 | 75800.7956 | 72336.3897 | 70922.3457 | 63138.3631 | 65209.0517 | 66370.7729 | 70244.5289
2172 | 64086.1628 | 71270.5743 | 65428.2354 | 66718.1012 | 70376.9795 | 63520.5844 | 69290.8262 | 66487.936 | 61265.1412 | 64642.7936 | 64334.0856 | 68190.4946
2173 | 52890.7374 | 61052.4066 | 56698.6874 | 55775.6811 | 59970.1032 | 51676.8467 | 68637.8238 | 65968.5229 | 61903.8028 | 64474.9305 | 64814.7394 | 66654.1291
2174 | 59448.3183 | 63560.2044 | 59169.4411 | 58857.5264 | 62790.3439 | 57980.2139 | 65919.9865 | 66745.1148 | 59718.3507 | 60780.3865 | 59729.7957 | 65954.7272
2175 | 72383.8071 | 76142.482 | 71860.274 | 70856.8517 | 74881.6272 | 70632.4061 | 64167.1633 | 64414.1437 | 59937.3005 | 60553.8491 | 60449.1672 | 62337.517
2176 | 71077.7306 | 75898.9858 | 71952.1343 | 70221.0464 | 75024.2377 | 71056.2207 | 65629.8521 | 63871.2043 | 60567.8779 | 62498.2769 | 63917.5888 | 64032.8545
2177 | 73176.2851 | 78430.4579 | 74095.2373 | 71649.2113 | 77429.1466 | 68840.6579 | 68326.7097 | 65517.2245 | 59818.5478 | 63691.1568 | 62571.0156 | 65672.3709
2178 | 61806.9386 | 69142.9697 | 64629.3893 | 61995.2294 | 68942.512 | 59648.0418 | 67086.347 | 69239.7206 | 63612.2757 | 63771.726 | 64968.4806 | 65884.1659
2179 | 53404.9038 | 62503.4711 | 56343.1262 | 55067.3596 | 61154.2279 | 52134.0168 | 67859.3166 | 69374.1245 | 66226.4369 | 64386.786 | 65962.1878 | 65150.3791
2180 | 56701.2857 | 63502.2401 | 58793.6327 | 57568.7658 | 62051.7322 | 54968.0975 | 68500.0668 | 64111.4978 | 61705.0716 | 62237.443 | 61912.229 | 64438.3917
2181 | 70381.5936 | 75957.317 | 71236.0211 | 70258.3251 | 75002.4968 | 68162.3256 | 64675.8162 | 61429.3623 | 59390.4647 | 60646.3255 | 60089.7173 | 60892.2683
2182 | 71700.2964 | 78682.8738 | 73006.9083 | 71660.8671 | 76686.8043 | 69828.2139 | 63175.7114 | 58134.2744 | 56885.3831 | 56838.7093 | 57344.743 | 58670.1726
2183 | 73164.5027 | 80009.9047 | 75557.9994 | 73596.2511 | 77749.7253 | 72508.3834 | 60046.6229 | 54323.6284 | 53574.0678 | 55087.8343 | 56059.8772 | 55713.1109
2184 | 62029.1925 | 73862.3642 | 67401.9249 | 63905.4363 | 71365.9282 | 62177.4792 | 54143.7259 | 51726.0315 | 50085.9892 | 50314.987 | 51043.9954 | 50776.3693
2185 | 53972.1329 | 65160.2677 | 58851.0849 | 54839.9509 | 62740.9814 | 53476.0774 | 52294.3566 | 47488.0019 | 47080.9979 | 48077.2427 | 47914.6798 | 49264.7156
2186 | 58582.9989 | 65645.0655 | 60269.0174 | 57966.0251 | 63336.2636 | 56867.9635 | 52822.6524 | 48835.4231 | 49357.7388 | 50461.2684 | 48749.0765 | 50046.4087
2187 | 70972.4128 | 76987.9053 | 72324.0083 | 69520.184 | 75062.3133 | 69404.1389 | 54715.1431 | 49891.0956 | 50346.9262 | 50532.6102 | 50023.7711 | 51374.8388
2188 | 73285.2232 | 80525.1102 | 75362.5044 | 71906.7396 | 77542.7201 | 71953.4886 | 57130.0732 | 49832.1463 | 49241.7225 | 51677.3159 | 51777.0968 | 53819.8355
2189 | 74093.5173 | 82128.343 | 75800.8174 | 73736.8581 | 78890.6813 | 73334.4277 | 55628.85 | 49723.5929 | 50557.5693 | 51767.3712 | 51905.7428 | 53136.4979
2190 | 62118.3822 | 71399.5497 | 62716.1955 | 62121.7899 | 68419.1141 | 62159.0554 | 57101.9029 | 50562.057 | 51904.3619 | 53221.2666 | 52511.2887 | 54717.6735
[7 empty] | 60148.4184 | 55730.0565 | 58243.9223 | 56805.8636 | 56294.2228 | 56737.5304
[7 empty] | 63431.0046 | 60326.3018 | 61136.4715 | 60161.4753 | 60787.8299 | 61458.8674
[7 empty] | 65812.6517 | 63221.1313 | 66161.5892 | 62395.102 | 61967.3722 | 64606.0702
[7 empty] | 64461.1035 | 62635.6641 | 65780.2887 | 61151.3633 | 63447.79 | 63975.8154
[7 empty] | 65509.009 | 68004.4233 | 70306.5435 | 62550.296 | 66492.5531 | 65238.112
[7 empty] | 65517.5109 | 67860.2142 | 70443.2055 | 62443.521 | 67585.689 | 62861.4006
[7 empty] | 65874.9088 | 65472.3208 | 68417.5457 | 62891.5864 | 66023.2385 | 58545.0732
[7 empty] | 61570.9659 | 64991.8548 | 68442.676 | 65946.1203 | 64887.5901 | 58527.8894
[7 empty] | 65018.302 | 63596.5455 | 66324.359 | 64456.8801 | 63484.109 | 57749.2577
[7 empty] | 68498.7523 | 65105.5972 | 67788.6728 | 65497.8364 | 64210.3069 | 59562.7559
[7 empty] | 66753.298 | 65890.1373 | 67854.8782 | 66506.4406 | 63960.0504 | 62197.4196
[7 empty] | 67139.0022 | 70043.7466 | 68704.456 | 66543.3716 | 63777.1137 | 64502.1408
[7 empty] | 69953.183 | 70516.7517 | 70406.3019 | 71043.2846 | 69617.6103 | 65690.5012
[7 empty] | 69390.8793 | 63779.4129 | 67165.5366 | 64763.6351 | 61168.8501 | 65119.0886
[7 empty] | 71050.689 | 63630.6576 | 69330.3833 | 60132.7228 | 58771.9714 | 68023.9458
[7 empty] | 66548.3308 | 58997.9494 | 62762.5398 | 58571.8907 | 56637.4404 | 61850.2517
[7 empty] | 62772.7466 | 55319.8791 | 58772.8674 | 55598.3729 | 55558.658 | 58117.7375
[7 empty] | 57601.6649 | 53979.6206 | 56857.5607 | 54089.3263 | 52632.6037 | 53721.0141
[7 empty] | 65871.1932 | 59390.3147 | 60868.8684 | 57013.1547 | 56628.3503 | 59829.7691
[7 empty] | 65913.909 | 59957.5304 | 59197.8592 | 53727.8134 | 52535.0709 | 60628.505
[7 empty] | 66143.7565 | 63141.7198 | 60056.6575 | 55445.5509 | 54505.405 | 62619.0056
[7 empty] | 66183.2894 | 60893.0841 | 62809.583 | 59010.5215 | 57350.0301 | 61027.5581
[7 empty] | 70345.0547 | 65880.127 | 67280.5186 | 64908.6592 | 63455.5269 | 65355.8875
[7 empty] | 75846.4298 | 73594.2015 | 75162.8239 | 72456.0947 | 69976.1711 | 72952.5641
[7 empty] | 81426.3498 | 79676.4704 | 80514.6973 | 78155.047 | 74800.3151 | 79213.3832
[7 empty] | 84264.9346 | 82049.4003 | 82345.6346 | 80468.6162 | 76553.5117 | 80607.7043
[7 empty] | 84022.9952 | 83277.591 | 83939.7833 | 81996.4203 | 77629.2373 | 79164.1409
[7 empty] | 85107.968 | 85157.3065 | 84724.2386 | 83648.7287 | 78525.7731 | 78150.5794
[7 empty] | 84014.2766 | 85000.052 | 86209.3511 | 84401.6293 | 79223.9296 | 79825.0262
[7 empty] | 84865.3389 | 86556.8637 | 86905.6135 | 84467.2732 | 78876.1808 | 77383.2373
[7 empty] | 82736.3363 | 84364.6983 | 85354.0137 | 80274.5219 | 77130.4746 | 76492.8654
[7 empty] | 82593.9099 | 84565.125 | 85201.8684 | 77442.8631 | 77005.7528 | 75712.3376
[7 empty] | 80608.3271 | 82876.3675 | 84040.022 | 76525.987 | 73961.8408 | 71824.2413
[7 empty] | 79514.1328 | 78871.04 | 81989.4616 | 78326.621 | 74673.2773 | 73313.0341
[7 empty] | 77663.2888 | 76315.5046 | 78221.9125 | 75473.7018 | 72804.2143 | 72342.3261
[7 empty] | 78432.0731 | 77658.9422 | 82050.5929 | 79522.1953 | 76475.3627 | 74412.3775
[7 empty] | 75992.1158 | 76050.6847 | 82133.5171 | 78646.763 | 73499.5191 | 75009.942
[7 empty] | 75022.0582 | 74093.7242 | 75568.4784 | 72818.4242 | 68721.5831 | 72699.26
[7 empty] | 72279.1446 | 70651.6056 | 72593.9834 | 65773.8883 | 63889.9416 | 69215.4659
[7 empty] | 68657.3255 | 66520.6841 | 68041.809 | 62384.8694 | 59626.1449 | 64210.1167
[7 empty] | 64541.405 | 63577.2254 | 64494.9589 | 57965.1205 | 57148.9233 | 61035.768
[7 empty] | 61818.455 | 60836.3827 | 61884.621 | 55958.3927 | 54004.7738 | 59058.6201
[7 empty] | 63755.0876 | 61723.9064 | 62512.8844 | 55752.7369 | 55927.4298 | 59784.7374
[7 empty] | 64392.815 | 61868.2338 | 63184.1967 | 54089.979 | 52070.2708 | 60718.7007
[7 empty] | 64663.8132 | 64043.2914 | 65734.3608 | 55499.6754 | 54061.5085 | 63111.7035
[7 empty] | 64410.383 | 62793.438 | 64571.5684 | 59692.0636 | 57377.1845 | 61845.0826
[7 empty] | 67644.1859 | 67081.4685 | 70825.4064 | 65907.0663 | 63952.2635 | 65656.2515
[7 empty] | 74881.3068 | 74775.0909 | 76502.2325 | 73073.545 | 70795.8198 | 73172.8959
[7 empty] | 79885.8614 | 79966.0461 | 82400.6085 | 78663.0908 | 74789.3186 | 79878.1563
[7 empty] | 82031.0742 | 81320.3957 | 83820.3282 | 79810.8189 | 74122.3346 | 80956.4597
[7 empty] | 82476.7477 | 82164.4664 | 84356.2589 | 82732.0124 | 75544.8774 | 78935.7985
[7 empty] | 84029.2138 | 84177.6246 | 86358.3419 | 84223.4538 | 77442.4549 | 79686.0897
[7 empty] | 81656.1624 | 84153.425 | 86222.3707 | 83306.56 | 78946.5169 | 79567.582
[7 empty] | 82411.3321 | 81350.5899 | 85033.9734 | 83231.0464 | 78842.6958 | 77834.2153
[7 empty] | 79891.6878 | 80368.7883 | 82144.0646 | 79859.6669 | 77066.7502 | 77285.4443
[7 empty] | 81540.0815 | 79919.2827 | 82065.2586 | 77477.9804 | 76126.7142 | 76318.226
[7 empty] | 78514.2529 | 76669.866 | 81628.1473 | 77954.4243 | 72734.6939 | 73294.9045
[7 empty] | 77139.9427 | 77187.6203 | 80877.4484 | 79882.3999 | 74600.793 | 74166.2026
[7 empty] | 75811.7884 | 75970.6121 | 78729.9642 | 78865.3857 | 72525.5763 | 73617.0057
[7 empty] | 76519.2651 | 77927.7333 | 79813.8358 | 80520.658 | 73840.6857 | 75735.4039
[7 empty] | 75416.223 | 76506.2121 | 78887.5379 | 78170.5515 | 74673.3633 | 74533.7217
[7 empty] | 75188.3478 | 74934.3392 | 76832.3154 | 74186.8028 | 68223.6602 | 73317.4274
[7 empty] | 71726.5583 | 71755.7243 | 73937.0028 | 67817.8682 | 63159.4319 | 70488.8381
[7 empty] | 67780.1607 | 66972.2784 | 70128.6192 | 63854.9797 | 59365.0741 | 65370.0592
[7 empty] | 63374.2385 | 63612.3379 | 65780.322 | 59687.7767 | 57163.7866 | 61991.1811
[7 empty] | 60843.582 | 61357.9312 | 63665.2622 | 58278.0532 | 53910.7191 | 60207.5585
[7 empty] | 61101.2028 | 61812.6657 | 64670.9778 | 58773.2603 | 56162.4618 | 61504.8668
[7 empty] | 61522.2921 | 62428.6152 | 65084.7331 | 56065.7723 | 52372.2144 | 61996.9708
[7 empty] | 63687.2201 | 64551.0149 | 67165.0479 | 59325.0408 | 54457.5158 | 63766.6911
[7 empty] | 62584.3434 | 63273.8009 | 66311.334 | 62023.6867 | 57669.4619 | 62511.7215
[7 empty] | 66202.6485 | 69015.2197 | 71208.998 | 67173.81 | 63864.0045 | 66736.5292
[7 empty] | 73730.8838 | 74650.0531 | 76955.6686 | 74649.4602 | 70847.3648 | 74649.5538
[7 empty] | 79926.4612 | 81059.088 | 82355.9037 | 80110.9651 | 73537.7099 | 80233.5224
[7 empty] | 80886.3544 | 81493.7815 | 84743.3857 | 82168.8863 | 75492.553 | 81628.3155
[7 empty] | 80862.6917 | 82183.9781 | 85045.3396 | 83506.6193 | 76568.5694 | 83006.0589
[7 empty] | 80308.8896 | 84143.5372 | 86499.6509 | 84572.1632 | 78058.2642 | 85139.6723
[7 empty] | 80671.9942 | 83689.9436 | 86364.6016 | 85446.4006 | 79052.9465 | 83936.7758
[7 empty] | 81957.7432 | 81095.3539 | 85003.9705 | 85167.7416 | 79850.4974 | 83998.4809
[7 empty] | 81192.9679 | 78320.0497 | 83564.0176 | 82388.1198 | 78134.7584 | 81012.7427
[7 empty] | 81521.1338 | 78190.5252 | 82149.537 | 82319.3638 | 77455.4153 | 80114.1335
[7 empty] | 80772.9125 | 76086.9 | 82171.3048 | 81285.3261 | 75018.8108 | 78763.3868
[7 empty] | 77470.5362 | 78425.4778 | 81633.2575 | 81229.2743 | 76718.2902 | 78334.7873
[7 empty] | 76011.3471 | 76119.3283 | 79792.5324 | 79801.5712 | 75337.3594 | 76672.5968
[7 empty] | 79396.9747 | 77994.6986 | 81135.2268 | 79063.1368 | 77044.3145 | 77770.3391
[7 empty] | 76496.3966 | 76543.1207 | 80245.008 | 77228.5209 | 75174.0774 | 75689.1583
[7 empty] | 73562.621 | 75399.4509 | 77905.4128 | 75965.6032 | 74725.0117 | 74663.6422
[7 empty] | 70416.1699 | 71690.6222 | 74952.4576 | 72209.432 | 66215.7429 | 70753.2876
[7 empty] | 66228.72 | 67137.7326 | 70669.1125 | 67853.8681 | 63252.6893 | 66901.1875
[7 empty] | 62355.0811 | 63482.5183 | 66199.9163 | 63748.3163 | 58874.767 | 63628.5687
[7 empty] | 59766.4315 | 60867.3972 | 63623.195 | 61571.422 | 56892.3744 | 61116.9103
[7 empty] | 59581.42 | 60332.0024 | 64400.8215 | 60853.4709 | 58552.4372 | 61481.5849
[7 empty] | 60382.2592 | 60871.9918 | 64822.5457 | 61095.1355 | 55418.8128 | 62291.2835
[7 empty] | 62398.2959 | 62596.9588 | 66958.2907 | 64536.7776 | 57220.0083 | 64735.7576
[7 empty] | 60024.4718 | 61149.2225 | 66369.0835 | 63149.0017 | 61513.1373 | 63789.0766
[7 empty] | 64405.6912 | 65379.0403 | 71156.4643 | 68937.8691 | 67363.2982 | 67486.3353
[7 empty] | 71675.2861 | 73429.4012 | 77777.6493 | 75033.1537 | 75196.4804 | 74473.2884
[7 empty] | 75560.9836 | 79434.3135 | 83046.8246 | 80631.3837 | 80368.6412 | 80444.6736
[7 empty] | 76762.2679 | 81804.1488 | 84764.9165 | 82285.32 | 82612.0888 | 82875.757
[7 empty] | 77805.5015 | 80939.0345 | 84737.0486 | 82708.6433 | 83604.7562 | 84628.5058
[7 empty] | 79797.1445 | 79605.6673 | 87933.2992 | 84492.9416 | 85580.3424 | 84019.3319
[7 empty] | 79507.6422 | 79940.6673 | 87382.9148 | 84271.4938 | 85644.5168 | 84079.3714
[7 empty] | 79642.3483 | 80042.743 | 84770.7473 | 80068.4028 | 83900.5502 | 84132.3293
[7 empty] | 78144.6188 | 77715.8218 | 83580.9056 | 78293.4006 | 81513.314 | 82073.5739
[7 empty] | 76372.4453 | 77544.2962 | 83478.4646 | 78527.3501 | 83671.3587 | 81099.4343
[7 empty] | 74110.0875 | 73384.7929 | 81503.5082 | 74458.6787 | 83176.0598 | 79446.1152
[7 empty] | 75990.2445 | 74349.8486 | 81573.1906 | 75651.7973 | 81914.6406 | 80397.2903
[7 empty] | 74106.5825 | 73905.2959 | 79308.6108 | 74547.4733 | 79071.1356 | 77058.5237
[7 empty] | 77652.7464 | 75139.0921 | 80211.0418 | 75906.6738 | 79433.0677 | 77078.7291
[7 empty] | 74473.9 | 73668.3469 | 80253.6339 | 75199.6234 | 78244.8536 | 76031.0222
[7 empty] | 72996.5049 | 73486.5715 | 78750.337 | 74666.4906 | 77156.7373 | 74803.1812
[7 empty] | 68511.1547 | 63892.0271 | 75915.6147 | 70798.4861 | 72740.7562 | 70784.4485
[7 empty] | 64722.3634 | 62373.0236 | 71734.7336 | 66946.7587 | 67298.6058 | 67271.602
[7 empty] | 61201.9407 | 62124.424 | 67093.6117 | 63048.5499 | 61325.2642 | 63616.3309
[7 empty] | 59466.4405 | 59321.6212 | 64211.9112 | 61103.8347 | 58839.7539 | 61131.1366
[7 empty] | 59421.2088 | 56645.9558 | 66500.3936 | 58914.5319 | 57293.1813 | 60294.8303
[7 empty] | 59312.9135 | 55749.9522 | 65509.1776 | 58120.6418 | 54912.2932 | 60443.2546
[7 empty] | 58913.5598 | 54772.5443 | 64436.3159 | 59334.3237 | 55695.9862 | 60201.8375
[7 empty] | 55863.4877 | 51770.2169 | 63896.8388 | 56898.0117 | 52691.8355 | 56907.3128
[7 empty] | 56443.0844 | 53253.2586 | 64039.5331 | 58422.4352 | 55821.2098 | 57598.7388
[7 empty] | 57111.5059 | 55989.2375 | 64349.1644 | 57810.9476 | 60637.1455 | 58778.8067
[7 empty] | 60257.2876 | 57789.7764 | 67653.5969 | 60718.0835 | 64073.2364 | 62830.2033
[7 empty] | 64289.4835 | 61919.7215 | 71588.7326 | 63353.0271 | 67553.4817 | 66114.4325
[7 empty] | 67414.9696 | 66321.9735 | 74404.2345 | 67580.7086 | 71001.9261 | 70313.0551
[7 empty] | 66623.0899 | 65288.8245 | 74883.8283 | 66866.016 | 71037.8067 | 71662.1911
[7 empty] | 68034.0627 | 66820.6816 | 75695.1275 | 66201.8184 | 70530.1903 | 70297.9614
[7 empty] | 67500.6101 | 66062.7605 | 77495.5863 | 63129.8585 | 69670.9172 | 68545.755
[7 empty] | 64126.6914 | 62319.8638 | 75818.6644 | 64237.435 | 66776.7495 | 65954.4479
[7 empty] | 63202.288 | 62269.5804 | 72940.871 | 61637.6904 | 66497.9915 | 65012.4984
[7 empty] | 62748.9731 | 61352.1084 | 71148.9199 | 61734.2795 | 65939.1205 | 64734.7304
[7 empty] | 63277.7712 | 60889.4884 | 70872.9507 | 61822.6111 | 65715.1137 | 64321.2731
[7 empty] | 62624.242 | 59654.4608 | 70910.4051 | 61868.4889 | 66399.2566 | 66270.0582
[7 empty] | 64534.6498 | 61194.9558 | 68594.0316 | 63829.4634 | 66757.12 | 66349.8576
[7 empty] | 64702.443 | 62458.6573 | 69319.2554 | 65535.6108 | 66427.3826 | 66887.8566
[7 empty] | 63291.2352 | 61920.4557 | 69048.7881 | 63518.5567 | 65469.006 | 65575.7621
[7 empty] | 62420.9388 | 60496.3951 | 67315.7348 | 60664.1895 | 63267.0112 | 64899.7788
[7 empty] | 58308.9001 | 55394.661 | 64384.3029 | 54743.049 | 59153.7297 | 60574.3007
[7 empty] | 54784.3279 | 52438.0406 | 61727.7846 | 52787.1942 | 57490.8247 | 56451.2288
[7 empty] | 51621.6856 | 49399.8645 | 55932.0498 | 49436.2501 | 52664.4405 | 54215.2995
[7 empty] | 51452.4902 | 48223.1939 | 57857.3233 | 50843.5872 | 51625.2421 | 54720.2854
[7 empty] | 50265.2083 | 46986.9258 | 56814.6182 | 49313.6147 | 49547.5536 | 53040.366
[7 empty] | 50731.1384 | 47829.081 | 57159.5806 | 50417.33 | 50685.0465 | 51818.5197
[7 empty] | 51923.21 | 48446.8257 | 56886.2355 | 51299.8179 | 51147.3449 | 52552.3084
[7 empty] | 50960.0206 | 48163.2748 | 57745.9339 | 50272.7788 | 51160.8133 | 53616.2183
[7 empty] | 51768.3008 | 49069.4607 | 58204.2592 | 51842.9338 | 52613.4108 | 52220.2728
[7 empty] | 52817.1572 | 52901.6056 | 58705.8126 | 54174.85 | 56212.9271 | 53666.5204
[7 empty] | 57950.4962 | 57086.8789 | 61037.3607 | 59063.4724 | 60049.3588 | 58499.6191
[7 empty] | 61298.8227 | 58876.6078 | 66485.1702 | 61684.6455 | 61671.3582 | 62060.946
[7 empty] | 62453.6051 | 60063.6382 | 68810.3107 | 65546.7667 | 64307.1201 | 62436.0271
[7 empty] | 62337.6293 | 59643.2733 | 71637.5904 | 66523.472 | 65390.2669 | 63193.2263
[7 empty] | 59569.2995 | 58014.4824 | 69990.7196 | 65432.3613 | 62565.2707 | 59118.9034
[7 empty] | 60334.861 | 56891.5452 | 67541.7529 | 65465.9907 | 63618.2034 | 60921.6568
[7 empty] | 56460.2204 | 54678.6891 | 65914.9637 | 62927.0562 | 60124.1955 | 56613.3353
[7 empty] | 55537.7194 | 54709.1693 | 65916.9354 | 61356.9093 | 58098.4827 | 58162.3878
[7 empty] | 56660.3471 | 56114.3387 | 66022.2988 | 61315.7214 | 60709.9167 | 58750.4436
[7 empty] | 57986.6717 | 56415.0349 | 66854.2355 | 63846.7139 | 60171.2959 | 59737.0326
[7 empty] | 60798.9129 | 58445.9609 | 67280.985 | 65255.8066 | 62672.9072 | 62808.4668
[7 empty] | 60594.4723 | 58110.9223 | 64900.3462 | 64952.5815 | 62605.4074 | 62778.4012
[7 empty] | 62589.1885 | 56878.3649 | 64433.9603 | 63707.3023 | 63741.9842 | 64357.5132
[7 empty] | 61530.2721 | 55970.2615 | 64360.2489 | 63083.7557 | 61360.6843 | 61177.1665
[7 empty] | 56451.1871 | 52887.9519 | 60150.9536 | 58213.4536 | 56822.1857 | 58644.5474
[7 empty] | 55065.5155 | 50575.3408 | 58149.6972 | 56770.4624 | 53572.2053 | 55752.3914
[7 empty] | 51867.2736 | 47163.0856 | 54068.3454 | 52688.0727 | 51148.6831 | 52384.9918
[7 empty] | 54712.2844 | 48619.1516 | 59482.2841 | 56206.2701 | 51060.3132 | 55545.8679
[7 empty] | 54178.1794 | 47531.5695 | 58754.5671 | 54997.6229 | 50643.3905 | 55386.0191
[7 empty] | 54937.8527 | 48771.651 | 58760.4971 | 55652.0569 | 52123.0375 | 57956.2686
[7 empty] | 58423.0154 | 54403.7709 | 60355.2763 | 59319.7114 | 57825.5464 | 59182.563
[7 empty] | 64561.3407 | 61457.8858 | 66053.6847 | 65754.7597 | 64318.7038 | 65450.3935
[7 empty] | 72387.4344 | 68733.6612 | 73960.5316 | 73582.3808 | 71430.905 | 73135.6188
[7 empty] | 76880.0954 | 72283.2721 | 79250.2934 | 79403.6168 | 74854.5633 | 79065.4483
[7 empty] | 76168.1302 | 72929.3975 | 81432.8662 | 81448.1244 | 76906.649 | 79911.5908
[7 empty] | 77240.2684 | 73213.4455 | 80355.949 | 83446.2991 | 78419.4464 | 79198.4271
[7 empty] | 76985.2803 | 74535.0913 | 79626.9654 | 84822.4806 | 79212.0475 | 79092.3242
[7 empty] | 75325.8301 | 74030.2263 | 81366.6243 | 83746.0646 | 79921.8309 | 79510.5472
[7 empty] | 75270.6987 | 72971.9984 | 80203.1863 | 81415.5418 | 79791.1504 | 78311.6123
[7 empty] | 73443.6903 | 71873.5122 | 77963.8498 | 79071.9297 | 77308.3228 | 76664.824
[7 empty] | 72800.7665 | 71012.4541 | 76030.7956 | 78015.3761 | 77520.4599 | 75914.4913
[7 empty] | 70577.2853 | 70141.2661 | 73495.6914 | 76944.8827 | 74319.6532 | 73675.7093
[7 empty] | 71932.6882 | 69457.6136 | 74370.1054 | 77647.6358 | 75275.8644 | 74584.1819
[7 empty] | 71047.9955 | 70237.2212 | 74645.6167 | 77315.4864 | 74166.8109 | 72015.7268
[7 empty] | 72013.0021 | 68961.2928 | 75169.0127 | 77937.3713 | 76109.0101 | 75450.9697
[7 empty] | 69241.912 | 67886.8048 | 74233.5006 | 75767.1395 | 75311.1852 | 73540.4738
[7 empty] | 67114.9661 | 65245.5765 | 73717.1466 | 74110.2182 | 70431.2354 | 70458.6537
[7 empty] | 63543.7721 | 60895.8768 | 73716.2462 | 73494.65 | 64411.2589 | 64883.1665
[7 empty] | 61124.6759 | 56939.5292 | 70343.5315 | 68902.3353 | 61904.9927 | 61317.8205
[7 empty] | 57037.5976 | 53025.2601 | 65968.0518 | 64353.1925 | 57912.9073 | 57447.4235
[7 empty] | 55691.4773 | 51184.933 | 62526.8045 | 61272.4973 | 55699.1833 | 55612.9038
[7 empty] | 55489.46 | 51904.4191 | 59524.3877 | 59064.6956 | 55973.1017 | 55368.2591
[7 empty] | 53303.1179 | 50444.4074 | 60456.3866 | 59412.607 | 52655.0091 | 53286.9029
[7 empty] | 55463.1719 | 52191.4438 | 62556.0478 | 60397.9875 | 54148.1345 | 55994.6069
[7 empty] | 60181.8977 | 55373.3896 | 61493.4554 | 62437.4764 | 57583.9559 | 58411.0063
[7 empty] | 65417.9883 | 62698.9778 | 65244.5346 | 67148.7805 | 63890.0611 | 65063.9688
[7 empty] | 72970.2632 | 69012.0009 | 73268.5178 | 74611.0033 | 70953.2893 | 72506.0848
[7 empty] | 78524.5131 | 72462.5647 | 78040.1864 | 80271.6197 | 74327.0236 | 77003.2219
[7 empty] | 76488.1435 | 74462.1951 | 79429.2254 | 82398.3285 | 76800.3083 | 77859.2437
[7 empty] | 77954.5033 | 75838.1811 | 78120.1822 | 83765.5991 | 79202.994 | 80036.634
[7 empty] | 78336.9013 | 76811.3624 | 77740.7789 | 85516.2222 | 79396.6892 | 80063.9558
[7 empty] | 75818.8862 | 75959.8853 | 78353.4534 | 84375.1346 | 79336.1753 | 80315.8042
[7 empty] | 76122.9045 | 75836.6416 | 77864.2191 | 84792.826 | 80064.3047 | 79492.0663
[7 empty] | 74687.4796 | 74708.6068 | 76388.2123 | 83735.6801 | 77522.5032 | 77833.402
[7 empty] | 75029.8456 | 73521.6912 | 75191.0526 | 84550.9197 | 77349.6609 | 75839.6492
[7 empty] | 72959.171 | 72397.6451 | 71885.0516 | 83135.7861 | 74555.7101 | 74401.7977
[7 empty] | 73808.6185 | 73601.1298 | 73246.1885 | 81104.2108 | 76106.1809 | 74900.3291
[7 empty] | 73080.9492 | 71965.9442 | 73072.4542 | 78578.3186 | 75467.2158 | 76132.5384
[7 empty] | 75455.8393 | 73688.5191 | 75590.8128 | 80992.4785 | 76529.7842 | 77829.0088
[7 empty] | 73441.9367 | 71483.6683 | 73460.6216 | 76441.9722 | 74475.1449 | 76696.084
[7 empty] | 68753.6595 | 66451.5156 | 72206.9648 | 75703.3649 | 70392.7795 | 73232.1072
[7 empty] | 64424.1322 | 61987.9606 | 72301.0456 | 73883.8471 | 64936.3029 | 66038.7842
[7 empty] | 61889.7318 | 58151.2279 | 69265.3298 | 71328.4039 | 62533.1407 | 62001.7852
[7 empty] | 57624.2768 | 55176.0475 | 65231.5855 | 66368.7727 | 58429.4476 | 57880.2774
[7 empty] | 55746.3013 | 52478.5864 | 62352.4563 | 62652.1298 | 56497.7853 | 56120.0775
[7 empty] | 56883.7779 | 54281.6721 | 59103.6889 | 60829.2214 | 56915.397 | 55961.5121
[7 empty] | 54282.5369 | 52215.6773 | 60053.7351 | 61069.8089 | 53864.7767 | 53913.0881
[7 empty] | 55993.4731 | 53556.7403 | 61756.9808 | 63400.9774 | 55478.1546 | 55737.1926
[7 empty] | 60323.994 | 56761.6792 | 60552.263 | 62652.4485 | 59464.3603 | 58689.6271
[7 empty] | 66073.8093 | 64124.9851 | 64775.6001 | 67252.3665 | 65255.781 | 64922.3571
[7 empty] | 73874.219 | 70625.9526 | 72261.9769 | 74872.3348 | 72773.0895 | 72728.8279
[7 empty] | 79345.732 | 73754.8718 | 78121.6403 | 81083.6241 | 77394.9335 | 77753.221
[7 empty] | 81261.4069 | 76093.0123 | 79592.4294 | 83374.7362 | 77382.2642 | 79948.8101
[7 empty] | 83473.213 | 77014.9282 | 77883.1715 | 85066.7938 | 78864.1458 | 83120.3037
[7 empty] | 84101.0729 | 77770.8379 | 77826.991 | 85034.6257 | 79113.5108 | 83585.4256
[7 empty] | 85193.7303 | 79051.1557 | 77067.1571 | 86084.8255 | 79308.641 | 80658.0411
[7 empty] | 85056.3186 | 79058.9627 | 76617.7286 | 87013.3744 | 79715.9059 | 79017.885
[7 empty] | 86619.8726 | 78296.7983 | 73176.6764 | 86452.1121 | 77589.5486 | 77620.8246
[7 empty] | 84621.1167 | 77002.4662 | 73311.1129 | 85174.7961 | 77632.4159 | 76721.3536
[7 empty] | 77194.3885 | 74859.2337 | 69917.7614 | 83786.7516 | 74745.4188 | 75683.1873
[7 empty] | 78795.3716 | 76533.7076 | 70949.5713 | 81380.2933 | 76771.5902 | 75332.364
[7 empty] | 77336.4605 | 78382.3376 | 70014.7148 | 77926.3844 | 74631.2506 | 74768.4973
[7 empty] | 79532.9613 | 77980.9669 | 70709.1458 | 79092.0567 | 75375.5492 | 77433.2205
[7 empty] | 76460.6801 | 75662.4624 | 68059.5285 | 77409.736 | 73837.0831 | 74722.9582
[7 empty] | 75037.2936 | 68093.7922 | 66209.9837 | 76227.0808 | 70557.036 | 72998.1843
[7 empty] | 74000.162 | 63930.1348 | 62478.2612 | 74642.5519 | 64674.8881 | 66090.6867
[7 empty] | 65596.6057 | 59628.4314 | 59995.1715 | 71051.8107 | 62539.1571 | 62592.6406
[7 empty] | 63733.1382 | 56862.8684 | 57142.3805 | 66501.0553 | 58015.4516 | 58500.3144
[7 empty] | 60694.5483 | 53845.0031 | 58698.1067 | 63935.5853 | 56058.417 | 56309.444
[7 empty] | 58734.1609 | 54484.4204 | 55184.2182 | 60742.3747 | 56411.153 | 55132.2693
[7 empty] | 58350.4333 | 52556.9242 | 55418.8138 | 61134.4997 | 53309.8823 | 53850.0485
[7 empty] | 59911.7434 | 54383.3509 | 56128.091 | 63932.8732 | 54825.1064 | 56126.4147
[7 empty] | 62691.75 | 57977.524 | 56377.5679 | 62867.7821 | 58037.4909 | 60081.9401
[7 empty] | 67294.0475 | 65012.2306 | 62341.5919 | 66975.5514 | 64439.2047 | 66375.921
[7 empty] | 74682.0912 | 71733.1538 | 69757.9946 | 74812.9926 | 71300.9401 | 73335.6855
[7 empty] | 80239.4176 | 75752.6939 | 72638.8203 | 80681.5148 | 75498.0498 | 78809.7034
[7 empty] | 81592.1121 | 77313.4077 | 74369.6765 | 82892.8992 | 78069.459 | 81182.3878
[7 empty] | 83333.4255 | 75758.079 | 75508.7222 | 84986.8682 | 78270.2688 | 83427.5594
[7 empty] | 84362.3674 | 77332.7577 | 74110.8314 | 85253.763 | 79288.0061 | 84355.9839
[7 empty] | 84012.1106 | 77520.2877 | 73852.1147 | 85367.986 | 80314.5699 | 84360.0822
[7 empty] | 81679.0833 | 77643.533 | 73042.6933 | 85064.6629 | 80655.1312 | 81527.8679
[7 empty] | 82877.4859 | 75369.2647 | 71983.8785 | 85030.5196 | 78268.413 | 78379.2961
[7 empty] | 81633.2138 | 75828.359 | 70486.0975 | 82740.1927 | 76996.7872 | 76588.7093
[7 empty] | 77945.9006 | 72098.0871 | 68998.4739 | 79698.5021 | 75436.6942 | 75009.9678
[7 empty] | 77924.5492 | 73527.4663 | 68968.2211 | 79986.8858 | 79111.6419 | 75460.2739
[7 empty] | 77174.8723 | 71982.6208 | 69704.7474 | 77845.8839 | 78139.8113 | 74432.6983
[7 empty] | 77768.4412 | 71527.4174 | 69245.4377 | 78154.501 | 78494.7394 | 78535.565
[7 empty] | 76760.4598 | 69239.5926 | 65989.3024 | 77503.0271 | 77118.5493 | 75791.0669
[7 empty] | 75079.9181 | 66104.0846 | 65129.6672 | 76616.5302 | 75702.2296 | 73922.1918
[7 empty] | 74110.2668 | 63008.4474 | 60418.9129 | 75411.4162 | 71809.5912 | 67102.1646
[7 empty] | 68607.7241 | 59192.245 | 57391.6458 | 72405.5161 | 64390.5647 | 63427.0862
[7 empty] | 65018.7827 | 55941.9875 | 54748.8366 | 67822.5723 | 60155.4322 | 58832.4109
[7 empty] | 61967.5882 | 53682.5926 | 52608.8739 | 64566.2572 | 58550.7605 | 56782.3951
[7 empty] | 59462.81 | 53451.4024 | 51181.487 | 62093.7133 | 59018.1264 | 56030.754
[7 empty] | 59616.9107 | 51825.4591 | 49620.9143 | 62550.501 | 55777.6036 | 54490.2742
[7 empty] | 60468.5878 | 53838.5556 | 50925.9793 | 64205.0961 | 57267.7001 | 57382.7309
[7 empty] | 62482.2509 | 58448.8896 | 54155.782 | 62690.5863 | 62410.032 | 60564.7077
[7 empty] | 67016.5608 | 64756.5184 | 60726.2733 | 67306.8048 | 67217.6419 | 65936.7285
[7 empty] | 74514.8309 | 71268.5234 | 67965.2434 | 74267.3685 | 74650.5315 | 73018.7931
[7 empty] | 79963.7448 | 76158.8212 | 70711.9466 | 80114.7534 | 80112.6842 | 78351.0067
[7 empty] | 81544.6101 | 74245.9791 | 72111.1025 | 81820.598 | 82261.753 | 80420.3101
[7 empty] | 83187.8731 | 74940.3592 | 72398.9873 | 83198.6741 | 83161.7099 | 81717.9024
[7 empty] | 83860.5311 | 76020.1162 | 72860.4568 | 83828.3106 | 84837.7433 | 82483.1453
[7 empty] | 83258.8145 | 76692.0384 | 72994.7169 | 83107.2985 | 82625.5135 | 79528.2816
[7 empty] | 81811.3707 | 76559.9299 | 71657.3416 | 82709.8048 | 81263.809 | 78742.0371
[7 empty] | 81790.83 | 74769.6826 | 71302.4014 | 82119.5839 | 78977.7472 | 77150.2871
[7 empty] | 79843.5898 | 72729.1369 | 70063.1681 | 81863.3617 | 77873.8529 | 76369.2406
[7 empty] | 75093.6999 | 70587.993 | 68163.6288 | 77556.0505 | 75156.249 | 73141.0825
[7 empty] | 78304.2602 | 70203.3765 | 69187.1106 | 76962.3566 | 78076.1558 | 75596.7492
[7 empty] | 76493.1389 | 70332.4307 | 67634.3155 | 75771.3356 | 74917.328 | 74427.8184
[7 empty] | 76037.8357 | 69547.7628 | 66273.1298 | 76168.7572 | 76847.601 | 74019.7282
[7 empty] | 74611.8178 | 66732.4461 | 62726.0134 | 74371.9886 | 74733.6772 | 73031.8447
[7 empty] | 74475.9153 | 65820.8817 | 62289.5573 | 74618.2082 | 75387.2138 | 72445.2994
[7 empty] | 74431.4804 | 61205.5512 | 57609.5793 | 74395.5318 | 73822.5442 | 65634.7605
[7 empty] | 70942.1389 | 58484.2894 | 54684.4964 | 71699.3335 | 65677.072 | 62555.1138
[7 empty] | 66561.0533 | 55479.9275 | 51782.5465 | 67424.573 | 63175.6149 | 58225.9109
[7 empty] | 63322.0563 | 52342.6488 | 49127.4269 | 64254.4403 | 59102.2686 | 57824.5095
[7 empty] | 58411.2895 | 52254.4595 | 49111.0354 | 61402.7359 | 57424.193 | 56520.2364
[7 empty] | 57981.1339 | 50007.9629 | 47250.0492 | 60998.8229 | 55983.7795 | 55661.0967
[7 empty] | 59024.7101 | 48965.0362 | 46249.647 | 60860.7344 | 56467.3661 | 55956.0727
[7 empty] | 56164.5599 | 47824.1126 | 44999.3208 | 57925.3658 | 51230.2269 | 50982.174
[7 empty] | 56662.9553 | 50301.4273 | 46431.4686 | 58656.2618 | 54584.8584 | 53729.9718
[7 empty] | 57835.1284 | 54222.1259 | 51606.2296 | 60262.0826 | 57975.2488 | 58124.4532
[7 empty] | 59975.7963 | 56606.0891 | 54472.6212 | 63426.6318 | 62105.5477 | 61520.7638
[7 empty] | 63462.0767 | 60603.0145 | 58463.323 | 66386.418 | 64608.8341 | 64874.1124
[7 empty] | 65836.2147 | 62902.8885 | 60042.5275 | 68773.1116 | 68198.123 | 67281.0007
[7 empty] | 66972.803 | 64342.1694 | 60581.9889 | 68306.8823 | 67267.1198 | 68429.4004
[7 empty] | 66231.8621 | 62966.3901 | 60303.4946 | 67624.1064 | 68684.2852 | 68914.5666
[7 empty] | 66145.2674 | 61511.6692 | 58805.8515 | 67957.6324 | 68095.7449 | 68399.8568
[7 empty] | 64097.2453 | 61039.5191 | 58873.9398 | 64177.4785 | 65105.7232 | 66331.0855
[7 empty] | 62880.8988 | 59390.1496 | 57133.4853 | 62961.4874 | 64663.199 | 65207.0501
[7 empty] | 62019.827 | 59503.6367 | 56482.8267 | 62125.3052 | 65325.3424 | 65585.0544
[7 empty] | 60813.5614 | 60651.5353 | 57711.4673 | 63881.446 | 64772.2076 | 64651.0003
[7 empty] | 59741.3017 | 59523.9668 | 57075.6902 | 62675.0482 | 64644.3626 | 64100.7028
[7 empty] | 60083.5265 | 58945.9874 | 56033.6822 | 63511.8633 | 64707.8069 | 65380.1059
[7 empty] | 59173.1318 | 59601.8953 | 54632.7456 | 63873.1032 | 65001.6577 | 65200.8319
[7 empty] | 61270.2691 | 59159.7315 | 53186.769 | 64029.196 | 65230.242 | 63734.296
[7 empty] | 60046.5621 | 56492.3213 | 52553.1073 | 62927.8624 | 63110.6783 | 62532.6284
[7 empty] | 56310.7965 | 52927.4192 | 50670.3667 | 60413.802 | 59275.6254 | 58552.2184
[7 empty] | 53356.7218 | 49616.0616 | 46880.4247 | 56971.6357 | 55682.1867 | 56309.4279
[7 empty] | 50240.3068 | 47566.9967 | 43561.5764 | 54020.006 | 52047.9622 | 52003.4624
[7 empty] | 48730.9599 | 45405.8176 | 41621.6787 | 53493.372 | 52639.9556 | 52745.4781
[7 empty] | 45753.5993 | 45461.2654 | 41772.652 | 52135.1212 | 49068.4617 | 50235.827
[7 empty] | 47262.2205 | 45578.3723 | 42126.8011 | 53077.8921 | 51187.6246 | 51123.0803
[7 empty] | 46817.5825 | 46164.2637 | 44244.1577 | 54104.5869 | 50449.6009 | 52288.3975
[7 empty] | 47146.7955 | 45630.7851 | 43488.0315 | 54529.1856 | 51100.4271 | 51480.3962
[7 empty] | 46544.3496 | 46019.6437 | 43689.037 | 55004.4885 | 52822.3728 | 53172.5084
[7 empty] | 49483.2929 | 52283.9583 | 48351.0631 | 55843.1351 | 55066.4252 | 55204.9645
[7 empty] | 54176.708 | 55035.1107 | 53057.4162 | 59754.0997 | 60299.165 | 59788.8284
[7 empty] | 57661.4278 | 59335.0379 | 56055.6415 | 62672.5023 | 61190.5692 | 63377.7409
[7 empty] | 59121.1723 | 60114.7514 | 56676.9633 | 62692.8017 | 64622.5646 | 65269.6048
[7 empty] | 58710.2932 | 59781.4742 | 57329.2631 | 64315.7878 | 65792.5093 | 66522.1906
[7 empty] | 56910.7146 | 57621.5782 | 55981.5949 | 60026.9046 | 64124.7189 | 66576.6662
[7 empty] | 55723.3443 | 57635.959 | 54845.1645 | 62402.2479 | 63909.131 | 66711.3325
[7 empty] | 53525.3188 | 55515.3152 | 52911.9352 | 58887.3443 | 61761.4879 | 63107.8147
[7 empty] | 53773.0865 | 54924.2289 | 53044.094 | 58802.1773 | 59291.9766 | 65600.4479
[7 empty] | 56426.0219 | 57249.094 | 54793.7427 | 61403.756 | 61941.9099 | 65819.1191
[7 empty] | 56612.5532 | 57247.374 | 56263.6448 | 60622.3705 | 63565.3878 | 67317.5791
[7 empty] | 56683.957 | 57920.8865 | 56398.6124 | 61783.8467 | 63760.6011 | 70766.9639
[7 empty] | 56306.6174 | 57892.9336 | 55261.6386 | 62969.7652 | 64370.6134 | 66810.3944
[7 empty] | 58326.2309 | 57504.4431 | 52175.9529 | 63495.0019 | 65233.7755 | 63834.9507
[7 empty] | 57045.4508 | 55764.9447 | 51442.1945 | 63453.7099 | 62510.1579 | 62626.2014
[7 empty] | 52556.6223 | 52386.5034 | 48577.0336 | 60090.9293 | 59557.4605 | 59750.0887
[7 empty] | 50167.5165 | 49599.3157 | 47105.1123 | 55489.8382 | 55175.9408 | 56849.5383
[7 empty] | 47780.2804 | 48554.7583 | 44283.3962 | 54493.0239 | 52305.0553 | 53585.2174
[7 empty] | 47408.5615 | 47881.1938 | 45865.226 | 59395.1118 | 52577.6102 | 56379.0037
[7 empty] | 46683.3513 | 47006.9989 | 45421.0746 | 59113.6089 | 52021.5648 | 55732.0015
[7 empty] | 47626.0007 | 48059.9456 | 46471.294 | 59751.504 | 53418.6912 | 56537.2505
[7 empty] | 53579.2423 | 53277.6932 | 51494.0848 | 60589.8098 | 59044.1959 | 60128.4333
[7 empty] | 60210.8919 | 61808.905 | 60350.0699 | 66915.0434 | 64792.8991 | 66730.5984
[7 empty] | 67270.7929 | 67951.0779 | 66260.3754 | 74177.4201 | 72971.1616 | 74801.9499
[7 empty] | 70088.5706 | 70747.7252 | 69467.8166 | 79411.5245 | 77130.0177 | 80580.6506
[7 empty] | 71494.4311 | 72160.4248 | 71361.0693 | 81258.8202 | 79801.5111 | 83240.496
[7 empty] | 72038.2749 | 72995.638 | 71415.9547 | 79667.3956 | 79703.0685 | 84598.8923
[7 empty] | 73189.7814 | 73706.9785 | 74078.5749 | 79281.946 | 79593.51 | 85092.6328
[7 empty] | 73113.8253 | 73975.6203 | 72554.1238 | 80264.0741 | 79452.1999 | 86062.7504
[7 empty] | 72317.6771 | 72113.3153 | 73385.9344 | 78248.1571 | 78977.369 | 86246.2572
[7 empty] | 71074.5333 | 72382.9079 | 71169.3544 | 76436.5952 | 77774.4377 | 86067.234
[7 empty] | 70844.6751 | 70616.3055 | 69516.954 | 76024.008 | 76690.8801 | 85793.4273
[7 empty] | 69285.056 | 68896.6578 | 69368.7747 | 72501.2893 | 74680.4579 | 82972.5208
[7 empty] | 68641.6397 | 69418.0574 | 69240.1035 | 74560.6746 | 75774.7138 | 80694.6575
[7 empty] | 69121.5639 | 69824.0893 | 69182.8717 | 73614.4695 | 74347.2283 | 77078.7375
[7 empty] | 68555.9177 | 68360.1663 | 68729.2619 | 74624.2004 | 75568.0971 | 77814.9931
[7 empty] | 65960.6689 | 65645.863 | 66075.83 | 73789.7265 | 73870.0206 | 76605.6772
[7 empty] | 63955.9611 | 64489.7176 | 63388.1075 | 72910.3781 | 73199.2122 | 75730.1321
[7 empty] | 59495.2843 | 59249.81 | 58381.8571 | 72605.7281 | 66725.0782 | 75348.3151
[7 empty] | 56031.9773 | 56204.8855 | 55255.4661 | 70046.4801 | 62568.6258 | 71657.5786
[7 empty] | 51465.6599 | 52473.2707 | 51111.1263 | 66067.8861 | 58223.0144 | 67885.5537
[7 empty] | 49947.7863 | 49685.2075 | 48375.2111 | 63315.6282 | 56618.137 | 64655.6132
[7 empty] | 49935.5125 | 48043.0756 | 47231.3113 | 60382.6396 | 56009.0141 | 61057.4721
[7 empty] | 48398.6438 | 48122.3936 | 47129.5184 | 60964.9281 | 53803.3199 | 61785.861
[7 empty] | 50315.5086 | 49941.2138 | 48358.0282 | 63263.5008 | 55897.0095 | 64208.6512
[7 empty] | 53322.449 | 53424.4369 | 52006.0385 | 61852.9417 | 60579.0513 | 62970.6844
[7 empty] | 60607.4889 | 61508.7222 | 60511.6044 | 66452.7904 | 65427.869 | 67256.6726
[7 empty] | 66667.9925 | 66992.6369 | 65992.508 | 73882.9214 | 72882.5844 | 74643.9104
[7 empty] | 69427.0565 | 70429.2273 | 68519.4371 | 78651.3733 | 78188.471 | 79823.8634
[7 empty] | 70773.7911 | 71713.7241 | 70340.5322 | 79867.2011 | 79428.5921 | 81935.626
[7 empty] | 72806.8731 | 72766.6473 | 72202.7421 | 78186.345 | 78988.2451 | 82328.0281
[7 empty] | 73320.1411 | 73036.8444 | 72562.3734 | 77962.7485 | 79127.809 | 83081.3394
[7 empty] | 72839.8673 | 73225.435 | 72454.4714 | 78174.4382 | 79119.8009 | 81911.7874
[7 empty] | 72098.8572 | 72991.3038 | 71986.0792 | 76930.2136 | 78762.7891 | 80829.8608
[7 empty] | 71588.485 | 72037.2683 | 70038.9145 | 76583.6787 | 77108.6787 | 82684.3886
[7 empty] | 70004.1924 | 71291.3118 | 70024.587 | 74953.4256 | 75781.4321 | 82737.573
[7 empty] | 69665.4103 | 69307.5355 | 68816.533 | 71352.9849 | 73710.7715 | 80480.9381
[7 empty] | 70062.52 | 69230.6391 | 68937.0867 | 72377.5221 | 74437.4794 | 78784.5381
[7 empty] | 70145.2938 | 69591.3072 | 68633.2097 | 72512.8724 | 73478.9367 | 78226.5645
[7 empty] | 69460.173 | 68887.4454 | 68600.749 | 75003.5411 | 75444.8772 | 80081.4541
[7 empty] | 66057.7602 | 66051.4903 | 66088.3684 | 72833.7229 | 73620.3167 | 75910.7897
[7 empty] | 63113.8428 | 63547.5444 | 64449.4663 | 72026.5568 | 70636.8691 | 73441.7859
[7 empty] | 58697.8363 | 59504.5443 | 59450.5537 | 66309.5223 | 66660.018 | 67765.7215
[7 empty] | 55622.093 | 55758.9036 | 56300.5226 | 67146.8339 | 62273.5643 | 64573.453
[7 empty] | 51194.238 | 51987.319 | 51704.4631 | 63252.4928 | 57627.5161 | 62333.8965
[7 empty] | 48315.8841 | 49046.0219 | 48802.5306 | 61328.1305 | 56293.3455 | 59912.0504
[7 empty] | 47016.9361 | 47670.782 | 48026.177 | 57958.734 | 55074.1408 | 56830.5704
[7 empty] | 47304.1295 | 47869.51 | 47952.3798 | 58848.131 | 54031.1801 | 56568.7915
[7 empty] | 48939.1075 | 49543.3385 | 48910.574 | 61270.0283 | 56378.7455 | 57628.9739
[7 empty] | 52294.1744 | 53502.1806 | 52400.3482 | 60603.2099 | 60743.301 | 57871.0058
[7 empty] | 60771.939 | 61455.0769 | 60196.1538 | 64852.6519 | 65914.8191 | 64452.1055
[7 empty] | 66431.4596 | 67486.8744 | 66107.5753 | 72308.8263 | 72933.6838 | 71664.5337
[7 empty] | 68776.4465 | 69919.9512 | 69074.7196 | 77390.9837 | 77149.8286 | 74148.2498
[7 empty] | 70347.8821 | 71408.5944 | 70787.0947 | 75953.7532 | 76341.072 | 76590.9694
[7 empty] | 72079.9955 | 71430.0295 | 72398.0432 | 77154.45 | 77957.4705 | 78286.7745
[7 empty] | 72570.1015 | 73231.6713 | 73358.038 | 77479.3087 | 78993.4933 | 78337.4912
[7 empty] | 72419.5022 | 73218.877 | 73578.7419 | 74456.5098 | 80069.9411 | 78102.0116
[7 empty] | 72293.9436 | 72395.9104 | 72215.7854 | 74725.4216 | 80044.5222 | 77086.598
[7 empty] | 71493.1841 | 71221.0791 | 71927.3337 | 72865.2532 | 77850.2406 | 75461.9639
[7 empty] | 69630.2998 | 71365.2218 | 71943.9942 | 72080.4895 | 77508.6449 | 74961.2218
[7 empty] | 69048.1028 | 69235.0773 | 69527.6983 | 70849.8394 | 75283.2554 | 71609.9035
[7 empty] | 69764.9545 | 69131.6189 | 69350.2468 | 71631.9703 | 76015.7431 | 73477.4216
[7 empty] | 69310.8327 | 69527.3929 | 69369.2871 | 71478.7761 | 74598.3349 | 72068.8449
[7 empty] | 68916.0292 | 69016.7544 | 69257.8011 | 72022.7504 | 75564.946 | 73816.5212
[7 empty] | 66105.1017 | 66327.8556 | 65718.6448 | 69701.5492 | 74396.3298 | 69499.2569
[7 empty] | 63412.7233 | 64155.4839 | 63956.9317 | 67463.4177 | 73925.9638 | 66993.8447
[7 empty] | 58531.1306 | 59800.433 | 59919.3683 | 63571.727 | 66559.4162 | 62902.3042
[7 empty] | 55502.2892 | 56455.2502 | 56307.2684 | 60938.3021 | 62948.6518 | 61206.8731
[7 empty] | 51859.1423 | 52427.8195 | 52903.3357 | 56723.3855 | 58488.3286 | 57284.7963
[7 empty] | 48332.611 | 49428.7908 | 48986.3886 | 54780.027 | 57204.7372 | 55178.8779
[7 empty] | 46950.7214 | 48036.5658 | 48334.7527 | 54238.6113 | 57404.2323 | 54062.4713
[7 empty] | 47308.4966 | 48245.3506 | 48540.2646 | 52367.0274 | 53830.2025 | 52240.3193
[7 empty] | 48807.6992 | 48793.1637 | 49769.7078 | 55258.5629 | 55565.1383 | 53849.98
[7 empty] | 52330.15 | 53422.972 | 53148.1491 | 57757.6013 | 58980.2731 | 57212.8449
[7 empty] | 60491.6504 | 61695.6399 | 61413.241 | 63762.6997 | 65052.078 | 62996.1552
[7 empty] | 66508.8219 | 67472.0627 | 66461.1466 | 71050.8159 | 72698.1504 | 69830.7413
[7 empty] | 69282.7218 | 69946.0494 | 70288.8666 | 73674.7684 | 77755.3911 | 72324.607
[7 empty] | 70742.2363 | 71714.6417 | 72378.5313 | 74760.2305 | 78729.0665 | 74193.4419
[7 empty] | 71696.3774 | 72961.6833 | 73547.3938 | 75935.0312 | 79327.738 | 73367.1429
[7 empty] | 73336.8743 | 74019.3809 | 74837.7913 | 75371.234 | 79743.0955 | 74091.1915
[7 empty] | 73124.5905 | 73962.8836 | 74035.1937 | 74222.4698 | 80298.8892 | 74250.8164
[7 empty] | 71524.5165 | 72895.2154 | 72083.3999 | 74256.5679 | 79294.0365 | 73703.9077
[7 empty] | 71400.7633 | 72233.9566 | 71371.556 | 73617.6312 | 77692.547 | 72974.1214
[7 empty] | 69701.3788 | 70899.855 | 70485.7017 | 71030.5377 | 76608.4043 | 71613.0538
[7 empty] | 68224.899 | 69592.5027 | 69521.9082 | 69845.1036 | 74550.4299 | 69573.4493
[7 empty] | 68994.8892 | 69283.7409 | 69942.0497 | 70805.955 | 76484.56 | 69344.22
[7 empty] | 69140.0908 | 69623.6634 | 69858.5847 | 69599.1489 | 74882.1182 | 69947.1172
[7 empty] | 68533.2067 | 68247.2935 | 69167.904 | 70333.8579 | 75923.3864 | 70227.9357
[7 empty] | 65873.5843 | 66369.7986 | 66250.0858 | 69001.1276 | 74466.1783 | 68822.0916
[7 empty] | 63554.342 | 64206.8226 | 64443.4834 | 65639.2586 | 73962.2378 | 65542.8412
[7 empty] | 59089.2488 | 60514.6337 | 59945.2126 | 61754.7055 | 67323.9575 | 62113.096
[7 empty] | 55418.9918 | 56749.6269 | 56658.2459 | 57843.0169 | 63895.6603 | 57165.7638
[7 empty] | 51011.7971 | 52407.8398 | 52637.426 | 54898.0863 | 58980.4358 | 54037.5834
[7 empty] | 48235.9844 | 49314.6484 | 49774.5429 | 53727.5033 | 57762.3347 | 52819.5577
[7 empty] | 46887.1759 | 48094.933 | 48591.2641 | 52534.9914 | 58167.4142 | 53302.0119
[7 empty] | 47086.4535 | 48227.6266 | 48695.8353 | 51435.6567 | 54582.6066 | 52182.4619
[7 empty] | 48072.7665 | 49214.0667 | 49867.1683 | 53260.6955 | 56976.2833 | 53398.7468
[7 empty] | 51470.3156 | 53062.9392 | 53423.1261 | 56521.2569 | 61215.1909 | 56666.712
[7 empty] | 59751.7049 | 61555.9409 | 61866.745 | 63378.62 | 65974.2873 | 64069.0129
[7 empty] | 64889.7892 | 67079.8256 | 67458.2002 | 70670.4068 | 73783.0838 | 71065.5657
[7 empty] | 68634.5778 | 69920.5047 | 70546.0909 | 73460.8635 | 79150.3901 | 74374.1404
[7 empty] | 70044.6457 | 71265.1676 | 72404.5909 | 74850.9731 | 81699.8762 | 76616.5999
[7 empty] | 71962.7663 | 73433.6422 | 73514.9418 | 74570.1664 | 83829.4738 | 77930.4327
[7 empty] | 73247.9507 | 73857.1004 | 75318.637 | 75969.2468 | 84201.5399 | 78972.1462
[7 empty] | 72516.5887 | 74168.2346 | 74803.8226 | 74581.5716 | 82798.0348 | 79974.1925
[7 empty] | 71944.8777 | 72322.3645 | 73216.9542 | 74191.7423 | 82547.488 | 78676.1658
[7 empty] | 70435.0458 | 71514.0621 | 71482.335 | 72985.5635 | 79022.7199 | 78249.3349
[7 empty] | 70975.2928 | 71281.2463 | 71669.6877 | 71602.0843 | 77894.0313 | 77317.0887
[7 empty] | 68910.5063 | 69307.4334 | 70297.1641 | 70003.6114 | 75799.7723 | 74366.0943
[7 empty] | 69846.6535 | 69973.8128 | 70933.9509 | 69842.1297 | 77730.2576 | 75279.8249
[7 empty] | 67960.0544 | 68600.828 | 68947.0147 | 69357.5034 | 75441.8798 | 73175.0059
[7 empty] | 67107.9144 | 67427.2298 | 68056.9686 | 68600.5819 | 76162.0362 | 74376.4129
[7 empty] | 63321.6854 | 64265.2847 | 64822.0438 | 65364.9791 | 74576.2133 | 72766.8121
[7 empty] | 63034.4307 | 63249.7673 | 63644.1271 | 64418.5988 | 74842.2867 | 68576.1429
[7 empty] | 58271.6955 | 58674.1085 | 60110.1813 | 60566.6483 | 71594.1144 | 64216.0582
[7 empty] | 55629.5098 | 55656.3147 | 56529.1547 | 56979.6156 | 66360.4573 | 62074.8305
[7 empty] | 50690.63 | 51492.4024 | 52480.7557 | 53935.122 | 63935.7234 | 57100.0031
[7 empty] | 47380.9989 | 48396.6274 | 49235.0874 | 51408.1986 | 61292.5897 | 55494.8488
[7 empty] | 47427.6262 | 46920.8829 | 47968.029 | 51830.8408 | 58206.4213 | 55017.0221
[7 empty] | 46867.8131 | 46136.5667 | 47176.9694 | 49665.2589 | 57909.1544 | 52819.6521
[7 empty] | 45934.8514 | 45565.1755 | 46789.4291 | 48504.1971 | 56958.7696 | 51952.0081
[7 empty] | 46491.06 | 45811.0354 | 47108.2516 | 47235.6399 | 52667.0178 | 49924.5414
[7 empty] | 48351.3696 | 47583.3845 | 49303.6666 | 48923.5493 | 55667.9143 | 52298.7009
[7 empty] | 52979.5274 | 52650.6783 | 53585.2735 | 53956.2993 | 58990.9705 | 56863.1431
[7 empty] | 56674.2977 | 55860.367 | 57129.9837 | 56691.9573 | 61995.2649 | 60601.0425
[7 empty] | 60696.6552 | 59395.8817 | 61986.9523 | 60779.767 | 64355.4655 | 63773.4952
[7 empty] | 62369.0415 | 61516.3528 | 63387.1796 | 63079.0896 | 67943.0378 | 67611.5727
[7 empty] | 63748.5778 | 62794.2773 | 65368.3498 | 64645.6021 | 67710.1691 | 68065.7539
[7 empty] | 62428.4303 | 62430.3935 | 64278.1417 | 63596.6999 | 67297.9977 | 67624.6657
[7 empty] | 61400.6883 | 60381.2407 | 64586.8889 | 64607.4879 | 68558.5781 | 67834.9431
[7 empty] | 59496.8355 | 59444.4268 | 62509.0652 | 62260.1207 | 65691.029 | 66352.0826
[7 empty] | 59673.8519 | 59483.2044 | 60962.4014 | 61085.5822 | 63303.8906 | 64175.0419
[7 empty] | 59781.6484 | 58757.9888 | 59655.3947 | 60939.8223 | 63708.5491 | 64517.8098
[7 empty] | 60932.6461 | 58719.6378 | 61102.4396 | 61648.8863 | 64375.7554 | 64907.2623
[7 empty] | 59353.9437 | 58246.2947 | 59762.246 | 59347.5184 | 65012.1863 | 65176.1571
[7 empty] | 58515.5282 | 57952.4685 | 59054.9431 | 60344.8282 | 63977.8747 | 64380.1693
[7 empty] | 57893.456 | 56320.752 | 57095.5564 | 61644.8738 | 64050.6002 | 63847.1159
[7 empty] | 56743.7034 | 53800.9425 | 57925.6708 | 59088.6953 | 63297.8613 | 63305.5903
[7 empty] | 53731.9752 | 52097.5976 | 54766.1616 | 56609.7363 | 61964.4776 | 61665.7056
[7 empty] | 50120.2604 | 49297.5654 | 50939.1719 | 52895.5759 | 57574.5006 | 58405.8455
[7 empty] | 47838.3205 | 46989.6074 | 48967.1061 | 50159.7086 | 56069.9698 | 55959.5922
[7 empty] | 45050.0102 | 43683.4659 | 45201.1289 | 48268.4591 | 51877.529 | 51365.403
[7 empty] | 43034.8031 | 41959.8342 | 43754.8953 | 46679.723 | 51718.6036 | 51931.7631
[7 empty] | 41574.5876 | 40674.7245 | 41578.2952 | 46226.2958 | 49897.5357 | 49346.5728
[7 empty] | 42637.8425 | 41204.6044 | 43724.3713 | 46530.0654 | 50618.2774 | 50705.7101
[7 empty] | 42961.8858 | 41462.639 | 43623.3021 | 46996.9971 | 51289.5271 | 50846.2653
[7 empty] | 45231.8411 | 43692.0522 | 45609.9567 | 46595.8745 | 50725.8256 | 51007.0472
[7 empty] | 46385.735 | 45110.4031 | 46867.9594 | 46541.9625 | 52239.1454 | 52497.3052
[7 empty] | 50935.1288 | 49553.6556 | 51609.3371 | 52814.4597 | 54126.3739 | 56402.0993
[7 empty] | 55683.8338 | 53647.0801 | 55414.0176 | 56697.2834 | 57885.1798 | 60050.5195
[7 empty] | 59202.4112 | 54525.8713 | 59536.7233 | 60196.5554 | 60089.7492 | 63341.1887
[7 empty] | 62380.4471 | 58544.9957 | 62723.8078 | 61480.9285 | 62190.016 | 64528.9688
[7 empty] | 62824.1546 | 59129.1585 | 63033.758 | 62050.6785 | 61924.7878 | 65975.9596
[7 empty] | 61771.707 | 57771.7561 | 60277.0355 | 60667.3327 | 60468.502 | 63544.5475
[7 empty] | 59393.3458 | 55036.4445 | 59436.5739 | 61254.3715 | 60406.3023 | 65536.74
[7 empty] | 59096.7157 | 54155.827 | 57869.3162 | 57305.7702 | 57597.1526 | 60614.3559
[7 empty] | 56690.7305 | 53385.9219 | 57045.6644 | 57276.7679 | 56545.0398 | 60804.2291
[7 empty] | 58898.3236 | 55790.1444 | 57990.5822 | 59129.9902 | 56922.6677 | 63206.7924
[7 empty] | 60380.8768 | 57267.4579 | 58453.324 | 58759.7436 | 58217.0288 | 63963.1588
[7 empty] | 59577.336 | 57352.722 | 59540.9487 | 59543.7472 | 59569.7603 | 63605.365
[7 empty] | 60560.8876 | 56326.2986 | 58103.0482 | 58792.3967 | 59171.1286 | 63923.083
[7 empty] | 60730.1857 | 55196.3867 | 58892.6198 | 59465.9716 | 60097.2041 | 64551.9105
[7 empty] | 57539.4327 | 53196.2253 | 56874.8791 | 58148.6247 | 59169.7156 | 62725.9781
[7 empty] | 52568.0741 | 50006.311 | 52072.4744 | 54634.4858 | 54898.8849 | 58879.929
[7 empty] | 50685.9037 | 47788.9633 | 50649.2589 | 52859.4043 | 53322.3896 | 56481.264
[7 empty] | 47398.794 | 45812.5826 | 47571.007 | 48864.1474 | 50282.5429 | 51953.017
[7 empty] | 48638.8639 | 47267.9019 | 48490.043 | 50837.724 | 50759.7498 | 54241.2598
[7 empty] | 48895.2788 | 46760.8083 | 47951.9185 | 50084.754 | 50299.2734 | 53094.7518
[7 empty] | 49457.6536 | 47806.654 | 49129.7006 | 51264.3029 | 52042.1229 | 56451.6843
[7 empty] | 55638.4295 | 52498.0715 | 54412.6213 | 57246.3562 | 57696.848 | 61124.3304
[7 empty] | 64137.5482 | 62066.4431 | 62995.5679 | 64290.2482 | 63480.9083 | 68047.3468
[7 empty] | 71151.3473 | 67624.2295 | 69634.5873 | 71575.1027 | 71420.2736 | 74312.9141
[7 empty] | 75168.6412 | 70766.4991 | 71730.8203 | 76882.7738 | 74077.8046 | 79084.5959
[7 empty] | 74464.8378 | 72530.7483 | 73497.4016 | 74372.4825 | 75446.4458 | 80462.8845
[7 empty] | 77258.1063 | 73155.0589 | 75239.8764 | 76466.6373 | 76787.3741 | 82783.7945
[7 empty] | 78440.7251 | 74837.2329 | 75738.9859 | 76879.1091 | 75666.125 | 80312.8157
[7 empty] | 78940.5283 | 74591.5881 | 76756.0544 | 78043.0258 | 74613.6064 | 80365.4623
[7 empty] | 77102.3647 | 73231.4524 | 76063.191 | 78333.8711 | 75181.4487 | 79042.3117
[7 empty] | 75250.5535 | 72690.4805 | 72736.4803 | 75426.3151 | 73248.7508 | 77949.6047
[7 empty] | 74201.5482 | 71076.6754 | 71518.6225 | 73158.8288 | 72774.8349 | 76746.5043
[7 empty] | 73517.6911 | 69840.1003 | 69650.5068 | 70791.2078 | 71236.1626 | 73665.5
[7 empty] | 74215.1059 | 70592.6806 | 69839.32 | 71545.948 | 71030.9019 | 74442.8122
[7 empty] | 73180.9688 | 70486.2223 | 69723.2176 | 71829.2454 | 71182.1115 | 73058.5522
[7 empty] | 73363.9668 | 69541.9974 | 70582.1356 | 70029.6621 | 70881.3312 | 73199.4159
[7 empty] | 70035.8385 | 67835.6772 | 67108.0108 | 67836.0422 | 67203.5992 | 70519.0393
[7 empty] | 68132.6155 | 65012.7814 | 65634.1118 | 65867.8965 | 65110.429 | 68798.3344
[7 empty] | 62927.4671 | 61317.4736 | 60666.8208 | 61906.9867 | 61387.6472 | 65985.3545
[7 empty] | 59785.3227 | 57475.0281 | 57758.2364 | 58560.1116 | 57542.3346 | 62544.9455
[7 empty] | 56341.4617 | 53094.6999 | 53555.4002 | 55319.8009 | 54841.4228 | 57993.6867
[7 empty] | 52675.5981 | 50273.8899 | 50628.4352 | 53018.1766 | 53056.4577 | 56725.9267
[7 empty] | 52114.3101 | 49032.6171 | 49349.6262 | 52134.5544 | 52286.7993 | 53958.4019
[7 empty] | 51556.0963 | 49054.9285 | 49551.6512 | 50746.5365 | 50478.6002 | 51708.5393
[7 empty] | 53475.8122 | 50379.8644 | 51313.8839 | 52827.4065 | 51896.1223 | 54099.1567
[7 empty] | 57284.9192 | 54343.4265 | 54828.535 | 55915.3703 | 55317.606 | 58577.3517
[7 empty] | 65480.2496 | 63056.4008 | 62924.5737 | 63330.1395 | 62413.8143 | 63394.6088
[7 empty] | 72132.7943 | 67645.7385 | 68505.921 | 69577.0319 | 68791.3175 | 70861.3194
[7 empty] | 77163.4201 | 70856.3424 | 72011.6238 | 71837.844 | 71663.1173 | 73473.2616
[7 empty] | 78568.8323 | 72631.1562 | 73591.664 | 72764.0182 | 72113.4454 | 74386.3213
[7 empty] | 79138.0067 | 74186.5977 | 75769.8067 | 74430.7926 | 73304.9065 | 75066.7
[7 empty] | 83529.7201 | 74996.4974 | 76485.8448 | 74846.4646 | 73437.1536 | 74016.5405
[7 empty] | 81738.6171 | 73621.298 | 78036.9317 | 74421.7066 | 73821.7311 | 74327.3243
[7 empty] | 83557.2524 | 72661.522 | 78029.3754 | 72428.1432 | 72250.7183 | 74152.3812
[7 empty] | 81032.2011 | 72279.8245 | 75871.251 | 71203.425 | 70908.2191 | 71999.4523
[7 empty] | 78789.6761 | 71121.7621 | 73004.0861 | 70182.091 | 70893.7673 | 71127.9606
[7 empty] | 77035.4139 | 70184.0321 | 71455.6599 | 69395.158 | 69576.9525 | 70602.6499
[7 empty] | 79649.4785 | 70296.4989 | 71853.4621 | 69870.7617 | 71258.854 | 70280.1213
[7 empty] | 77460.4495 | 70655.1429 | 71447.1009 | 69954.7974 | 70895.1495 | 70212.8342
[7 empty] | 80401.834 | 69977.3403 | 70733.6753 | 69826.3378 | 69955.7839 | 68900.7757
[7 empty] | 76946.963 | 66969.8934 | 67048.7293 | 67062.9863 | 67500.1718 | 66652.9927
[7 empty] | 70398.8296 | 65054.937 | 66469.5389 | 65191.3764 | 65197.4276 | 65041.6416
[7 empty] | 66256.3947 | 60548.1279 | 61146.703 | 60159.6539 | 61054.8735 | 61043.7558
[7 empty] | 61614.0306 | 57073.1814 | 58016.0189 | 57391.0163 | 56543.7355 | 56993.1947
[7 empty] | 59030.3702 | 53041.4756 | 53746.489 | 52844.5957 | 53037.2025 | 54539.6754
[7 empty] | 56214.8111 | 50475.06 | 51003.586 | 50460.0633 | 50614.5594 | 51465.4966
[7 empty] | 58142.0055 | 49042.1562 | 49805.9573 | 49627.6792 | 51529.7917 | 51273.6017
[7 empty] | 54315.5366 | 49155.714 | 50185.4748 | 47708.9176 | 50006.1791 | 48845.8245
[7 empty] | 56451.8688 | 50533.3536 | 52001.8124 | 49414.879 | 52073.8489 | 50177.2447
[7 empty] | 61100.3744 | 54131.7117 | 55320.5781 | 53417.7089 | 55260.9361 | 53302.2338
[7 empty] | 66742.8855 | 63048.9213 | 63865.2089 | 60665.1551 | 62538.3621 | 60510.9178
[7 empty] | 73108.1681 | 68785.0105 | 69558.4122 | 66300.5254 | 68667.3795 | 67204.1628
[7 empty] | 78298.1785 | 71205.2598 | 71857.7524 | 68885.9934 | 70942.8709 | 68959.4815
[7 empty] | 79560.2575 | 72726.9082 | 73370.2856 | 71198.2999 | 73045.7281 | 71849.3784
[7 empty] | 83780.4907 | 73613.8237 | 75462.7492 | 72137.4168 | 73852.4858 | 71870.7668
[7 empty] | 85090.4222 | 74356.9007 | 76637.2159 | 73126.5197 | 73750.8072 | 72572.1869
[7 empty] | 84585.0308 | 74413.1143 | 76463.3708 | 73192.9399 | 73572.3757 | 73154.5272
[7 empty] | 82088.6746 | 72680.2347 | 75422.3974 | 72746.7275 | 72677.3955 | 71901.0245
[7 empty] | 79152.9763 | 71519.7501 | 74281.5409 | 71954.6495 | 70748.65 | 71153.9462
[7 empty] | 76931.6412 | 71326.1817 | 72304.3008 | 71196.5232 | 70441.2053 | 69664.3865
[7 empty] | 75948.451 | 70150.5181 | 71189.9436 | 69193.1686 | 69434.3664 | 68244.0244
[7 empty] | 76049.941 | 69846.1184 | 71410.3485 | 68969.9107 | 69582.6261 | 68754.2041
[7 empty] | 76128.8908 | 70334.1782 | 71145.0504 | 69228.1326 | 69432.9867 | 68919.5574
[7 empty] | 77501.1785 | 70157.9886 | 70556.4845 | 68939.9343 | 69666.9388 | 68368.2541
[7 empty] | 76035.9634 | 67194.3253 | 67886.1861 | 66364.7113 | 67019.9234 | 64938.285
[7 empty] | 74663.2552 | 65266.7757 | 66217.5957 | 63462.3901 | 65071.4636 | 63825.2878
[7 empty] | 67420.6191 | 60424.6697 | 61554.6036 | 59061.2828 | 60853.5824 | 58885.7067
[7 empty] | 64275.2739 | 56617.288 | 58988.8957 | 55793.312 | 57180.3845 | 55326.4655
[7 empty] | 59866.2957 | 52611.7084 | 54310.3227 | 51292.9401 | 53707.3297 | 51130.5989
[7 empty] | 57365.821 | 50078.8568 | 51484.1366 | 48578.8122 | 51331.0549 | 49665.7625
[7 empty] | 59207.6348 | 48397.5592 | 48950.5876 | 47004.6418 | 52341.8885 | 50004.1431
[7 empty] | 55248.2189 | 48492.5781 | 49272.9936 | 47298.3113 | 50776.7753 | 48612.573
[7 empty] | 57376.2356 | 49812.392 | 51076.4308 | 48794.425 | 52778.0874 | 50150.7976
[7 empty] | 62096.2545 | 53347.6989 | 54328.1256 | 52221.3268 | 56054.7097 | 53344.8002
[7 empty] | 67633.3641 | 61850.4359 | 63151.6425 | 60462.5385 | 63139.827 | 60762.6698
[7 empty] | 74625.9001 | 67789.7101 | 69256.5344 | 66617.5328 | 68987.5514 | 66388.9895
[7 empty] | 80346.375 | 70019.9696 | 71392.716 | 68416.2976 | 71648.1722 | 69171.3803
[7 empty] | 83217.6766 | 71951.4953 | 72673.6364 | 69989.6492 | 74258.8056 | 71003.193
[7 empty] | 83187.4998 | 72486.1047 | 73644.1457 | 70887.5965 | 75945.7414 | 72377.6825
[7 empty] | 84625.7405 | 73591.2698 | 74106.1749 | 72899.864 | 75789.3633 | 73181.6865
[7 empty] | 83770.5049 | 73344.0619 | 74039.0947 | 71574.8749 | 75339.8941 | 72605.0346
[7 empty] | 82977.0377 | 72503.0318 | 73381.4934 | 71072.0403 | 75730.0294 | 71704.0292
[7 empty] | 81068.2928 | 71200.8368 | 71677.6156 | 69842.6435 | 73626.6888 | 70499.2353
[7 empty] | 79019.6338 | 71370.9712 | 71147.1585 | 69854.0804 | 74114.8913 | 70167.9494
[7 empty] | 75450.6641 | 69303.3389 | 69929.2958 | 68603.8957 | 73163.6941 | 68330.997
[7 empty] | 78035.7467 | 69627.7681 | 70484.7517 | 68724.0654 | 73945.3864 | 68886.0877
[7 empty] | 77664.7752 | 70342.1865 | 70006.3041 | 68886.7708 | 71573.2881 | 69088.2093
[7 empty] | 78309.242 | 69613.4979 | 68988.7746 | 68625.6665 | 72459.2992 | 68369.1317
[7 empty] | 76478.055 | 66578.0969 | 66133.1988 | 66097.271 | 69922.9668 | 65140.4004
[7 empty] | 76253.2206 | 64300.3306 | 63832.4881 | 63057.986 | 68113.4081 | 63071.8374
[7 empty] | 68697.9962 | 59924.4114 | 59651.1385 | 59190.7212 | 64095.3226 | 58770.1448
[7 empty] | 65819.9135 | 56229.5974 | 55935.4892 | 55229.2809 | 59895.7958 | 55315.1953
[7 empty] | 60178.8363 | 52350.3246 | 51648.5694 | 50738.1921 | 57377.4049 | 51097.8903
[7 empty] | 58243.504 | 49303.1776 | 48999.9673 | 48356.5115 | 54489.9544 | 48313.0292
[7 empty] | 56731.7958 | 47871.1067 | 48160.1124 | 47049.1246 | 56281.7397 | 47072.1351
[7 empty] | 55411.9775 | 48064.6784 | 48516.5953 | 47255.0477 | 53051.59 | 47345.2312
[7 empty] | 56835.5797 | 49180.3698 | 49966.9771 | 48117.9125 | 55027.735 | 49019.949
[7 empty] | 62283.5335 | 52795.5018 | 53553.581 | 51203.3949 | 59420.5209 | 52523.4338
[7 empty] | 67003.8504 | 61428.6988 | 61891.737 | 59368.4981 | 65295.4029 | 60564.8121
[7 empty] | 74230.3661 | 66842.1946 | 67781.5372 | 64433.381 | 72234.6158 | 66749.1862
[7 empty] | 79892.6988 | 69970.1526 | 70414.1926 | 68987.9366 | 76720.4018 | 69329.8469
[7 empty] | 81504.3916 | 71785.8399 | 72409.5908 | 70539.7639 | 77943.6223 | 71080.9027
[7 empty] | 83226.4947 | 72900.3238 | 73058.2159 | 72296.0387 | 77472.4955 | 71599.9971
[7 empty] | 83831.6481 | 73655.5765 | 74102.4718 | 73059.4795 | 78909.7431 | 73767.8243
[7 empty] | 81530.4032 | 75208.5967 | 74575.9072 | 71999.3038 | 78691.6139 | 74032.5609
[7 empty] | 79925.4812 | 72790.8945 | 72832.3907 | 71853.7045 | 78897.9617 | 72613.0908
[7 empty] | 78292.4092 | 72196.3572 | 71883.2618 | 71223.5048 | 76986.1294 | 71596.6194
[7 empty] | 78422.3166 | 72369.6446 | 71028.6171 | 70462.588 | 77133.5221 | 70242.914
[7 empty] | 74864.8516 | 69976.5252 | 69844.2087 | 69161.8995 | 74215.931 | 69311.3286
[7 empty] | 75914.2365 | 70074.0659 | 70314.5437 | 69937.0924 | 74461.4922 | 69194.9921
[7 empty] | 75077.9459 | 69240.2609 | 68609.325 | 68665.3242 | 72438.8443 | 67870.0401
[7 empty] | 75987.8461 | 68405.1828 | 67738.3446 | 67407.0818 | 75132.8668 | 67155.7746
[7 empty] | 75013.8831 | 64583.6234 | 64181.588 | 64072.4892 | 70914.24 | 63918.9589
[7 empty] | 74362.9572 | 62436.3216 | 63741.3441 | 62367.2595 | 66529.75 | 61859.3659
[7 empty] | 67209.2675 | 58447.4201 | 58968.4311 | 58216.6329 | 63468.6606 | 58085.0387
[7 empty] | 63574.2636 | 55422.0251 | 56481.2805 | 55013.0806 | 59199.4551 | 55043.64
[7 empty] | 58535.3887 | 50935.9632 | 52202.6973 | 51592.5551 | 55189.6499 | 50675.6995
[7 empty] | 57409.9007 | 48309.0534 | 48841.7236 | 48187.2946 | 53303.0779 | 48168.7135
[7 empty] | 55339.8655 | 46162.0305 | 48192.0638 | 46405.9718 | 54078.3183 | 46441.6729
[7 empty] | 53919.8157 | 45390.9484 | 48006.2352 | 45280.6812 | 52276.9834 | 45440.9739
[7 empty] | 53810.3504 | 44576.1674 | 47643.5028 | 46002.7748 | 51847.5293 | 44864.5752
[7 empty] | 51317.9094 | 45430.9901 | 47792.9843 | 46036.8267 | 50734.5289 | 45351.8666
[7 empty] | 55014.5897 | 47107.1807 | 50291.1759 | 47466.6251 | 53807.5527 | 47317.1746
[7 empty] | 57741.4681 | 51766.839 | 54162.4115 | 51709.1254 | 57703.3586 | 52112.1767
[7 empty] | 62370.5649 | 55410.9341 | 58639.8622 | 54988.2574 | 61280.0023 | 56235.2423
[7 empty] | 66345.5084 | 59211.9598 | 63572.3505 | 60026.1511 | 66238.8863 | 59079.0504
[7 empty] | 69956.9656 | 62073.3032 | 65256.8552 | 62812.7658 | 68620.2836 | 61252.3515
[7 empty] | 68837.4521 | 63299.0685 | 67089.0019 | 63904.6408 | 69084.8349 | 63434.7742
[7 empty] | 69329.1792 | 65047.9373 | 67079.6206 | 64459.5118 | 69978.1593 | 63971.4479
[7 empty] | 69225.0389 | 61500.0828 | 68222.0702 | 64167.3055 | 72570.0895 | 63553.8496
[7 empty] | 67068.3133 | 61557.4992 | 65441.1651 | 61621.5207 | 68641.5286 | 61490.1865
[7 empty] | 66473.3644 | 59325.2183 | 63507.4141 | 57851.678 | 67159.8211 | 59394.2202
[7 empty] | 65914.8274 | 57945.549 | 61632.4245 | 59995.4473 | 67497.0496 | 59485.8749
[7 empty] | 65507.3398 | 60202.5718 | 63050.1287 | 58553.4612 | 66731.8154 | 60156.2642
[7 empty] | 63760.4618 | 58993.5876 | 61137.8044 | 59330.6339 | 68056.6786 | 58719.9989
[7 empty] | 64000.5053 | 58023.4325 | 59717.641 | 58712.0312 | 66466.6608 | 57601.029
[7 empty] | 63361.9493 | 55875.6309 | 57377.8007 | 55172.9619 | 66002.7632 | 55778.3902
[7 empty] | 66303.8182 | 54581.219 | 59909.733 | 54143.5704 | 66614.3563 | 53202.3438
[7 empty] | 62115.9809 | 53307.8626 | 56943.9509 | 51783.9068 | 63236.7645 | 52753.0243
[7 empty] | 57626.7866 | 49680.0243 | 53866.2924 | 49026.1057 | 59817.2698 | 49532.5243
[7 empty] | 54961.5903 | 47980.0659 | 50758.0357 | 46351.0254 | 56097.5075 | 46795.5889
[7 empty] | 50266.7654 | 44575.2309 | 47060.5602 | 44113.7294 | 51729.8635 | 45374.3214
[7 empty] | 49678.7875 | 40951.9306 | 44542.4284 | 41836.1874 | 52007.7198 | 43573.5454
[7 empty] | 47463.0738 | 39352.0536 | 42798.997 | 39637.3386 | 49576.9542 | 42658.1534
[7 empty] | 49067.8467 | 40180.0043 | 43297.6833 | 40101.2723 | 49862.5364 | 43172.2429
[7 empty] | 49440.3449 | 40403.9481 | 46585.8672 | 40627.7555 | 49812.4408 | 42588.0907
[7 empty] | 50431.9123 | 42417.2598 | 46079.6205 | 42613.1747 | 49813.9716 | 44654.457
[7 empty] | 50035.0454 | 44327.5665 | 46868.0802 | 45015.5051 | 53807.0182 | 46780.4147
[7 empty] | 54355.5128 | 48645.8212 | 52193.0152 | 50192.1697 | 58159.1329 | 52369.3146
[7 empty] | 59263.1664 | 53103.6169 | 56126.503 | 53277.8048 | 62115.2325 | 54955.6645
[7 empty] | 62672.6326 | 54512.3651 | 59502.3385 | 56696.2175 | 64204.5651 | 57020.5747
[7 empty] | 64356.1654 | 59026.9108 | 60002.198 | 58130.7823 | 67365.5334 | 60909.7558
[7 empty] | 65430.1789 | 59784.1664 | 60211.4758 | 60279.1343 | 69088.2901 | 60689.9588
[7 empty] | 65541.6078 | 58090.1805 | 58303.6834 | 59218.5823 | 71846.5711 | 60606.0256
[7 empty] | 65683.9737 | 55408.3388 | 57303.8873 | 56604.3882 | 70845.0373 | 59915.7558
[7 empty] | 63536.3426 | 55654.9089 | 54711.8906 | 53826.2832 | 65806.0234 | 57330.8768
[7 empty] | 62514.0949 | 54723.4487 | 55218.284 | 55341.7288 | 65827.9375 | 57681.0666
[7 empty] | 64304.8766 | 55587.1675 | 55917.3306 | 57340.073 | 66947.2839 | 61250.438
[7 empty] | 64000.3656 | 56189.0475 | 57702.2752 | 58164.4074 | 67353.5854 | 61219.7086
[7 empty] | 65512.0548 | 56330.9167 | 57064.5502 | 56764.5949 | 68159.3322 | 60221.1559
[7 empty] | 62313.7638 | 55122.6969 | 55345.886 | 54931.2442 | 65584.0491 | 59812.4733
[7 empty] | 62364.2159 | 52501.4708 | 54511.8869 | 53036.5503 | 66140.8105 | 59813.2156
[7 empty] | 59453.48 | 51739.4328 | 54219.9668 | 52183.4988 | 63138.2951 | 56933.7507
[7 empty] | 54362.5381 | 48837.0414 | 51159.5193 | 49216.3974 | 57880.0704 | 52877.9082
[7 empty] | 53102.1115 | 47013.8596 | 49228.3651 | 46473.1342 | 55769.8208 | 50818.1161
[7 empty] | 49678.9286 | 44594.2208 | 46230.3351 | 44746.2713 | 51200.3575 | 48337.2055
[7 empty] | 48239.7321 | 46932.4044 | 46145.3197 | 45497.7295 | 52902.1716 | 49539.999
[7 empty] | 46826.7126 | 46451.5041 | 45147.2085 | 44773.3671 | 52290.8861 | 49061.485
[7 empty] | 48116.3752 | 47320.3661 | 46543.8775 | 45395.1991 | 53299.9041 | 50092.3994
[7 empty] | 51580.0507 | 50505.3376 | 49714.8755 | 48576.6907 | 54925.8471 | 54039.6472
[7 empty] | 52507.3227 | 54148.1781 | 51740.7136 | 52609.7537 | 57226.8664 | 56884.9543
[7 empty] | 61174.2651 | 62251.8011 | 59878.038 | 60950.347 | 66437.5867 | 65099.0167
[7 empty] | 64688.4879 | 66168.4232 | 65117.0563 | 64460.7726 | 72948.95 | 72668.6835
[7 empty] | 69513.14 | 71462.6639 | 69776.7353 | 70357.3294 | 70078.0945 | 67062.8592
[7 empty] | 71140.678 | 71439.6888 | 69748.6881 | 69371.4657 | 77573.9935 | 73776.0812
[7 empty] | 72722.8767 | 74303.8948 | 71857.6974 | 71940.8957 | 78580.8783 | 76465.4878
[7 empty] | 73074.6161 | 72480.7443 | 71211.6961 | 72770.7829 | 81141.7839 | 78481.6127
[7 empty] | 73249.0617 | 72800.0173 | 73268.7539 | 72777.7825 | 86487.641 | 78335.2184
[7 empty] | 73182.2982 | 73466.2535 | 73025.8192 | 72521.9225 | 81442.5326 | 77482.576
[7 empty] | 71261.151 | 71296.3846 | 72122.862 | 70337.3162 | 80500.1104 | 74880.4627
[7 empty] | 69551.9811 | 68533.2658 | 69461.1795 | 68704.0726 | 79220.6226 | 72852.2494
[7 empty] | 70295.9916 | 70059.5522 | 70425.7273 | 70173.8612 | 81065.0611 | 73182.787
[7 empty] | 70123.7907 | 70281.5019 | 69443.0627 | 68951.7574 | 79103.6814 | 70854.4429
[7 empty] | 69217.7369 | 70511.5332 | 70005.0201 | 68894.9905 | 80429.6602 | 71296.1688
[7 empty] | 66780.8167 | 68024.5707 | 66769.3471 | 67503.8084 | 76009.315 | 68966.8743
[7 empty] | 64332.4154 | 66147.2928 | 63593.8846 | 64124.2007 | 73203.2413 | 66290.214
[7 empty] | 58285.427 | 60437.7862 | 58750.5809 | 59260.9999 | 66881.3656 | 61403.4332
[7 empty] | 55385.9361 | 57088.6959 | 55104.0792 | 55732.9531 | 62328.2971 | 59094.8704
[7 empty] | 51338.1277 | 52616.1792 | 50986.9722 | 51184.0204 | 57989.3508 | 55063.1837
[7 empty] | 50372.4396 | 49990.433 | 48117.416 | 48307.6072 | 56449.5516 | 51339.1132
[7 empty] | 51252.2088 | 49699.9777 | 47026.1683 | 47152.714 | 54826.9472 | 49850.2403
[7 empty] | 47433.9556 | 50025.8061 | 46815.5411 | 47637.7064 | 52863.9384 | 49675.9625
[7 empty] | 48619.0659 | 51026.7869 | 48110.4888 | 47903.2075 | 53897.0184 | 51089.9671
[7 empty] | 46281.6101 | 48728.9914 | 45920.5172 | 45353.7251 | 51322.6749 | 49331.4841
[7 empty] | 46030.9282 | 48788.1186 | 45759.8482 | 46388.8536 | 51388.1243 | 48548.6796
[7 empty] | 47636.1102 | 50712.7299 | 47680.7929 | 46921.6355 | 51705.3688 | 50468.6399
[7 empty] | 52073.4142 | 54504.8001 | 51490.8611 | 51188.5582 | 56901.1533 | 54382.7462
[7 empty] | 54906.3791 | 58354.14 | 54442.5486 | 55070.2275 | 62026.1977 | 57779.5649
[7 empty] | 57356.4142 | 60277.1873 | 56980.5352 | 57645.5524 | 65421.337 | 60581.5979
[7 empty] | 57856.8032 | 63339.3563 | 59228.9547 | 58784.2175 | 66996.2525 | 62315.8429
[7 empty] | 59837.6638 | 61759.1613 | 60892.5111 | 59141.0289 | 69353.4453 | 67089.2007
[7 empty] | 58808.8726 | 60232.5787 | 59239.5222 | 57528.8119 | 69866.8702 | 65688.7505
[7 empty] | 57117.5055 | 61051.4587 | 55928.3405 | 56325.0463 | 66858.9851 | 64474.7033
[7 empty] | 54415.6093 | 57131.3713 | 54699.5634 | 53993.0371 | 65579.7266 | 63327.7311
[7 empty] | 55901.4712 | 56290.9205 | 55067.0368 | 54262.466 | 65556.8028 | 62240.2948
[7 empty] | 56091.8258 | 57404.451 | 55302.8596 | 55334.1859 | 67456.3758 | 64980.3368
[7 empty] | 55790.3037 | 58048.6234 | 57315.0687 | 55774.516 | 66695.9428 | 62463.6011
[7 empty] | 57451.9337 | 57956.1 | 58176.8928 | 56102.2542 | 66128.6729 | 61615.2129
[7 empty] | 57508.2255 | 58822.6714 | 57047.3865 | 56982.1973 | 64322.4032 | 61042.8785
[7 empty] | 56148.9893 | 59310.1523 | 55467.2428 | 56107.0615 | 64277.7469 | 59087.9308
[7 empty] | 54999.7862 | 57820.0245 | 54761.0703 | 54473.4174 | 62238.1602 | 57083.0358
[7 empty] | 53926.9288 | 55830.1014 | 53567.4096 | 53537.1302 | 59725.9478 | 55488.4486
[7 empty] | 51507.6361 | 53620.3734 | 51199.5643 | 49829.294 | 55227.97 | 53794.1875
[7 empty] | 49555.022 | 51514.6258 | 49220.8854 | 48570.1178 | 53841.1529 | 51527.6963
[7 empty] | 49014.7036 | 49744.9793 | 47337.4096 | 48004.4042 | 54982.8013 | 49567.6352
[7 empty] | 48396.9975 | 49931.5104 | 47495.2334 | 47957.196 | 53642.4512 | 48979.5704
[7 empty] | 49917.901 | 51106.1388 | 48454.6481 | 49176.4042 | 55545.7696 | 49751.4835
[7 empty] | 53685.0493 | 55186.5713 | 51140.2542 | 51814.1209 | 60515.3018 | 54459.9311
[7 empty] | 61303.1663 | 63583.2796 | 58945.7349 | 59114.3569 | 64971.9533 | 61735.7189
[7 empty] | 67241.1653 | 69590.0874 | 64540.5292 | 64542.038 | 72982.3463 | 68305.5482
[7 empty] | 69425.1552 | 71364.0144 | 69616.5778 | 68648.8026 | 76993.1771 | 70526.2861
[7 empty] | 70693.5008 | 72917.1139 | 71107.4216 | 70718.5638 | 76838.6065 | 72130.3986
[7 empty] | 72918.1447 | 75383.5452 | 72890.5339 | 72019.3061 | 77942.1294 | 73700.2326
[7 empty] | 74092.7318 | 73944.298 | 73788.0537 | 73920.8784 | 78090.0159 | 75375.2758
[7 empty] | 74557.2384 | 74474.0076 | 72804.3121 | 72751.585 | 78865.904 | 74632.1888
[7 empty] | 72581.8906 | 74243.821 | 72585.7959 | 72195.8697 | 78167.0478 | 74246.8882
[7 empty] | 71942.3847 | 72064.0352 | 70882.5022 | 71004.4339 | 76443.3854 | 72964.6757
[7 empty] | 71252.1889 | 71490.2286 | 70173.7998 | 70962.9805 | 75729.3796 | 71013.8778
[7 empty] | 69755.3247 | 70523.8295 | 68934.4525 | 68818.4814 | 73890.9759 | 69874.0871
[7 empty] | 68811.5347 | 69479.8352 | 69156.1918 | 69620.2413 | 74073.0977 | 70009.9987
[7 empty] | 69167.2182 | 69799.1091 | 69276.5703 | 69667.5872 | 72238.5123 | 70127.2937
[7 empty] | 68853.3849 | 69078.7616 | 67768.5933 | 67536.7273 | 74035.6675 | 68208.3779
[7 empty] | 66376.8285 | 66013.8617 | 65846.7932 | 65307.8805 | 70198.6504 | 66520.6184
[7 empty] | 65106.0315 | 63449.3094 | 62277.584 | 63429.0371 | 66595.2325 | 64066.9889
[7 empty] | 60009.1393 | 59978.1286 | 58634.7934 | 58731.3116 | 63296.5721 | 60157.6241
[7 empty] | 57412.9448 | 57180.6679 | 55662.4413 | 55522.5291 | 60441.567 | 56265.5875
[7 empty] | 53370.7681 | 52613.1707 | 51034.8525 | 51912.764 | 56116.3546 | 51674.3344
[7 empty] | 50206.3779 | 50541.6965 | 48672.7271 | 48877.3253 | 54566.4677 | 49435.1663
[7 empty] | 50588.7037 | 49519.4759 | 47032.6328 | 48747.896 | 52589.2039 | 47186.9433
[7 empty] | 50019.9507 | 49376.384 | 47407.4575 | 48537.5274 | 51428.0029 | 47278.3311
[7 empty] | 51796.264 | 50528.0596 | 47998.1528 | 49660.6336 | 53171.0594 | 48928.8953
[7 empty] | 55508.7131 | 54492.2135 | 51119.8954 | 52615.6425 | 56412.4845 | 52669.0531
[7 empty] | 63319.8711 | 63051.708 | 58981.2127 | 60280.8948 | 63009.3741 | 60865.3336
[7 empty] | 69659.4977 | 68721.4195 | 64244.2321 | 65740.5431 | 69475.3404 | 66336.8067
[7 empty] | 71767.1594 | 70804.2613 | 68737.7667 | 69870.1435 | 72301.0762 | 69282.5769
[7 empty] | 73944.8546 | 72368.0952 | 70949.5632 | 71607.9291 | 75018.723 | 70915.6481
[7 empty] | 74730.4095 | 73817.1368 | 73224.6546 | 73586.4126 | 75274.4751 | 72620.2327
[7 empty] | 77507.3958 | 74882.2997 | 73353.3441 | 75459.0301 | 77172.2704 | 73899.2624
[7 empty] | 76998.3857 | 74523.7303 | 72759.6188 | 73823.8944 | 77134.8102 | 73734.9417
[7 empty] | 78069.3413 | 74255.8173 | 72358.4428 | 73098.5139 | 76560.6159 | 72608.7278
[7 empty] | 75638.409 | 72609.8813 | 72214.5702 | 71668.3847 | 73911.5334 | 72762.7994
[7 empty] | 73308.1061 | 71241.3004 | 69661.9986 | 70858.6799 | 72884.6362 | 70615.4753
[7 empty] | 71920.5084 | 70441.3848 | 68937.0279 | 69403.5002 | 71136.2558 | 69728.4045
[7 empty] | 73654.1143 | 70578.4867 | 68422.1683 | 70204.8562 | 71132.2169 | 68899.2466
[7 empty] | 72458.7001 | 71202.1492 | 69026.5355 | 69542.9491 | 70358.7093 | 69621.1005
[7 empty] | 69892.0054 | 70272.3667 | 68176.7753 | 68816.6154 | 70933.0213 | 68959.3582
[7 empty] | 68467.016 | 68302.7797 | 65823.4125 | 66006.1085 | 68254.9367 | 66102.4114
[7 empty] | 65902.8711 | 65718.6727 | 63158.9085 | 64082.4918 | 65122.8453 | 63217.6578
[7 empty] | 61579.7463 | 61100.5165 | 58960.1413 | 59751.5587 | 60930.0784 | 59145.5552
[7 empty] | 59168.508 | 58000.0674 | 55240.7672 | 56535.61 | 57595.4838 | 55343.2701
[7 empty] | 53996.8907 | 54736.8089 | 50505.7994 | 53126.8023 | 54604.7673 | 50804.5844
[7 empty] | 51027.1123 | 51305.6584 | 48410.7829 | 50577.9658 | 52131.5019 | 48480.658
[7 empty] | 49703.7702 | 50710.227 | 47073.0414 | 49392.9367 | 52092.4338 | 47783.7944
[7 empty] | 50191.9803 | 50317.3134 | 47487.7528 | 49087.0538 | 50360.187 | 47082.8123
[7 empty] | 51935.948 | 52035.1643 | 48311.2535 | 50155.402 | 51741.7422 | 48301.0998
[7 empty] | 55346.5374 | 55603.0854 | 51164.2426 | 52749.1357 | 54975.607 | 51677.621
[7 empty] | 63862.5029 | 63839.0216 | 58879.1304 | 60683.1246 | 62102.1409 | 59298.5759
[7 empty] | 70012.0294 | 69957.654 | 64097.6299 | 66113.0697 | 68502.1112 | 65616.7423
[7 empty] | 72339.4176 | 71943.0819 | 68833.6555 | 71058.4912 | 70842.4232 | 68531.5019
[7 empty] | 73811.9222 | 73488.1155 | 69777.6902 | 71556.6634 | 72286.1369 | 70177.7414
[7 empty] | 76452.08 | 75742.9388 | 72317.382 | 73433.7509 | 72906.7041 | 72381.4702
[7 empty] | 77440.9157 | 76992.1201 | 73023.0677 | 74627.4197 | 75025.3915 | 73946.8425
[7 empty] | 78080.5801 | 77661.0851 | 72719.0058 | 74176.3769 | 75180.1309 | 73304.1216
[7 empty] | 78063.2164 | 76503.2684 | 72702.2053 | 74091.436 | 73244.1761 | 72912.8296
[7 empty] | 76658.9614 | 74366.7433 | 71929.5402 | 73558.7894 | 71534.1298 | 72037.6799
[7 empty] | 74009.8436 | 72895.6317 | 71226.8343 | 72714.4867 | 71538.4111 | 70808.6881
[7 empty] | 71222.779 | 71036.8164 | 69233.1675 | 70553.5258 | 69900.8883 | 69277.9766
[7 empty] | 71081.906 | 70946.1612 | 69315.2532 | 71825.4202 | 69569.4595 | 69250.9978
[7 empty] | 70778.7832 | 70465.3944 | 68171.2891 | 69615.265 | 68215.8207 | 68824.8729
[7 empty] | 68456.9794 | 68402.5513 | 66777.9518 | 68333.0928 | 67561.1283 | 66880.6504
[7 empty] | 65280.7066 | 64341.3525 | 63565.8332 | 65498.4889 | 64312.5277 | 63606.5272
[7 empty] | 64325.9667 | 64704.5039 | 61715.6012 | 64860.1395 | 63363.7514 | 61711.0396
[7 empty] | 59933.7292 | 59784.8133 | 58029.3408 | 59737.4371 | 59256.4183 | 57155.6375
[7 empty] | 56643.8836 | 57697.7632 | 55039.6036 | 56899.1612 | 55661.463 | 54437.0537
[7 empty] | 52512.9851 | 52981.587 | 51886.2243 | 53415.0702 | 52047.0264 | 50290.0168
[7 empty] | 49690.4091 | 49525.7724 | 48573.3047 | 49873.4404 | 48859.4612 | 47522.777
[7 empty] | 47146.4402 | 46866.6021 | 46716.6522 | 49689.0083 | 46113.6157 | 45933.2091
[7 empty] | 46873.4512 | 46786.5223 | 45418.1081 | 48682.571 | 46296.8425 | 45283.1157
[7 empty] | 46510.5402 | 46579.1465 | 45643.2377 | 49062.569 | 45943.6623 | 44692.3925
[7 empty] | 47076.7818 | 46840.7656 | 45639.1844 | 49952.3905 | 45806.8378 | 44908.4295
[7 empty] | 48167.9772 | 48358.9279 | 47069.7251 | 51049.579 | 48009.9016 | 46525.4722
[7 empty] | 52622.3144 | 52262.7003 | 50929.1134 | 55291.6625 | 52085.0533 | 50927.6896
[7 empty] | 56199.8976 | 56212.0621 | 54209.0606 | 59785.8057 | 55225.9538 | 55430.7908
[7 empty] | 60395.3624 | 60809.5886 | 58718.8011 | 63115.2306 | 58460.9049 | 57504.2302
[7 empty] | 61837.1076 | 62453.1141 | 60316.2085 | 66051.1498 | 61120.1199 | 60581.7076
[7 empty] | 62914.7797 | 63639.5854 | 61316.8534 | 67335.0101 | 62790.58 | 62371.2995
[7 empty] | 62162.5278 | 62464.093 | 61591.2022 | 67241.9365 | 62144.0778 | 61921.7423
[7 empty] | 61479.8616 | 61635.9452 | 59660.3204 | 68494.3415 | 61317.0988 | 61334.8013
[7 empty] | 60989.5764 | 60773.8196 | 58869.5841 | 64970.0456 | 60552.2038 | 59553.1614
[7 empty] | 59539.0106 | 59075.3143 | 58979.1056 | 64178.4361 | 58821.6659 | 58098.9273
[7 empty] | 59189.0952 | 59984.275 | 58003.1429 | 65062.6132 | 60206.4686 | 58122.3861
[7 empty] | 59702.8237 | 59674.1634 | 58821.9593 | 64913.8663 | 59640.749 | 58573.4207
[7 empty] | 59110.5947 | 59335.8488 | 58609.5412 | 64168.837 | 60021.4648 | 58586.1642
[7 empty] | 57755.5695 | 58612.5939 | 56324.3387 | 61614.3138 | 58424.9165 | 57231.2044
[7 empty] | 56080.3597 | 55330.8994 | 54548.1706 | 59388.9159 | 56126.2109 | 55530.8543
[7 empty] | 57013.9175 | 53934.7816 | 52735.6766 | 63886.1043 | 56725.0173 | 54639.7576
[7 empty] | 53720.5229 | 53421.023 | 52365.3784 | 59201.0056 | 54513.5278 | 52522.2053
[7 empty] | 51440.916 | 49043.6549 | 48633.8865 | 54396.4145 | 51276.7584 | 50258.7577
[7 empty] | 49065.9143 | 46955.8265 | 46574.2836 | 51395.1903 | 48183.7825 | 47212.5103
[7 empty] | 46187.2378 | 43999.147 | 44294.7836 | 48244.6496 | 45867.4688 | 45132.4391
[7 empty] | 44460.364 | 40470.7655 | 41001.433 | 48880.841 | 43132.6534 | 45768.0196
[7 empty] | 44666.5506 | 39122.2733 | 39715.9336 | 47393.9917 | 42689.3078 | 45329.0438
[7 empty] | 44882.356 | 40741.5358 | 39895.5634 | 47487.308 | 42556.0465 | 45214.6025
[7 empty] | 44416.1679 | 41319.1027 | 39946.8464 | 46826.2444 | 42938.0998 | 43435.6915
[7 empty] | 43862.5507 | 41717.3263 | 41151.6401 | 46430.8921 | 42900.9899 | 43997.2922
[7 empty] | 48290.8594 | 43521.5685 | 44165.3596 | 50121.1633 | 44235.1315 | 45884.1647
[7 empty] | 51960.8869 | 48116.6241 | 48283.8825 | 53268.8318 | 50617.5331 | 50634.2065
[7 empty] | 56215.7792 | 52846.3037 | 52689.2305 | 58667.9628 | 53350.2901 | 54032.7137
[7 empty] | 59516.6837 | 53719.1922 | 54219.5703 | 60975.2611 | 57052.2286 | 56057.4962
[7 empty] | 59687.1422 | 57286.6129 | 58484.3739 | 64495.2734 | 56848.3503 | 57896.0302
[7 empty] | 59667.5812 | 58526.6445 | 58512.193 | 64968.9453 | 58980.888 | 60768.7934
[7 empty] | 58309.2774 | 55826.1662 | 56786.5485 | 60949.7373 | 57778.108 | 58503.2567
[7 empty] | 57637.0129 | 54843.331 | 54562.5716 | 59619.153 | 55234.2417 | 56938.5544
[7 empty] | 55576.5108 | 54116.4411 | 53832.5147 | 58720.7041 | 53845.3933 | 55099.9018
[7 empty] | 55083.2368 | 54661.996 | 54671.976 | 57607.9398 | 54879.3814 | 54758.9725
[7 empty] | 57494.5783 | 56409.0325 | 55408.9689 | 60638.289 | 55438.7029 | 56002.18
[7 empty] | 59135.8717 | 57422.4071 | 56031.1339 | 60287.1364 | 56605.961 | 58500.9559
[7 empty] | 57898.5025 | 57435.8452 | 56570.5841 | 59567.2349 | 55562.4049 | 57204.3959
[7 empty] | 56296.2655 | 55369.4393 | 54803.6668 | 57936.4497 | 53874.3816 | 56133.9005
[7 empty] | 58285.4731 | 53839.5069 | 52921.315 | 58973.5315 | 52989.0726 | 54052.2867
[7 empty] | 56081.1723 | 52871.5869 | 51832.638 | 57353.5956 | 52392.7407 | 52813.7745
[7 empty] | 51325.1477 | 50955.5832 | 48978.1943 | 53072.0509 | 48781.9678 | 50339.1995
[7 empty] | 49160.6493 | 47622.9833 | 46532.2748 | 51289.4687 | 46465.385 | 48353.2152
[7 empty] | 46317.2315 | 46127.6243 | 44746.1231 | 47885.4262 | 44688.9994 | 46422.5815
[7 empty] | 48068.6098 | 45471.0072 | 45465.1408 | 46785.1465 | 45390.4189 | 47960.3126
[7 empty] | 47636.7147 | 44953.725 | 44812.3818 | 46479.7004 | 44737.8101 | 47394.2362
[7 empty] | 48286.1236 | 45644.8998 | 45646.6421 | 46896.7344 | 45964.8726 | 47992.9299
[7 empty] | 53716.818 | 49879.472 | 49820.1251 | 53090.6804 | 50546.0538 | 52385.1492
[7 empty] | 62039.8255 | 59106.9604 | 58395.139 | 60985.6079 | 59741.2622 | 61369.1536
[7 empty] | 69107.4021 | 65214.5137 | 64190.2889 | 68287.655 | 66524.2302 | 66886.5686
[7 empty] | 71692.9509 | 68557.0786 | 68713.5945 | 70093.1496 | 69094.5239 | 71115.5937
[7 empty] | 73995.2984 | 70039.0729 | 70113.6705 | 72041.1502 | 70550.3723 | 71925.5066
[7 empty] | 75505.1971 | 71627.0083 | 71089.0865 | 71924.3664 | 71479.8519 | 72149.8517
[7 empty] | 76775.9708 | 72602.4296 | 73168.1214 | 73622.2873 | 73408.3469 | 73739.7623
[7 empty] | 79032.0262 | 73491.0633 | 73309.5285 | 73426.0518 | 73757.0255 | 73812.4626
[7 empty] | 77542.6998 | 72419.5539 | 71278.7247 | 72173.3758 | 72880.2945 | 73548.7358
[7 empty] | 76330.5167 | 71712.9873 | 71571.5672 | 70756.8477 | 71352.0306 | 73218.9927
[7 empty] | 73741.1073 | 70536.9837 | 69857.8455 | 70523.7727 | 70155.3634 | 71951.8267
[7 empty] | 72468.365 | 69008.134 | 69115.6184 | 69616.6084 | 69002.1593 | 70032.0147
[7 empty] | 73582.2368 | 68951.7095 | 68687.1054 | 70406.1475 | 70065.9134 | 70601.2683
[7 empty] | 72377.4088 | 69208.8108 | 69207.7616 | 70293.4542 | 69384.6384 | 70204.8189
[7 empty] | 70433.1731 | 68245.8895 | 69138.0155 | 68657.7547 | 68516.2471 | 69138.5734
[7 empty] | 67205.3048 | 66456.9099 | 66639.1443 | 66186.0912 | 65680.837 | 67234.8925
[7 empty] | 65409.6896 | 63588.9399 | 63442.4861 | 64064.0567 | 63024.1267 | 64488.8457
[7 empty] | 61147.3001 | 58912.8625 | 59179.3452 | 59560.7478 | 58761.855 | 59942.1934
[7 empty] | 58220.6802 | 55396.4742 | 55116.4405 | 55925.7836 | 55364.8535 | 56689.715
[7 empty] | 53641.1439 | 50693.4141 | 51281.8295 | 52364.1748 | 50557.7339 | 52356.386
[7 empty] | 51014.9675 | 48428.7414 | 49282.8393 | 49530.431 | 48306.8123 | 49963.1839
[7 empty] | 49450.6466 | 46923.9373 | 47293.442 | 48522.0412 | 46826.5749 | 49229.2598
[7 empty] | 49538.2697 | 47178.719 | 47497.539 | 47661.0142 | 46843.2336 | 49360.9334
[7 empty] | 51232.8861 | 48166.6149 | 48145.165 | 49273.8745 | 48029.3664 | 50703.1404
[7 empty] | 54846.4322 | 51079.3343 | 50914.7131 | 53069.2908 | 51186.8592 | 54011.9393
[7 empty] | 62676.3546 | 58973.0155 | 58769.8833 | 60936.8477 | 59151.7857 | 62332.4471
[7 empty] | 68867.9562 | 64595.0476 | 63971.4985 | 66135.0866 | 64203.0135 | 68376.2329
[7 empty] | 71448.7007 | 68803.9715 | 67980.0896 | 69272.4139 | 68534.8453 | 71685.8244
[7 empty] | 73097.775 | 70069.4303 | 69923.1623 | 71418.8846 | 70434.3314 | 72853.0415
[7 empty] | 76323.4682 | 71496.4753 | 71725.8727 | 72370.0567 | 72036.5601 | 74774.6851
[7 empty] | 78545.9413 | 73744.4509 | 72792.7722 | 74137.359 | 73318.9748 | 76387.4486
[7 empty] | 78466.3439 | 72978.3396 | 72340.8006 | 72832.6121 | 72363.8559 | 77242.3911
[7 empty] | 76850.3035 | 71360.8266 | 72296.9736 | 71869.2367 | 72015.1989 | 76794.0008
[7 empty] | 75268.4449 | 71529.8393 | 70510.5325 | 71073.0986 | 70306.0999 | 75775.1679
[7 empty] | 73384.6085 | 69980.2614 | 69952.7963 | 69990.5448 | 69814.9083 | 73220.0048
[7 empty] | 71462.6562 | 68680.3605 | 67899.0852 | 68540.4554 | 68116.6786 | 71430.3906
[7 empty] | 72469.809 | 68598.0373 | 68413.2423 | 68726.7663 | 68982.1702 | 72117.5724
[7 empty] | 71499.143 | 68844.3783 | 68758.8174 | 68394.8956 | 68379.232 | 71607.667
[7 empty] | 70103.3683 | 67884.9174 | 68300.6742 | 68327.6255 | 67449.8656 | 70556.5838
[7 empty] | 66861.6586 | 65357.2728 | 66075.5891 | 65631.1101 | 65370.0987 | 68338.0979
[7 empty] | 65467.523 | 62421.7423 | 62810.8851 | 63208.8498 | 62813.1351 | 66204.6323
[7 empty] | 60472.9895 | 58237.5801 | 59145.7767 | 59216.8386 | 58853.1197 | 61512.5917
[7 empty] | 57416.3641 | 55113.8198 | 55107.8109 | 55734.5945 | 55110.3508 | 58705.088
[7 empty] | 54682.7499 | 50661.7106 | 50732.4849 | 51301.575 | 50319.4814 | 54138.9378
[7 empty] | 51424.0743 | 48709.9806 | 48936.721 | 49034.7627 | 48204.4689 | 51643.3389
[7 empty] | 50661.2754 | 47270.3425 | 46997.8709 | 46792.6544 | 46738.2261 | 50322.2617
[7 empty] | 50198.108 | 47579.945 | 47145.2606 | 46896.8769 | 47139.3334 | 50784.3074
[7 empty] | 51823.2125 | 48222.7023 | 48076.7861 | 48073.7538 | 48079.9483 | 51557.2731
[7 empty] | 55583.31 | 51091.638 | 51025.2812 | 52050.2548 | 51047.7985 | 55493.7327
[7 empty] | 63171.8804 | 59116.5154 | 58723.5274 | 60245.9816 | 59114.9275 | 64017.9583
[7 empty] | 68770.6411 | 64257.9593 | 64051.8471 | 65396.3507 | 64127.2097 | 70076.2951
[7 empty] | 71313.8521 | 68185.8348 | 67818.7147 | 68606.7361 | 68722.2393 | 72117.3122
[7 empty] | 73041.575 | 69781.5601 | 69696.4562 | 70120.3263 | 70402.325 | 73355.5914
[7 empty] | 74693.421 | 71709.3427 | 70999.7674 | 71063.0375 | 70884.1839 | 75120.0119
[7 empty] | 76284.1131 | 72563.0928 | 72384.7503 | 72702.5992 | 72388.2115 | 76097.6725
[7 empty] | 78295.8172 | 72476.6689 | 71767.5621 | 72953.2507 | 72387.2484 | 76476.8669
[7 empty] | 77357.2561 | 70889.9335 | 71254.9672 | 71009.2934 | 71395.4384 | 76046.779
[7 empty] | 76450.469 | 71031.8227 | 70461.7957 | 71129.2304 | 70837.3415 | 74377.2731
[7 empty] | 74413.3111 | 70465.9694 | 69693.1581 | 70989.0189 | 70197.6446 | 72099.9441
[7 empty] | 73350.1904 | 68653.3736 | 68649.5163 | 68148.859 | 68896.8554 | 71587.2891
[7 empty] | 74356.3456 | 68772.4266 | 68348.3344 | 68964.6878 | 68490.9939 | 71450.3611
[7 empty] | 72029.7687 | 69024.711 | 68494.8246 | 68793.5994 | 68930.1967 | 71592.7946
[7 empty] | 72824.3519 | 68351.1148 | 67926.4978 | 67375.5245 | 67978.6231 | 70036.1301
[7 empty] | 70345.927 | 65163.1176 | 65869.2936 | 65175.8525 | 65432.9761 | 67541.3277
[7 empty] | 67327.5655 | 62600.5109 | 63113.1633 | 62058.6824 | 62936.0359 | 65019.8243
[7 empty] | 63046.8356 | 58603.0614 | 59597.6681 | 57904.3866 | 58815.7255 | 60615.5649
[7 empty] | 59869.3239 | 55261.4663 | 55281.0543 | 54679.7674 | 55060.3715 | 57160.7258
[7 empty] | 56141.0307 | 50389.6881 | 51536.0416 | 51550.506 | 52026.4065 | 52637.3047
[7 empty] | 52674.4618 | 48317.4882 | 49055.1483 | 48820.2008 | 49014.9962 | 50547.1489
[7 empty] | 51695.3781 | 46585.452 | 46728.8939 | 46524.2709 | 46653.3677 | 47657.9071
[7 empty] | 51096.3556 | 47003.8471 | 47109.8838 | 46874.1545 | 47018.3883 | 47760.636
[7 empty] | 51887.7599 | 47834.5913 | 48265.4573 | 48099.8766 | 47975.0422 | 48978.7534
[7 empty] | 51421.8376 | 46297.6684 | 46255.5918 | 46361.6277 | 46173.6254 | 46573.8313
[7 empty] | 50691.1242 | 46249.9056 | 46638.7212 | 46377.2922 | 46539.2615 | 47806.9093
[7 empty] | 54388.401 | 49057.9897 | 48757.2208 | 50058.4348 | 49693.4959 | 48672.6723
[7 empty] | 59007.3441 | 53670.0921 | 53123.7407 | 53239.0425 | 53957.0076 | 53810.3033
[7 empty] | 61383.7186 | 55505.8409 | 56568.7268 | 54794.095 | 55672.5786 | 56142.1053
[7 empty] | 62718.2594 | 56767.6285 | 56530.9585 | 56653.1269 | 57324.478 | 59151.1253
[7 empty] | 63192.8478 | 58510.0193 | 58961.413 | 57512.843 | 58828.2517 | 58621.4456
[7 empty] | 62374.5116 | 58958.5748 | 58957.5164 | 58927.8723 | 59147.5828 | 60684.3772
[7 empty] | 63016.61 | 59986.0597 | 59065.9167 | 57564.8333 | 57856.7453 | 58690.5042
[7 empty] | 63486.8868 | 57164.6034 | 57075.5936 | 56843.5844 | 56443.705 | 56970.3932
[7 empty] | 59948.2029 | 54655.705 | 53460.4864 | 54358.5399 | 53610.9989 | 53286.7349
[7 empty] | 59709.8084 | 54713.0039 | 53697.6484 | 53812.38 | 53188.1816 | 54504.0102
[7 empty] | 57751.8215 | 53873.9549 | 53828.7358 | 54637.5433 | 54808.2067 | 55636.6843
[7 empty] | 60621.7561 | 55471.822 | 55719.9796 | 56242.136 | 55924.5655 | 56872.6983
[7 empty] | 60867.099 | 55705.0549 | 55821.9615 | 56132.8333 | 55316.6805 | 55944.4202
[7 empty] | 60670.8657 | 55547.5296 | 55628.324 | 56804.2864 | 56391.376 | 56493.7636
[7 empty] | 59099.7972 | 55327.7637 | 54922.7078 | 56100.9975 | 56160.9119 | 56265.9928
[7 empty] | 58846.0679 | 54126.4984 | 55956.4084 | 54211.9581 | 55246.0541 | 55212.682
[7 empty] | 56918.9801 | 52569.1214 | 53336.3634 | 54553.2895 | 53337.3702 | 54555.0172
[7 empty] | 54408.6108 | 49535.3813 | 50918.3436 | 51370.5164 | 49705.6198 | 50911.0928
[7 empty] | 52315.9021 | 48059.2496 | 48889.8666 | 49013.2047 | 47801.6574 | 48867.0503
[7 empty] | 54272.8592 | 47177.0033 | 47543.4994 | 47763.0723 | 47218.7038 | 47220.8614
[7 empty] | 52547.9833 | 47391.6245 | 47782.11 | 47439.3296 | 47523.0227 | 47142.433
[7 empty] | 53925.8922 | 48299.8856 | 48532.3805 | 48489.7585 | 48380.1828 | 48247.7784
[7 empty] | 53423.1391 | 50022.7798 | 50468.9579 | 50485.2321 | 50493.6541 | 50886.8872
[7 empty] | 56907.3516 | 53191.6511 | 53739.1745 | 52971.6106 | 53522.0155 | 52763.9477
[7 empty] | 63944.8436 | 60011.0513 | 60720.3853 | 61180.4648 | 61112.2233 | 60600.6168
[7 empty] | 66327.02 | 65285.7176 | 65150.2422 | 64917.5638 | 64740.5072 | 65305.2536
[7 empty] | 71333.9164 | 69272.199 | 69568.7094 | 69213.1564 | 69198.3864 | 69159.2595
[7 empty] | 72921.2275 | 68202.6174 | 69418.4177 | 69071.9058 | 69239.9596 | 68769.2622
[7 empty] | 74768.4035 | 71792.6582 | 71372.5259 | 72046.4604 | 71747.9808 | 71267.1906
[7 empty] | 76880.3391 | 70532.2957 | 72499.118 | 71125.0015 | 71849.3525 | 71098.7033
[7 empty] | 77137.9012 | 72850.0059 | 73128.5993 | 71806.4101 | 71894.8746 | 73132.4375
[7 empty] | 75707.4701 | 70274.7854 | 71472.0857 | 72127.9041 | 72275.6987 | 72086.1054
[7 empty] | 74004.8632 | 70234.1255 | 71008.2717 | 70036.1224 | 69536.0573 | 71016.2392
[7 empty] | 71405.2435 | 65961.478 | 67308.3088 | 66983.3841 | 66356.2422 | 67090.5903
[7 empty] | 73451.9931 | 67750.9528 | 68096.3184 | 68588.7159 | 67361.9567 | 68141.0815
[7 empty] | 69535.0897 | 66768.562 | 67882.3985 | 67343.1487 | 66916.1019 | 66695.4802
[7 empty] | 69221.73 | 66895.184 | 65757.3659 | 66368.4422 | 66396.6694 | 66187.065
[7 empty] | 66763.5203 | 62790.2274 | 63588.7972 | 63010.2672 | 62557.2306 | 63160.6467
[7 empty] | 64273.9209 | 62140.3558 | 61216.4997 | 61754.5093 | 61253.8014 | 60389.3977
[7 empty] | 59215.1647 | 57011.4886 | 57101.8244 | 56245.8537 | 56366.4047 | 56522.9421
[7 empty] | 56182.0489 | 54576.9297 | 55070.9217 | 54207.0084 | 54175.5437 | 53371.5505
[7 empty] | 52313.6324 | 50015.9566 | 51073.8835 | 49967.6732 | 49622.6298 | 49448.6759
[7 empty] | 48669.7953 | 46239.6688 | 47064.9349 | 46501.068 | 46477.9709 | 46052.9119
[7 empty] | 47608.3975 | 46980.6918 | 46005.9869 | 46185.9154 | 47930.2746 | 45679.3045
[7 empty] | 47345.5955 | 46571.9125 | 45470.5892 | 45621.2672 | 47272.5547 | 45044.5012
[7 empty] | 47286.2451 | 46062.182 | 44386.0786 | 44567.2219 | 46279.4375 | 44208.2249
[7 empty] | 47144.8141 | 46662.6161 | 44810.6326 | 45285.5193 | 47404.8704 | 45046.8985
[7 empty] | 48292.5004 | 48133.4974 | 46254.4013 | 47102.1091 | 49525.0539 | 46816.5568
[7 empty] | 53392.9788 | 52120.4166 | 51076.56 | 51481.6665 | 53204.0036 | 51009.5138
[7 empty] | 56842.4253 | 55496.5464 | 53828.3734 | 54542.2073 | 56352.6593 | 54612.9114
[7 empty] | 60959.068 | 59486.5852 | 58150.4073 | 58886.2953 | 61356.1586 | 58306.9399
[7 empty] | 63469.4498 | 62997.9749 | 60466.6648 | 61512.2047 | 63241.8313 | 61088.8242
[7 empty] | 64404.3481 | 65307.613 | 61644.049 | 62369.7302 | 65838.4101 | 61637.5286
[7 empty] | 63367.278 | 63179.6138 | 62369.1883 | 62589.5233 | 66390.1078 | 62827.2015
[7 empty] | 63450.2513 | 65934.5681 | 61845.7375 | 61719.8987 | 65686.7705 | 61042.7003
[7 empty] | 63039.739 | 62767.0305 | 60215.3655 | 59487.0533 | 63739.4064 | 59242.147
[7 empty] | 62554.7314 | 62348.5707 | 58982.3582 | 58541.7751 | 63148.8829 | 58535.1694
[7 empty] | 60432.9019 | 64175.9401 | 56837.506 | 58298.8006 | 61805.6982 | 58047.0297
[7 empty] | 60618.5046 | 63834.5707 | 59737.3214 | 59165.2634 | 62196.4488 | 58683.5817
[7 empty] | 60006.7031 | 60890.9823 | 58242.6969 | 59034.9187 | 61215.819 | 58724.0417
[7 empty] | 58863.6659 | 60536.7745 | 57048.5176 | 57736.4806 | 59565.1019 | 57412.9223
[7 empty] | 55610.9094 | 58684.4727 | 55057.7216 | 55803.326 | 58660.7139 | 55297.6347
[7 empty] | 57086.6044 | 56412.0425 | 53505.1393 | 54292.7844 | 58195.4793 | 53885.0078
[7 empty] | 55269.5326 | 54484.619 | 51785.588 | 52005.3867 | 55385.0139 | 51292.7022
[7 empty] | 52913.8654 | 51339.5889 | 48225.363 | 49102.3079 | 52346.6507 | 48316.5786
[7 empty] | 49560.7241 | 48758.8115 | 46077.9691 | 45954.3589 | 49852.4396 | 45623.6149
[7 empty] | 46789.5656 | 45742.6716 | 43144.0384 | 43001.4076 | 46227.7565 | 43176.8122
[7 empty] | 43669.3532 | 43517.1385 | 40949.7062 | 40322.5887 | 45231.947 | 40803.5412
[7 empty] | 43523.0293 | 41842.616 | 39923.04 | 39007.0256 | 42562.7587 | 39458.53
[7 empty] | 44206.5791 | 42985.8683 | 40164.773 | 39210.2874 | 43224.2867 | 39620.8543
[7 empty] | 45734.4232 | 42927.8972 | 40686.5694 | 39589.0123 | 43398.6171 | 39771.3474
[7 empty] | 44077.5767 | 44315.2991 | 41737.8187 | 41463.5159 | 45684.272 | 41675.9459
[7 empty] | 45479.8762 | 46455.5357 | 44637.9402 | 43860.3221 | 48122.3695 | 44017.7778
[7 empty] | 50930.0232 | 52003.1743 | 48250.9054 | 48379.5428 | 53553.1993 | 48433.2328
[7 empty] | 54705.4601 | 55654.1144 | 53121.5204 | 51742.8055 | 56639.7975 | 51833.7292
[7 empty] | 58235.4413 | 58205.224 | 56518.1635 | 54968.5568 | 61711.5645 | 54850.1304
[7 empty] | 60495.3284 | 61883.3744 | 59739.8831 | 57025.7984 | 64270.4105 | 58098.2432
[7 empty] | 60832.5593 | 63138.753 | 60006.9444 | 59711.3458 | 65404.55 | 59672.0952
[7 empty] | 60770.8854 | 62057.4082 | 59234.7219 | 57426.9734 | 64312.8332 | 56921.2129
[7 empty] | 59263.083 | 61093.3234 | 58567.2797 | 56489.1036 | 63918.0075 | 57197.0186
[7 empty] | 55448.0843 | 60199.2545 | 55763.7544 | 53174.3366 | 60700.4938 | 54115.4164
[7 empty] | 56401.2644 | 58416.4539 | 56238.2267 | 54313.3138 | 60710.5945 | 55191.371
[7 empty] | 58096.543 | 61265.8272 | 56727.8212 | 55875.1641 | 62271.5026 | 56069.5473
[7 empty] | 59135.4858 | 61449.7476 | 58257.6518 | 58658.901 | 62163.2943 | 57216.0807
[7 empty] | 59350.6818 | 60310.825 | 58225.487 | 57013.5521 | 61217.7068 | 56550.0826
[7 empty] | 56684.3471 | 58275.9712 | 55918.8174 | 55649.9293 | 59207.0118 | 55360.2933
[7 empty] | 55983.1958 | 58933.6528 | 53274.8323 | 53752.4182 | 61405.0248 | 53682.3275
[7 empty] | 55386.3653 | 54984.1752 | 52720.1847 | 52938.9877 | 58303.5328 | 52593.6812
[7 empty] | 52243.1456 | 51729.3534 | 49579.1505 | 49214.0502 | 53510.4947 | 49152.8146
[7 empty] | 49609.9092 | 50468.9167 | 47242.6409 | 46954.8383 | 52023.5809 | 46828.3568
[7 empty] | 48330.8314 | 47939.1231 | 45667.2566 | 44981.8961 | 50023.3741 | 45079.8027
[7 empty] | 47421.9028 | 48996.139 | 47076.4491 | 45513.2507 | 50341.1636 | 45843.6575
[7 empty] | 46268.7007 | 48726.6396 | 46210.0762 | 44735.5582 | 49712.129 | 45154.1725
[7 empty] | 47603.1113 | 49582.8327 | 47120.372 | 45768.6966 | 51096.714 | 45813.5621
[7 empty] | 52645.0935 | 54096.9782 | 51101.6918 | 49810.0634 | 57396.8651 | 49929.9637
[7 empty] | 60599.3475 | 62837.6153 | 59983.7999 | 58942.9074 | 65071.6349 | 58515.306
[7 empty] | 67080.1122 | 68804.973 | 65582.276 | 64421.0139 | 71308.3049 | 64597.3278
[7 empty] | 69503.6339 | 71496.8856 | 69815.3593 | 69645.2249 | 73292.6043 | 69023.299
[7 empty] | 71941.085 | 72762.5715 | 71030.6914 | 70604.4098 | 74037.4348 | 70926.7792
[7 empty] | 73044.154 | 74715.8884 | 73609.9366 | 71855.2665 | 75325.1889 | 72763.9469
[7 empty] | 74239.4435 | 76168.2757 | 74428.6365 | 73219.626 | 76202.6174 | 74196.4259
[7 empty] | 73717.7392 | 74787.4784 | 74236.194 | 72794.387 | 76661.9522 | 73206.1476
[7 empty] | 72243.3099 | 74731.7233 | 71902.6978 | 72182.0376 | 76235.5051 | 71743.2527
[7 empty] | 70495.54 | 73950.2755 | 71357.6633 | 70899.9646 | 75216.2837 | 71266.7106
[7 empty] | 71219.7215 | 72859.4785 | 70491.2058 | 69716.2264 | 72771.8748 | 70627.0079
[7 empty] | 69250.702 | 70447.4731 | 68937.5744 | 68753.7244 | 71655.6639 | 68662.7236
[7 empty] | 69645.3164 | 71244.9541 | 69953.667 | 68942.1804 | 71411.0281 | 69533.4305
[7 empty] | 68456.1845 | 70513.7529 | 69163.6219 | 68270.9405 | 71383.0988 | 68609.0764
[7 empty] | 68433.6924 | 69989.4219 | 68134.651 | 67518.4955 | 70116.4294 | 67568.0646
[7 empty] | 65754.5258 | 67257.4088 | 65504.4223 | 65257.7805 | 67380.251 | 64875.9396
[7 empty] | 63196.6591 | 64677.4112 | 64198.0438 | 63013.0855 | 65888.3724 | 62453.4912
[7 empty] | 59173.035 | 60802.6699 | 59648.3212 | 58734.8176 | 61076.5453 | 58550.3431
[7 empty] | 55569.8421 | 58113.1526 | 55830.5522 | 55250.1178 | 58358.5271 | 54952.6615
[7 empty] | 52285.0672 | 53436.6245 | 51382.6432 | 50455.75 | 54302.3967 | 50771.4405
[7 empty] | 48916.9732 | 51274.167 | 49529.7977 | 48262.7451 | 51850.906 | 48558.2442
[7 empty] | 48170.8793 | 49052.9415 | 47869.6634 | 46852.083 | 49922.159 | 47129.2148
[7 empty] | 48494.0997 | 49166.3038 | 48192.9672 | 47001.9565 | 50070.7904 | 47312.7446
[7 empty] | 50161.1537 | 50552.9493 | 49287.466 | 48105.4283 | 50988.2901 | 48229.4761
[7 empty] | 53858.895 | 54224.2025 | 52107.1318 | 50916.5166 | 55462.0673 | 51072.8398
[7 empty] | 61861.4225 | 63370.0947 | 59842.4295 | 59042.1103 | 63736.1173 | 58728.0407
[7 empty] | 67779.7206 | 68198.9114 | 65381.9869 | 64274.344 | 69520.4204 | 64583.1655
[7 empty] | 70140.932 | 70390.6853 | 69379.2172 | 68769.2272 | 71630.8737 | 68709.963
[7 empty] | 71133.9553 | 72018.9721 | 70860.5637 | 70257.7048 | 73031.1988 | 70263.7714
[7 empty] | 72221.9933 | 72764.8463 | 71700.4111 | 71652.127 | 74962.5504 | 72450.292
[7 empty] | 73128.6117 | 73974.8665 | 73839.3385 | 73007.9319 | 74915.8447 | 73052.1188
[7 empty] | 73450.2555 | 72679.7691 | 72652.7288 | 72675.1269 | 73861.8324 | 72785.1876
[7 empty] | 72771.7282 | 71215.3841 | 72008.4069 | 71324.2331 | 74063.0082 | 71539.7938
[7 empty] | 72596.5972 | 71612.7549 | 71836.534 | 71538.8615 | 71809.0564 | 70592.0172
[7 empty] | 70351.7048 | 70332.1724 | 70661.6409 | 69883.8134 | 71313.6594 | 70487.6305
[7 empty] | 69094.9717 | 69455.6041 | 69112.9538 | 68681.2447 | 70096.083 | 68629.6639
[7 empty] | 69711.7427 | 69309.6569 | 69263.815 | 68601.825 | 69562.6412 | 69269.6813
[7 empty] | 68490.6631 | 68874.0659 | 68982.3336 | 67978.5854 | 70080.9215 | 68478.9593
[7 empty] | 68727.7304 | 68916.914 | 68803.1321 | 67895.0172 | 69544.6098 | 68799.3035
[7 empty] | 65794.1394 | 66246.0747 | 66065.9563 | 65734.1916 | 66212.3419 | 64491.6528
[7 empty] | 64797.2879 | 63445.5794 | 63244.7548 | 63406.0102 | 64707.3708 | 62818.6239
[7 empty] | 59925.1453 | 59362.4115 | 59247.1557 | 58481.7017 | 60632.976 | 58104.7409
[7 empty] | 56931.5429 | 55921.2578 | 56027.7656 | 55073.9015 | 56920.7377 | 55269.7741
[7 empty] | 52492.1962 | 52039.889 | 51405.3654 | 50598.8349 | 52475.9461 | 51596.9325
[7 empty] | 50159.2489 | 50070.1636 | 49376.3674 | 48328.4297 | 50401.0452 | 48988.7161
[7 empty] | 49615.6078 | 47036.0661 | 47877.6071 | 46953.3384 | 48452.218 | 49392.9939
[7 empty] | 50094.6121 | 47046.6216 | 48242.8724 | 47252.177 | 48504.0946 | 49348.712
[7 empty] | 51837.5654 | 48208.274 | 49237.0718 | 48170.2193 | 49849.5066 | 50638.0925
[7 empty] | 55300.0899 | 51606.4216 | 52006.252 | 50845.769 | 53441.9621 | 53585.3958
[7 empty] | 63382.3014 | 60005.8466 | 59728.5201 | 58879.3896 | 61892.0751 | 61125.789
[7 empty] | 69339.1529 | 65480.1879 | 65374.2564 | 64551.5911 | 68014.1676 | 66436.8755
[7 empty] | 71251.6026 | 68975.1268 | 69479.0419 | 68228.7814 | 69926.9604 | 71060.2311
[7 empty] | 72809.2176 | 69800.0825 | 70616.6034 | 70411.4385 | 72008.8109 | 71711.956
[7 empty] | 74402.9284 | 71747.4116 | 71553.0894 | 70677.4421 | 72994.4552 | 73428.6106
[7 empty] | 75351.3998 | 72665.5319 | 73171.5921 | 72607.621 | 75183.8303 | 75298.7671
[7 empty] | 75280.316 | 72965.2635 | 72461.6063 | 71739.9119 | 73508.3749 | 74248.1202
[7 empty] | 75670.6712 | 71842.6787 | 72242.8837 | 71636.5006 | 72576.8389 | 74902.6498
[7 empty] | 73037.865 | 71385.0934 | 71055.3435 | 69686.1903 | 71436.479 | 71722.8068
[7 empty] | 72099.4268 | 69901.1428 | 70462.0682 | 69517.6575 | 70214.8455 | 71247.3116
[7 empty] | 69953.4603 | 68793.4062 | 69164.6625 | 68860.2528 | 69066.5926 | 69394.7667
[7 empty] | 70188.6591 | 69440.3661 | 69871.9675 | 68138.8825 | 69806.8547 | 69997.2693
[7 empty] | 69389.3276 | 68749.973 | 69306.4819 | 68289.4104 | 69406.5435 | 69803.4104
[7 empty] | 69553.2213 | 67811.0829 | 69434.297 | 67880.2953 | 69562.8647 | 69406.8854
[7 empty] | 66429.2298 | 65203.3174 | 65601.1583 | 66898.9674 | 65812.8886 | 66467.9679
[7 empty] | 64814.2115 | 63020.8915 | 63203.9047 | 63303.3982 | 64068.7016 | 64745.6588
[7 empty] | 60531.5542 | 58806.8823 | 59220.3949 | 58858.5066 | 59693.6236 | 60254.3372
[7 empty] | 57508.1407 | 55685.4117 | 55975.452 | 55412.4424 | 56848.7064 | 57421.4353
[7 empty] | 53181.6261 | 51016.7173 | 51655.7631 | 52114.9608 | 53072.0155 | 53610.7588
[7 empty] | 50842.9376 | 48695.9856 | 49412.6548 | 49494.9059 | 50317.5762 | 51110.1156
[7 empty] | 49357.8565 | 47194.2025 | 48508.2029 | 48671.0246 | 48428.7684 | 50165.9163
[7 empty] | 49688.9077 | 47444.7517 | 49006.3014 | 48258.251 | 47690.8118 | 50568.3326
[7 empty] | 51202.6396 | 48253.07 | 49891.2654 | 49327.2054 | 48937.5502 | 51664.4136
[7 empty] | 54774.9561 | 51077.376 | 52689.668 | 52327.8294 | 52846.7926 | 55244.4577
[7 empty] | 62509.9489 | 59311.1635 | 60792.6904 | 59701.2468 | 61009.3426 | 62918.5973
[7 empty] | 68641.0651 | 64585.4144 | 66012.8658 | 65720.7493 | 66583.9403 | 68446.1929
[7 empty] | 70766.4594 | 68766.9976 | 70036.2305 | 69794.5966 | 69287.0701 | 71962.1249
[7 empty] | 72688.1655 | 69611.1438 | 71789.4242 | 72066.7409 | 70241.5756 | 73017.3877
[7 empty] | 73879.6846 | 71479.9975 | 73901.72 | 74469.7568 | 71585.6375 | 75119.0919
[7 empty] | 75814.6523 | 72704.8852 | 74765.427 | 74488.9418 | 73017.0104 | 76779.3343
[7 empty] | 74522.6553 | 72541.2168 | 73308.2107 | 74175.6241 | 72577.3045 | 76937.5002
[7 empty] | 75242.1574 | 71840.5457 | 74000.7259 | 75012.2422 | 72351.7734 | 76509.1317
[7 empty] | 73096.9303 | 70432.8643 | 72460.5392 | 75824.312 | 70932.0756 | 74473.0052
[7 empty] | 72307.9637 | 69374.3321 | 71770.742 | 72894.1594 | 69666.8871 | 72836.8786
[7 empty] | 70219.2105 | 68521.3357 | 69469.0097 | 70956.7153 | 67840.4525 | 71097.377
[7 empty] | 70291.9758 | 69169.8158 | 70245.6339 | 71830.5331 | 68816.5144 | 71825.4724
[7 empty] | 69992.3719 | 69089.372 | 70348.0798 | 70560.4994 | 69097.914 | 70935.9874
[7 empty] | 69542.5437 | 68163.1057 | 69068.9121 | 69047.895 | 67570.8203 | 70461.7289
[7 empty] | 66593.5274 | 65622.2666 | 66469.4641 | 66709.4999 | 65504.2631 | 67724.1805
[7 empty] | 64566.337 | 62871.4887 | 64543.9695 | 65190.8104 | 63413.3498 | 66035.7687
[7 empty] | 60120.6955 | 58799.502 | 60849.3478 | 60337.3699 | 58800.3386 | 62068.8262
[7 empty] | 56548.2134 | 55405.5668 | 57435.2342 | 57055.0148 | 55836.7633 | 58559.9505
[7 empty] | 52922.3822 | 50782.5113 | 53878.736 | 53892.995 | 52256.593 | 53924.5644
[7 empty] | 50198.3229 | 48566.2033 | 51041.4357 | 51130.3842 | 49373.0208 | 51528.3024
[7 empty] | 47876.6915 | 46939.8068 | 49787.0217 | 50324.4619 | 49222.0861 | 50085.3793
[7 empty] | 48064.4482 | 47125.6677 | 49803.2606 | 50015.2612 | 48350.2696 | 50160.8288
[7 empty] | 49058.7333 | 47914.045 | 50467.0726 | 51036.9811 | 49471.7908 | 51282.102
[7 empty] | 53207.0231 | 50993.0641 | 53815.9025 | 53948.9863 | 52949.24 | 54315.8583
[7 empty] | 61223.0754 | 58877.8101 | 61356.9534 | 61616.6928 | 60680.2083 | 62779.2309
[7 empty] | 67169.7736 | 64462.3049 | 66850.6565 | 67476.4135 | 66560.4578 | 68773.7445
[7 empty] | 69357.795 | 68679.1743 | 70938.0496 | 71301.3702 | 70203.7209 | 72044.4313
[7 empty] | 71113.1409 | 69968.3244 | 72002.9776 | 72413.0652 | 71299.7831 | 73653.029
[7 empty] | 72664.4788 | 72205.2705 | 73893.5685 | 74326.0552 | 73072.401 | 75331.1056
[7 empty] | 73937.6631 | 73078.7772 | 76934.5007 | 76108.4093 | 73546.1286 | 76361.289
[7 empty] | 73905.4507 | 73257.1133 | 76107.9845 | 76626.604 | 74305.7796 | 77071.97
[7 empty] | 72680.7359 | 71647.4239 | 75693.4728 | 76426.1313 | 71770.1665 | 77041.4824
[7 empty] | 71083.3131 | 71538.6855 | 74618.0271 | 75486.4774 | 70545.4448 | 75237.9797
[7 empty] | 69975.2558 | 70293.0259 | 72853.4973 | 73023.5512 | 70561.3506 | 73166.2473
[7 empty] | 69064.4143 | 68131.3634 | 70082.1014 | 69855.6769 | 68734.9049 | 70983.2887
[7 empty] | 69214.9499 | 68686.5564 | 70158.001 | 71724.3567 | 69488.3238 | 72178.3378
[7 empty] | 67871.6736 | 68701.6001 | 69124.6219 | 69359.9792 | 68335.0225 | 69175.5362
[7 empty] | 66770.6698 | 66731.9229 | 67319.8167 | 67320.3988 | 66841.0127 | 68267.2474
[7 empty] | 63075.2133 | 63269.6148 | 63942.3975 | 64254.1345 | 63809.4949 | 64512.5857
[7 empty] | 61743.9184 | 62422.2004 | 62465.1197 | 63171.5655 | 62984.3313 | 63539.0281
[7 empty] | 58087.3187 | 58406.5364 | 59324.7403 | 59659.3024 | 58901.0271 | 59922.1673
[7 empty] | 55002.9735 | 54401.467 | 56486.4891 | 56446.7235 | 55965.7526 | 56595.6945
[7 empty] | 50437.3854 | 49899.3665 | 53432.4887 | 53550.248 | 52993.2166 | 52540.0741
[7 empty] | 47881.6951 | 47502.1164 | 50103.6664 | 50470.629 | 49604.0562 | 49759.7923
[7 empty] | 46650.8868 | 45993.7045 | 48544.8873 | 48399.2277 | 48183.4517 | 46352.0818
[7 empty] | 45947.8275 | 45778.8136 | 47540.4616 | 47389.5056 | 47544.4955 | 45651.4607
[7 empty] | 45857.7438 | 44903.767 | 47961.5688 | 48133.3772 | 47222.1473 | 45331.2275
[7 empty] | 46287.3707 | 45481.6966 | 48706.3659 | 49238.8974 | 48117.2394 | 46330.0045
[7 empty] | 47941.431 | 47199.4174 | 50212.9415 | 50136.7134 | 50397.2846 | 48300.776
[7 empty] | 52942.6207 | 51554.5429 | 53805.7954 | 53894.525 | 54270.6163 | 52597.9248
[7 empty] | 57197.7387 | 55451.0989 | 58457.7638 | 58432.1206 | 59182.804 | 56429.5268
[7 empty] | 60048.5268 | 59487.7748 | 63431.984 | 62082.4046 | 62951.1699 | 61646.6173
[7 empty] | 63591.6304 | 62659.8352 | 65142.8307 | 65458.4764 | 67029.7715 | 63213.0622
[7 empty] | 64633.5398 | 62223.3184 | 69252.2087 | 66585.5292 | 67288.2886 | 64150.1256
[7 empty] | 66351.3934 | 63100.159 | 68188.6133 | 67720.8684 | 67646.647 | 64256.9079
[7 empty] | 64259.2961 | 63085.3407 | 69875.1574 | 66436.7297 | 68630.6805 | 65428.081
[7 empty] | 64156.4129 | 61093.7123 | 66035.219 | 65331.1003 | 66009.3979 | 67369.9056
[7 empty] | 61587.9677 | 59585.049 | 64046.6661 | 63076.7961 | 64875.8062 | 62762.8082
[7 empty] | 59461.7792 | 57939.5263 | 61516.2842 | 62102.2594 | 63383.0421 | 61632.7875
[7 empty] | 60458.5165 | 59784.9351 | 62244.1385 | 60327.1595 | 63663.4405 | 60361.3414
[7 empty] | 61173.4433 | 58971.2126 | 60567.0807 | 60678.461 | 64041.9717 | 61406.5035
[7 empty] | 58045.7922 | 57558.0922 | 60744.199 | 59369.4359 | 60077.6992 | 58046.55
[7 empty] | 55977.6368 | 54975.4375 | 58170.2297 | 57284.2973 | 57672.5848 | 55804.869
[7 empty] | 55999.381 | 52739.5185 | 58092.072 | 56084.2628 | 58664.8384 | 54051.4043
[7 empty] | 53076.7684 | 52163.2266 | 54842.7383 | 54512.2506 | 56235.1232 | 52094.8194
[7 empty] | 50705.475 | 49034.459 | 52587.0602 | 53160.8638 | 52711.7693 | 49474.5133
[7 empty] | 46965.5909 | 46395.4171 | 49758.9472 | 50177.0558 | 50347.9431 | 46736.8701
[7 empty] | 45341.9767 | 43016.2649 | 47441.5333 | 47186.036 | 45874.5962 | 43378.2718
[7 empty] | 45138.8796 | 40558.2412 | 45126.4335 | 46456.3628 | 44506.4239 | 41821.6501
[7 empty] | 45173.8672 | 39310.2736 | 42296.7059 | 45914.1345 | 42294.799 | 40486.801
[7 empty] | 46726.8351 | 39228.8865 | 42850.0442 | 46045.0132 | 43951.8345 | 40936.6497
[7 empty] | 46073.5079 | 39513.5392 | 41547.513 | 45973.093 | 44099.366 | 41259.8206
[7 empty] | 44301.5052 | 39941.65 | 42410.1244 | 43580.0851 | 43721.981 | 41760.7167
[7 empty] | 48648.7423 | 43343.9699 | 44897.2133 | 48800.2947 | 47174.945 | 44387.1173
[7 empty] | 52040.7279 | 46962.2951 | 48651.114 | 51874.1709 | 52631.1365 | 48320.535
[7 empty] | 55635.4066 | 50880.465 | 52846.858 | 54560.7011 | 56562.0702 | 51318.6249
[7 empty] | 61127.2439 | 51882.0408 | 53341.3934 | 55218.2505 | 61409.339 | 52952.7156
[7 empty] | 61385.2045 | 54365.6567 | 56101.6368 | 58619.0571 | 61471.6282 | 56309.7929
[7 empty] | 64347.7452 | 56953.2924 | 58651.6498 | 60872.3975 | 63733.5436 | 57049.0952
[7 empty] | 61572.598 | 56500.7749 | 56593.8955 | 58292.3016 | 61777.274 | 57203.4145
[7 empty] | 62225.3148 | 53281.2406 | 54615.351 | 57581.6347 | 61362.394 | 55313.1703
[7 empty] | 57695.5216 | 52290.1163 | 53203.1848 | 54760.7204 | 57550.1827 | 52500.3043
[7 empty] | 56894.375 | 52927.1962 | 52904.3537 | 54552.6099 | 58048.0717 | 54210.8492
[7 empty] | 58241.5714 | 54718.7897 | 53626.4964 | 57340.8998 | 59614.656 | 56600.5527
[7 empty] | 57749.2033 | 55715.8991 | 55214.3399 | 57168.7889 | 60247.8281 | 56168.1859
[7 empty] | 56661.7206 | 53325.1074 | 54267.1344 | 56138.9578 | 58666.265 | 54623.7833
[7 empty] | 55977.2912 | 52682.2031 | 52884.1049 | 55063.0476 | 55879.0426 | 53625.7755
[7 empty] | 60517.037 | 52369.2294 | 54540.4652 | 57672.8873 | 61073.4843 | 55229.6549
[7 empty] | 56769.4111 | 51382.0533 | 52723.4921 | 53904.5241 | 59290.3981 | 52314.8703
[7 empty] | 53826.0754 | 49632.7233 | 49299.7104 | 51868.796 | 55261.6803 | 49728.2923
[7 empty] | 51523.3331 | 46704.1302 | 47700.7919 | 48800.962 | 53378.4897 | 47494.227
[7 empty] | 46918.7541 | 44820.4833 | 45239.5502 | 46278.0199 | 49173.2414 | 44886.5834
[7 empty] | 45861.0743 | 43419.9446 | 44131.6733 | 45488.6614 | 47607.503 | 43987.9152
[7 empty] | 45464.1991 | 42826.9967 | 43283.5564 | 45422.2588 | 46483.1163 | 43626.7035
[7 empty] | 47043.2351 | 44561.8401 | 45495.7751 | 47820.5672 | 48359.0644 | 46063.0307
[7 empty] | 46361.7331 | 43049.1654 | 44614.6541 | 47248.9252 | 49077.2376 | 44985.7541
[7 empty] | 46000.1727 | 42625.4342 | 42987.1661 | 45086.8688 | 46798.728 | 43643.737
[7 empty] | 49182.1262 | 44406.9023 | 47646.8932 | 49510.9577 | 50172.8355 | 47503.3493
[7 empty] | 53526.4587 | 49522.3936 | 51655.7829 | 52863.5374 | 55756.9128 | 50637.8908
[7 empty] | 57441.9467 | 54001.2535 | 56759.5711 | 55984.5129 | 58788.7499 | 54810.0102
[7 empty] | 61541.253 | 56969.815 | 58864.3089 | 59917.4013 | 61523.3419 | 57066.3329
[7 empty] | 65266.1387 | 59599.8938 | 60374.713 | 60971.9831 | 62534.5076 | 59341.7906
[7 empty] | 68178.5661 | 60731.5718 | 62384.8725 | 66931.1115 | 64234.3551 | 62243.6441
[7 empty] | 68847.1 | 60045.961 | 64676.199 | 68731.3822 | 63338.3339 | 65846.815
[7 empty] | 67898.3938 | 58445.8854 | 62278.9128 | 67120.3285 | 63908.3453 | 64386.1184
[7 empty] | 65874.8868 | 55866.4635 | 61043.6071 | 64457.8677 | 62171.2653 | 64367.9863
[7 empty] | 63603.2002 | 57054.0765 | 59009.0824 | 63878.233 | 66695.9153 | 63011.7401
[7 empty] | 66336.0129 | 56947.6196 | 58011.3669 | 63583.0415 | 64391.4605 | 62448.4216
[7 empty] | 61548.4577 | 57911.5605 | 58822.7632 | 61661.1627 | 62969.0988 | 60341.6543
[7 empty] | 60113.1464 | 57891.0239 | 57166.4937 | 60705.227 | 62428.919 | 59813.5958
[7 empty] | 60419.616 | 57227.9142 | 57219.1275 | 60353.2193 | 61511.2997 | 59908.8654
[7 empty] | 59458.1382 | 57524.9491 | 56861.1732 | 60259.1937 | 60047.9081 | 58414.2053
[7 empty] | 57999.9332 | 56866.01 | 56146.5966 | 58329.4858 | 59411.7806 | 57656.9102
[7 empty] | 56602.8618 | 55216.3249 | 55218.0393 | 56350.1144 | 58258.751 | 54867.4439
[7 empty] | 53322.3115 | 51422.7608 | 52313.6042 | 55204.2828 | 55352.1838 | 52290.356
[7 empty] | 51983.2639 | 50025.9123 | 50740.7094 | 52718.0146 | 53526.0556 | 50428.6561
[7 empty] | 50661.3404 | 47814.1313 | 49480.0282 | 51357.1084 | 55469.733 | 48606.5426
[7 empty] | 50500.3533 | 47793.3735 | 49263.6255 | 51514.5235 | 54238.7752 | 48306.2038
[7 empty] | 52136.9836 | 48410.5179 | 50345.9211 | 52305.7065 | 55080.8022 | 49302.5488
[7 empty] | 55457.8301 | 51328.856 | 53787.6496 | 56588.7219 | 60603.8213 | 52735.4786
[7 empty] | 63471.6344 | 59264.309 | 62410.2304 | 64620.6001 | 66654.1664 | 60122.0679
[7 empty] | 69518.043 | 64165.936 | 66874.2902 | 70680.1313 | 71667.0443 | 66532.4103
[7 empty] | 72126.3846 | 69109.3943 | 70268.0896 | 73527.3905 | 74775.057 | 70008.4376
[7 empty] | 73833.9297 | 70592.7231 | 72095.348 | 74590.5216 | 76373.5009 | 71092.4668
[7 empty] | 75487.1914 | 72969.7299 | 74421.0836 | 76399.8833 | 76959.2605 | 72560.8414
[7 empty] | 76712.7032 | 73614.0336 | 75303.7653 | 78323.4527 | 78181.8737 | 74365.7475
[7 empty] | 77370.5106 | 73166.3593 | 75745.0475 | 80292.0984 | 79757.953 | 74170.3187
[7 empty] | 76414.951 | 72062.9247 | 74921.3351 | 79641.312 | 78644.8503 | 73248.7206
[7 empty] | 74804.7819 | 70672.2887 | 74113.4419 | 77927.2573 | 77035.5017 | 71177.6631
[7 empty] | 72434.2662 | 69834.0658 | 73778.3348 | 74903.816 | 76964.3383 | 69922.771
[7 empty] | 70872.9904 | 68899.8672 | 70534.9079 | 73146.9014 | 74458.2185 | 68621.1619
[7 empty] | 70631.6494 | 68703.3545 | 70963.8638 | 75107.576 | 74951.5609 | 69713.1161
[7 empty] | 70516.7847 | 68398.5029 | 70274.0426 | 72384.7605 | 72110.45 | 69311.2053
[7 empty] | 69282.668 | 68068.2458 | 69238.1558 | 72203.4802 | 73314.2154 | 68393.4842
[7 empty] | 65796.601 | 65071.9165 | 65931.5843 | 69065.2784 | 70255.8195 | 65256.3828
[7 empty] | 65130.1128 | 62122.9849 | 64582.1092 | 66829.3099 | 67040.8568 | 62722.2098
[7 empty] | 60873.2266 | 57688.9852 | 59971.2231 | 62268.3551 | 62699.9059 | 58774.2827
[7 empty] | 58149.6824 | 54589.7769 | 56817.6348 | 59238.755 | 59347.3014 | 55699.3449
[7 empty] | 53485.7507 | 50030.4637 | 53253.4973 | 54401.1629 | 56266.0443 | 51401.355
[7 empty] | 51067.4871 | 48267.6378 | 50719.7022 | 51890.5397 | 53903.632 | 48950.7675
[7 empty] | 48369.0101 | 46746.7959 | 49299.417 | 50093.077 | 54565.6445 | 46931.8042
[7 empty] | 48779.9808 | 47185.1167 | 48796.4144 | 50689.4058 | 52431.141 | 47103.1564
[7 empty] | 50782.3968 | 48065.1974 | 49882.0284 | 52582.0606 | 54427.8298 | 48117.7405
[7 empty] | 54154.3293 | 50829.2928 | 53364.7959 | 58166.2721 | 57440.3281 | 51202.1137
[7 empty] | 62066.517 | 58992.036 | 61558.6555 | 64757.808 | 63815.2339 | 59781.2545
[7 empty] | 67623.2421 | 64700.4706 | 67069.5962 | 70770.4595 | 69782.8543 | 64584.3367
[7 empty] | 70337.0076 | 68442.3192 | 69958.1774 | 72356.5151 | 71761.1072 | 68365.3225
[7 empty] | 71905.794 | 70193.0953 | 71482.1794 | 73980.4423 | 73966.8038 | 70064.8303
[7 empty] | 73397.9501 | 71764.2733 | 72932.2608 | 75527.7659 | 75266.7931 | 71565.0447
[7 empty] | 74138.6976 | 72813.694 | 75302.6483 | 75930.9972 | 76854.8388 | 73847.2179
[7 empty] | 74268.491 | 72976.9272 | 74784.5121 | 76603.3214 | 77531.3861 | 73259.156
[7 empty] | 73040.2509 | 71224.3451 | 73131.2241 | 75434.6062 | 77770.0036 | 72877.7432
[7 empty] | 72586.7536 | 70774.9079 | 71837.2841 | 74164.1512 | 75714.0295 | 70842.461
[7 empty] | 71453.2637 | 69804.5957 | 69874.8108 | 73406.8041 | 74429.2126 | 70368.2403
[7 empty] | 69788.0066 | 69370.4848 | 68939.7716 | 71438.6587 | 72338.9949 | 69154.8032
[7 empty] | 69752.439 | 68738.691 | 69613.2986 | 70726.0962 | 72725.4842 | 69163.9625
[7 empty] | 69523.6717 | 68988.8131 | 68901.726 | 70476.9693 | 71776.7742 | 68773.0059
[7 empty] | 68799.5099 | 68250.437 | 68816.7698 | 69270.6225 | 71113.7078 | 68536.277
[7 empty] | 66073.5186 | 65880.7255 | 65837.5903 | 66985.6721 | 69599.3404 | 65211.0206
[7 empty] | 63231.491 | 62878.2831 | 64026.6446 | 65112.1545 | 66126.0482 | 63082.5542
[7 empty] | 59430.2983 | 58847.0909 | 59972.8534 | 61308.0276 | 62348.9219 | 58406.9256
[7 empty] | 56273.7307 | 55257.6714 | 56489.449 | 58012.5223 | 59011.4625 | 54922.5999
[7 empty] | 51855.3192 | 50824.1609 | 52276.0033 | 53595.9789 | 55434.8756 | 50860.7243
[7 empty] | 49392.6602 | 48762.1102 | 49755.8599 | 51131.7543 | 53313.1651 | 48546.553
[7 empty] | 46969.4032 | 47162.3529 | 48797.5352 | 49190.4137 | 54468.891 | 47109.2703
[7 empty] | 47207.1177 | 47389.3971 | 48970.2508 | 49381.2143 | 52792.9129 | 47415.338
[7 empty] | 48960.1091 | 48098.3688 | 50080.7366 | 51010.1936 | 54707.3274 | 48172.2205
[7 empty] | 52126.2824 | 51046.1421 | 53821.903 | 54329.5429 | 59419.1571 | 50909.58
[7 empty] | 60121.1028 | 58580.2365 | 62009.0323 | 62697.0322 | 64793.7923 | 58858.2397
[7 empty] | 65676.3224 | 64158.1168 | 66728.3881 | 67761.3248 | 71398.6374 | 63920.9091
[7 empty] | 68618.9762 | 68690.7551 | 70413.1764 | 70317.2037 | 72702.7478 | 68764.6686
[7 empty] | 69628.4406 | 69951.6563 | 71995.746 | 72512.7517 | 74095.8663 | 69747.0227
[7 empty] | 71276.2375 | 70736.3789 | 73325.0016 | 74315.4815 | 75018.3987 | 71281.1477
[7 empty] | 72471.5158 | 72342.3593 | 74829.0606 | 74177.0363 | 76717.4762 | 73406.7133
[7 empty] | 72113.4015 | 72033.1896 | 73976.0135 | 74898.6436 | 78007.5603 | 72988.8943
[7 empty] | 70939.6576 | 72218.2505 | 73644.8985 | 73064.6162 | 76875.9526 | 71591.9214
[7 empty] | 71210.714 | 70903.3167 | 71847.2592 | 71363.6487 | 74949.4547 | 71518.7796
[7 empty] | 69697.8258 | 69656.9918 | 71554.1725 | 70205.7343 | 75292.0383 | 69488.0947
[7 empty] | 68627.4755 | 67876.6329 | 70086.2733 | 68790.5556 | 74482.9943 | 68833.3595
[7 empty] | 68924.3331 | 68544.5148 | 70428.7478 | 70154.9759 | 74337.4048 | 69568.6571
[7 empty] | 68848.4957 | 68792.2794 | 70382.2292 | 69907.9161 | 71526.3485 | 67953.0845
[7 empty] | 67640.9406 | 67736.1301 | 68186.28 | 68928.4364 | 70819.9146 | 67395.8176
[7 empty] | 65429.3813 | 65288.4252 | 65980.933 | 66232.8108 | 68925.6468 | 64976.5615
[7 empty] | 62711.2036 | 62424.9208 | 64876.4054 | 64320.1592 | 65610.8909 | 62173.9672
[7 empty] | 58415.9202 | 58851.0275 | 60179.4733 | 60283.6672 | 62713.7827 | 57848.8107
[7 empty] | 54598.8117 | 55058.6349 | 57279.5007 | 56970.0065 | 58525.2778 | 54405.8145
[7 empty] | 50484.4799 | 51038.8062 | 53832.3333 | 52485.8841 | 55657.6715 | 51515.1743
[7 empty] | 48139.1761 | 48729.5149 | 51145.1188 | 49892.5877 | 53520.4415 | 48430.1175
[7 empty] | 46880.5326 | 47271.1434 | 50141.3618 | 48819.8879 | 53761.3095 | 46750.5293
[7 empty] | 46927.0788 | 47576.6998 | 49634.0076 | 48970.0021 | 52283.8453 | 47163.6693
[7 empty] | 48179.1135 | 48301.9214 | 50925.8757 | 50634.6626 | 54222.312 | 48067.2518
[7 empty] | 51664.6937 | 51031.9677 | 54939.3694 | 54601.4588 | 58750.9255 | 50902.8004
[7 empty] | 59126.7224 | 58552.4964 | 62782.7727 | 62405.5669 | 64285.1137 | 58946.7545
[7 empty] | 64120.0773 | 64221.0693 | 68354.6042 | 67724.336 | 70733.688 | 64229.7736
[7 empty] | 68690.2737 | 68245.4123 | 70927.7019 | 70381.8238 | 72334.9149 | 68327.3686
[7 empty] | 70633.3917 | 69445.1093 | 72641.2929 | 72776.1585 | 73783.2915 | 70478.6106
[7 empty] | 71406.8457 | 71914.4497 | 74605.6069 | 74719.1966 | 75151.9017 | 71851.4601
[7 empty] | 73126.4807 | 72163.8217 | 76520.2126 | 75513.7211 | 76469.2494 | 72458.7496
[7 empty] | 73437.1471 | 72509.3691 | 77210.0437 | 76172.4803 | 77699.152 | 72642.5823
[7 empty] | 71296.3608 | 72092.5662 | 77037.2375 | 75264.2815 | 76613.5543 | 72309.2202
[7 empty] | 71639.7225 | 70544.4892 | 75077.6118 | 74265.5772 | 73664.3111 | 71095.3955
[7 empty] | 70127.9239 | 69483.201 | 72951.5987 | 73210.455 | 72879.7742 | 69655.7863
[7 empty] | 68387.2299 | 68127.5023 | 70740.5759 | 70816.6839 | 70721.013 | 68279.7383
[7 empty] | 68727.1521 | 69274.3569 | 70253.7676 | 71084.989 | 71535.6955 | 69210.705
[7 empty] | 67325.8764 | 66959.4447 | 69343.5552 | 69779.641 | 69775.5924 | 67854.2768
[7 empty] | 66153.8668 | 65993.7318 | 67898.453 | 67194.1569 | 68368.4501 | 65807.6949
[7 empty] | 62962.2585 | 62631.1916 | 63494.068 | 63712.1707 | 65041.4746 | 62933.2966
[7 empty] | 60924.305 | 61150.3859 | 63647.9918 | 63615.3396 | 64226.4559 | 61096.6647
[7 empty] | 57216.0433 | 57825.4769 | 59480.4351 | 58891.9785 | 60573.4195 | 57961.8002
[7 empty] | 54131.8898 | 54167.9117 | 56869.9895 | 55917.1383 | 57711.7333 | 54761.7524
[7 empty] | 49928.2578 | 49864.4408 | 52292.3266 | 51883.5967 | 54709.8847 | 50259.0154
[7 empty] | 47351.6727 | 47258.2287 | 49442.0315 | 49076.8615 | 52616.1823 | 47630.2487
[7 empty] | 45867.838 | 45695.3452 | 46246.1726 | 46878.2571 | 52415.3771 | 46052.9004
[7 empty] | 45278.3105 | 45161.8336 | 45943.4779 | 46629.3851 | 50099.0976 | 45484.7885
[7 empty] | 44572.7573 | 44333.797 | 45014.9386 | 46434.9825 | 48945.338 | 44493.4069
[7 empty] | 44749.7735 | 44617.5693 | 45502.9536 | 46092.6901 | 47690.5086 | 44898.6427
[7 empty] | 46028.8385 | 46111.8518 | 47170.0005 | 48068.7131 | 48774.2765 | 46447.243
[7 empty] | 50957.3133 | 50602.6121 | 51091.7882 | 51833.7524 | 52275.9609 | 50904.1037
[7 empty] | 53881.6901 | 53552.9987 | 55105.4368 | 56049.0432 | 55621.859 | 54136.0639
[7 empty] | 57741.4229 | 58204.1793 | 59110.1226 | 59074.1193 | 60792.1081 | 57980.8001
[7 empty] | 59990.6558 | 60140.7546 | 60841.8119 | 61111.4511 | 62394.9361 | 60651.5426
[7 empty] | 61684.9165 | 61370.1379 | 61666.7495 | 62230.1081 | 63944.4412 | 61430.7729
[7 empty] | 61588.4495 | 60615.5264 | 61348.8257 | 62415.8538 | 63034.7769 | 61684.6493
[7 empty] | 59263.4456 | 58834.4495 | 59500.9329 | 61100.8355 | 61911.6121 | 59521.8988
[7 empty] | 58376.8616 | 59133.8734 | 58839.1634 | 59923.0844 | 61381.1743 | 60413.6294
[7 empty] | 58070.6412 | 58163.5776 | 58298.398 | 59107.4399 | 60267.5729 | 58251.8467
[7 empty] | 56484.9779 | 57759.3396 | 56600.8864 | 58174.4241 | 59702.0647 | 58696.1717
[7 empty] | 57756.8976 | 57765.6094 | 57576.4761 | 59082.9554 | 59847.6711 | 58093.738
[7 empty] | 57152.6469 | 57121.642 | 57661.7215 | 57728.4324 | 59448.8401 | 57616.4502
[7 empty] | 55615.7751 | 56991.9901 | 56407.8123 | 56480.0945 | 57938.4471 | 56472.2215
[7 empty] | 53359.7318 | 53955.5732 | 54112.4573 | 54028.9685 | 55301.7077 | 53741.2537
[7 empty] | 52573.419 | 52321.6673 | 52322.4398 | 53152.3843 | 57456.2863 | 53188.5794
[7 empty] | 51256.1725 | 51226.8536 | 51056.1848 | 51723.6037 | 55417.9186 | 53454.6259
[7 empty] | 49215.5469 | 48437.5694 | 48386.6802 | 48766.7091 | 52767.1258 | 50466.3588
[7 empty] | 46166.0955 | 46250.8801 | 45848.417 | 46316.7913 | 49246.3389 | 47494.1864
[7 empty] | 43289.6492 | 43048.6205 | 43024.0296 | 43745.8346 | 47063.0521 | 44810.0137
[7 empty] | 41413.1492 | 41104.2198 | 40502.5142 | 41029.1975 | 43356.9181 | 42815.6271
[7 empty] | 40404.5784 | 40095.0141 | 39178.6977 | 39682.0202 | 43473.806 | 42945.972
[7 empty] | 39823.4482 | 39713.2033 | 40086.3189 | 40926.5649 | 43556.6163 | 43033.8024
[7 empty] | 40090.4793 | 39841.4248 | 40380.6176 | 41327.2474 | 44860.8719 | 41886.8131
[7 empty] | 41494.2758 | 40826.2156 | 41205.0619 | 42119.1229 | 43180.8644 | 41943.2876
[7 empty] | 45091.4812 | 44756.9578 | 43590.608 | 43890.9253 | 46156.8549 | 44098.8121
[7 empty] | 47718.7493 | 47859.6176 | 48162.6353 | 48206.7434 | 50887.8677 | 49393.8221
[7 empty] | 52011.0487 | 52024.9273 | 51213.7941 | 51935.8126 | 55488.065 | 52046.2214
[7 empty] | 53866.616 | 52985.5878 | 54290.3644 | 54535.5798 | 58720.0542 | 55960.533
[7 empty] | 57347.7081 | 56343.6883 | 56560.5197 | 56708.5678 | 60029.2714 | 57566.4778
[7 empty] | 58251.5405 | 57534.1204 | 57255.4719 | 58111.1791 | 58425.6147 | 58382.8975
[7 empty] | 57366.294 | 57331.6128 | 55651.879 | 57294.7813 | 57927.561 | 56777.5576
[7 empty] | 54005.9432 | 54276.5731 | 53817.1326 | 54548.9157 | 56964.3899 | 56021.8454
[7 empty] | 53271.8634 | 53669.22 | 54461.6471 | 52465.4644 | 54249.1794 | 54019.6179
[7 empty] | 53956.949 | 54134.6197 | 52786.9528 | 52629.1706 | 54673.2271 | 54311.1088
[7 empty] | 56268.7915 | 55972.8634 | 54053.2709 | 54618.31 | 56502.2009 | 56887.8051
[7 empty] | 57051.855 | 57162.0506 | 55888.067 | 56186.2084 | 57067.4387 | 57448.4188
[7 empty] | 55776.9935 | 56729.9305 | 55826.3158 | 56045.4944 | 56425.0576 | 56054.4984
[7 empty] | 53587.4483 | 55696.267 | 54327.1923 | 54058.8911 | 54805.7835 | 54657.9682
[7 empty] | 52560.5012 | 53523.9534 | 52955.3786 | 52299.056 | 55050.2372 | 54050.5576
[7 empty] | 51594.4575 | 52716.8828 | 52427.5828 | 51517.672 | 53576.3354 | 52902.4592
[7 empty] | 48290.1936 | 50133.7359 | 49059.9598 | 49030.7962 | 51663.8446 | 50880.2367
[7 empty] | 46316.7775 | 47251.2074 | 46833.0345 | 46785.6543 | 48732.3611 | 47839.2633
[7 empty] | 44541.2653 | 45707.5169 | 46164.8742 | 44582.8708 | 46875.6099 | 46190.211
[7 empty] | 45951.0075 | 45419.1287 | 45540.2632 | 45140.4001 | 46375.7696 | 46429.5244
[7 empty] | 45550.2765 | 44884.2061 | 44848.0873 | 44698.8465 | 45276.2446 | 45879.316
[7 empty] | 46584.6071 | 45615.436 | 45503.6641 | 46150.2843 | 46525.2232 | 46767.0418
[7 empty] | 50609.371 | 49681.0368 | 49542.8335 | 50722.3075 | 51634.2089 | 50971.808
[7 empty] | 59450.0252 | 58502.2079 | 58510.3954 | 59596.1281 | 59577.2861 | 60137.5972
[7 empty] | 65066.8718 | 64068.9959 | 64274.9105 | 65297.3557 | 66073.3945 | 64920.7183
[7 empty] | 69048.8111 | 68409.6313 | 68580.1077 | 68902.091 | 68766.0324 | 69392.3071
[7 empty] | 70538.733 | 69827.5749 | 69928.9908 | 69473.2369 | 70470.0262 | 70521.9633
[7 empty] | 72415.5445 | 71528.1811 | 71478.1234 | 70913.1172 | 71367.9 | 72311.6018
[7 empty] | 73654.4996 | 72372.2662 | 72397.9258 | 73149.039 | 73318.569 | 72966.9549
[7 empty] | 74648.1283 | 72361.6926 | 72479.237 | 72412.8865 | 72101.5406 | 73222.5358
[7 empty] | 74023.7542 | 71633.7698 | 71966.2349 | 71303.8459 | 72365.0581 | 72804.5486
[7 empty] | 72540.4722 | 70441.815 | 70061.0441 | 71150.1863 | 71294.8663 | 71955.297
[7 empty] | 71158.1462 | 69937.0354 | 70036.5128 | 69698.1855 | 69326.6226 | 70529.42
[7 empty] | 69262.0277 | 68446.1905 | 68323.0422 | 68392.5614 | 68383.1635 | 68798.2834
[7 empty] | 70197.3244 | 68957.674 | 69393.5338 | 68837.4806 | 68292.2325 | 69337.8245
[7 empty] | 68815.1053 | 69315.2851 | 68169.1634 | 68690.2848 | 68073.6307 | 68777.0972
[7 empty] | 68238.204 | 68638.082 | 67541.104 | 67820.528 | 67776.7887 | 68245.4902
[7 empty] | 65926.7704 | 64878.0363 | 64590.8644 | 65371.7602 | 65497.1079 | 65788.2426
[7 empty] | 64058.6125 | 63107.4157 | 63441.7245 | 62609.4341 | 63345.3909 | 63242.6384
[7 empty] | 59450.9289 | 59286.4484 | 58538.2367 | 58895.8809 | 58255.2265 | 58971.4261
[7 empty] | 56412.9766 | 56067.4478 | 55627.0926 | 54976.1546 | 54776.5656 | 55656.2888
[7 empty] | 52344.2132 | 52857.7524 | 50814.2177 | 50486.0776 | 51377.4596 | 50914.0202
[7 empty] | 50101.2179 | 50127.0968 | 48628.6783 | 48569.3105 | 48622.1957 | 49174.4281
[7 empty] | 48400.7909 | 47953.881 | 47191.512 | 47102.4583 | 46682.5427 | 47001.8695
[7 empty] | 48747.6615 | 47577.6262 | 47277.9727 | 47187.3437 | 46699.8186 | 47203.5077
[7 empty] | 49854.5347 | 48568.7292 | 48079.3605 | 48136.7526 | 48071.4763 | 48450.3703
[7 empty] | 52704.7121 | 51260.2011 | 50835.6896 | 51030.2627 | 52009.2826 | 50957.3041
[7 empty] | 60246.3915 | 58622.7561 | 58658.1651 | 58925.5191 | 60121.798 | 58790.3993
[7 empty] | 65722.5165 | 63772.3176 | 63808.5356 | 64441.5982 | 65397.7282 | 64104.5879
[7 empty] | 69155.7857 | 67924.0447 | 68008.9689 | 68579.813 | 68702.8841 | 68025.1855
[7 empty] | 70670.8969 | 69333.2354 | 69509.4521 | 69398.7393 | 69586.5011 | 69924.9885
[7 empty] | 72334.605 | 71196.1844 | 71786.3481 | 71630.5787 | 71188.1421 | 71891.6126
[7 empty] | 74049.9202 | 72127.5997 | 73657.8157 | 73116.7751 | 72969.9516 | 72850.9797
[7 empty] | 72713.95 | 71458.5734 | 71972.8015 | 72193.3338 | 71628.8219 | 72348.2171
[7 empty] | 72537.8684 | 70319.3661 | 72465.8852 | 71399.0232 | 71172.5259 | 71451.3057
[7 empty] | 72042.2803 | 71084.9507 | 70939.3001 | 70690.6413 | 71366.7628 | 70474.9903
[7 empty] | 70623.6656 | 70128.9935 | 70282.3211 | 69762.6274 | 69040.1864 | 70199.6198
[7 empty] | 69380.554 | 68531.1149 | 68706.7277 | 68046.84 | 67910.8753 | 68379.4196
[7 empty] | 69646.2507 | 68666.9983 | 68290.5083 | 68434.8119 | 68064.7233 | 68916.582
[7 empty] | 69630.4666 | 68067.177 | 68392.6446 | 68007.7073 | 68065.1791 | 68344.6905
[7 empty] | 68207.0979 | 67649.8016 | 68158.1877 | 67875.7005 | 67241.9566 | 67891.2049
[7 empty] | 64931.5965 | 64927.4332 | 65434.3193 | 65320.1689 | 64666.1198 | 64759.8507
[7 empty] | 63086.1365 | 63658.6286 | 62853.8 | 63063.3359 | 62482.7727 | 62616.1071
[7 empty] | 58838.9316 | 59323.8578 | 58739.5957 | 58626.2595 | 58007.4643 | 58832.9563
[7 empty] | 56024.7516 | 55165.0424 | 55254.4063 | 54974.1012 | 54914.0925 | 54788.6681
[7 empty] | 51472.4405 | 52517.8202 | 50602.9461 | 50450.0989 | 50266.7208 | 50343.7704
[7 empty] | 49732.1527 | 49664.5666 | 48414.5858 | 48488.6276 | 48346.6872 | 48577.2492
[7 empty] | 47094.5812 | 47241.5498 | 46839.4625 | 47179.6086 | 46724.0103 | 47183.6953
[7 empty] | 47391.8701 | 47765.8181 | 47163.1964 | 47353.4795 | 47078.8222 | 47452.7317
[7 empty] | 48185.2668 | 48399.5807 | 48032.7291 | 48162.1297 | 47981.4359 | 48203.8868
[7 empty] | 50886.0713 | 51354.1385 | 50898.6539 | 50950.0829 | 50876.216 | 50966.3211
[7 empty] | 58873.254 | 58715.5536 | 58719.8447 | 58807.9256 | 58977.2077 | 58412.2002
[7 empty] | 64214.1911 | 63816.4044 | 63596.5981 | 64008.7128 | 64036.815 | 64187.8313
[7 empty] | 68157.6191 | 68356.4664 | 68312.4245 | 68165.0834 | 68062.4355 | 68242.9925
[7 empty] | 70152.553 | 69045.9409 | 69581.3632 | 69902.6319 | 69193.3073 | 70491.7737
[7 empty] | 71761.5509 | 71787.3252 | 71409.4129 | 72135.8868 | 71527.422 | 71064.0248
[7 empty] | 72450.4345 | 72892.3121 | 72299.3876 | 72205.829 | 73154.7512 | 73209.3348
[7 empty] | 73155.6115 | 72608.6495 | 72153.8514 | 72391.1727 | 72612.945 | 72183.3581
[7 empty] | 71892.4483 | 71596.1427 | 70693.3047 | 70902.9329 | 71840.3879 | 72249.5996
[7 empty] | 71032.4945 | 70615.9395 | 70340.3808 | 70336.4695 | 70101.149 | 70944.1981
[7 empty] | 70598.0036 | 69984.257 | 69395.6413 | 68616.3906 | 70040.6347 | 69859.9948
[7 empty] | 67952.609 | 68100.1167 | 68308.1079 | 67980.6077 | 68687.0833 | 69140.5248
[7 empty] | 68504.6832 | 68575.0367 | 68718.5916 | 68064.1044 | 68423.2099 | 69309.0482
[7 empty] | 68924.8899 | 68547.1223 | 68042.3298 | 68881.6615 | 67934.1328 | 69243.2143
[7 empty] | 68267.9189 | 68099.9319 | 68111.2188 | 67822.6339 | 67977.6505 | 68239.7829
[7 empty] | 65004.0248 | 65489.0834 | 65413.063 | 65146.2745 | 65068.0486 | 64902.0975
[7 empty] | 62698.1613 | 63236.0425 | 62838.6254 | 63054.836 | 62787.0227 | 62630.1747
[7 empty] | 58608.9801 | 58826.6801 | 58884.4062 | 58685.1726 | 58321.8321 | 58460.9717
[7 empty] | 55174.8667 | 54752.5845 | 55408.956 | 54891.4624 | 55358.7632 | 55167.914
[7 empty] | 50376.7413 | 50749.5194 | 50572.157 | 51161.4682 | 50464.6476 | 51583.3755
[7 empty] | 48486.8209 | 48981.0622 | 48674.3275 | 49051.8228 | 48386.5367 | 48916.959
[7 empty] | 47989.7377 | 47129.9845 | 47132.3761 | 47042.7967 | 46811.1822 | 48342.0252
[7 empty] | 48391.7006 | 47438.0844 | 47427.5672 | 47485.0021 | 47307.61 | 48111.7929
[7 empty] | 49577.7142 | 48325.8129 | 48480.3796 | 48363.2365 | 48094.6555 | 49439.2102
[7 empty] | 52201.775 | 50500.7816 | 51162.0485 | 51184.47 | 50455.7299 | 52280.2729
[7 empty] | 54318.9841 | 52335.6067 | 52994.702 | 52532.4552 | 53084.6433 | 53926.4947
[7 empty] | 58265.7103 | 56715.8344 | 58553.2925 | 57314.4032 | 56890.7733 | 58623.7404
[7 empty] | 64177.4002 | 62214.8182 | 63465.8592 | 62433.7896 | 62808.0322 | 64342.7596
[7 empty] | 67132.5981 | 65244.8107 | 65533.2826 | 65421.5749 | 65451.7629 | 67286.1677
[7 empty] | 68610.1742 | 68461.0478 | 67547.256 | 67945.6886 | 68747.1424 | 69270.0954
[7 empty] | 71419.859 | 70749.092 | 71173.273 | 70874.6849 | 69974.8241 | 73253.9866
[7 empty] | 72667.1232 | 72103.5302 | 72426.1338 | 71632.5838 | 73185.2101 | 73956.4631
[7 empty] | 72594.1914 | 71030.0838 | 72351.0223 | 71944.3594 | 72102.3916 | 74918.087
[7 empty] | 71312.2907 | 71064.8845 | 70827.2349 | 70200.5523 | 71828.4929 | 73968.9235
[7 empty] | 70834.9926 | 69740.9766 | 67884.3173 | 68845.531 | 69562.4422 | 71959.9463
[7 empty] | 69175.5358 | 69355.2535 | 69840.5132 | 68980.2327 | 69090.6901 | 69938.6417
[7 empty] | 70837.448 | 70316.9003 | 69332.2154 | 69042.6315 | 69989.8022 | 70651.0897
[7 empty] | 70228.0884 | 68811.4485 | 68834.6189 | 68034.8779 | 69975.7151 | 71196.3164
[7 empty] | 69115.3249 | 68202.2382 | 68163.596 | 67893.9736 | 68542.8334 | 69382.6324
[7 empty] | 68324.4208 | 65777.1585 | 65595.3053 | 65855.9781 | 66310.7525 | 65485.0154
[7 empty] | 64649.3943 | 63678.8711 | 64350.3536 | 64097.2717 | 64418.5048 | 65052.9549
[7 empty] | 60372.8814 | 59996.1409 | 59837.6021 | 59453.234 | 60413.7571 | 60278.1768
[7 empty] | 57014.0421 | 55442.9176 | 55490.8473 | 55402.9196 | 55719.9113 | 56994.3464
[7 empty] | 52087.7721 | 50459.1437 | 50922.7156 | 50848.7123 | 50203.9482 | 52086.106
[7 empty] | 50142.4623 | 48799.0615 | 49028.2645 | 48921.9309 | 48618.1124 | 50175.765
[7 empty] | 49039.2771 | 47322.2307 | 47838.7861 | 47577.2811 | 47995.2033 | 49781.8312
[7 empty] | 49480.8606 | 47662.2491 | 48207.3564 | 47694.9986 | 48272.9125 | 50175.6229
[7 empty] | 50337.535 | 48562.0548 | 48892.7798 | 48314.9091 | 49246.4512 | 50935.8014
[7 empty] | 53463.7075 | 51342.2985 | 51810.7709 | 51507.7062 | 52216.9486 | 53894.3984
[7 empty] | 61070.5159 | 58916.6083 | 59487.1076 | 59134.9652 | 59974.1397 | 62665.9455
[7 empty] | 66216.1699 | 64664.7562 | 64820.0947 | 64298.2388 | 64933.6762 | 67646.5673
[7 empty] | 71154.3901 | 69308.049 | 69129.9649 | 68717.8017 | 69322.4948 | 71669.9736
[7 empty] | 72352.9497 | 71030.9576 | 71241.4766 | 71405.5953 | 71353.8759 | 73464.8769
[7 empty] | 74025.6806 | 72455.7639 | 73153.1973 | 72476.9569 | 72634.4096 | 75362.5696
[7 empty] | 76611.3736 | 74001.6054 | 74869.1023 | 74274.054 | 73599.4268 | 77552.088
[7 empty] | 76462.4772 | 73956.6257 | 74374.3511 | 73905.387 | 76101.595 | 79080.1258
[7 empty] | 75187.5596 | 73562.4495 | 74821.8984 | 73373.4169 | 75069.0886 | 77776.5252
[7 empty] | 74564.5356 | 72869.8143 | 73877.3499 | 72774.5836 | 73011.541 | 77394.0628
[7 empty] | 74486.4195 | 71623.7625 | 73307.2655 | 71679.7806 | 72821.4702 | 74626.1265
[7 empty] | 70980.199 | 69757.4578 | 70731.7032 | 70317.997 | 69990.5714 | 72582.6771
[7 empty] | 70259.272 | 69685.9312 | 69772.0132 | 69967.7556 | 69872.9303 | 72158.2671
[7 empty] | 69075.0011 | 68636.543 | 69182.4103 | 68620.0355 | 68461.5761 | 70800.2557
[7 empty] | 67685.134 | 67457.6771 | 67346.5642 | 66253.8558 | 67522.3748 | 69999.5697
[7 empty] | 64211.8789 | 63443.7025 | 62994.2581 | 63647.2095 | 63628.2938 | 64741.5248
[7 empty] | 62421.5536 | 61691.112 | 62308.496 | 61713.7295 | 61448.5005 | 64521.3717
[7 empty] | 59006.2888 | 57825.7627 | 57921.518 | 58005.5153 | 58230.2548 | 60457.568
[7 empty] | 55632.038 | 54860.4559 | 54700.0121 | 54482.7841 | 54904.8548 | 57628.8165
[7 empty] | 51931.9526 | 50768.6139 | 50724.315 | 50218.6185 | 51132.7761 | 53002.1314
[7 empty] | 49372.5361 | 47836.1193 | 47740.5779 | 47713.643 | 48090.9987 | 50547.2763
[7 empty] | 45977.6555 | 46087.4252 | 45820.2769 | 46066.2884 | 46425.0024 | 48951.0256
[7 empty] | 45338.6224 | 45445.5845 | 45221.0499 | 45576.1423 | 46068.8722 | 47981.0038
[7 empty] | 44080.5422 | 44275.8811 | 44102.9859 | 44437.3207 | 44997.9053 | 47261.5946
[7 empty] | 44749.8707 | 44787.1226 | 44748.4747 | 44657.2891 | 45488.4279 | 47631.7179
[7 empty] | 46466.1413 | 46614.9152 | 46456.6461 | 46503.3515 | 47169.21 | 50371.3121
[7 empty] | 50203.4642 | 50616.9755 | 50657.7744 | 50700.7903 | 50977.2349 | 53447.8103
[7 empty] | 54132.6328 | 53887.1979 | 54579.3289 | 54176.8377 | 55153.4978 | 56891.3472
[7 empty] | 57772.396 | 58422.2923 | 58461.2022 | 57962.7743 | 58411.6535 | 61804.1303
[7 empty] | 61228.6414 | 60923.2934 | 60439.9879 | 60612.4054 | 61411.407 | 64734.1587
[7 empty] | 61927.3295 | 61803.5095 | 62045.3356 | 63047.2384 | 63073.5769 | 65154.6849
[7 empty] | 63423.0375 | 62250.585 | 62935.0327 | 62077.3979 | 63151.1987 | 65950.0933
[7 empty] | 61261.3434 | 61082.5073 | 62253.572 | 60031.8657 | 62373.9866 | 65630.4777
[7 empty] | 59981.6476 | 59318.7629 | 60078.8627 | 59187.6731 | 61327.8751 | 64074.8402
[7 empty] | 58311.5987 | 58789.9817 | 58326.4902 | 59791.2872 | 58575.0248 | 61733.4342
[7 empty] | 58734.0267 | 57168.6391 | 57671.78 | 58573.8319 | 59350.3003 | 61349.4145
[7 empty] | 59549.5224 | 58614.0054 | 58962.2925 | 58921.825 | 60097.0978 | 61657.4134
[7 empty] | 58823.0424 | 57989.9058 | 59319.6274 | 58704.8697 | 59334.9959 | 60434.9409
[7 empty] | 57470.8106 | 56261.2894 | 57316.3895 | 57369.1559 | 57562.032 | 58910.6358
[7 empty] | 55454.5002 | 54556.8676 | 55016.0621 | 54612.1197 | 55934.277 | 56675.0671
[7 empty] | 54562.086 | 52813.7844 | 53210.5928 | 53869.9941 | 53448.2631 | 56472.3857
[7 empty] | 52785.7906 | 51426.6914 | 52290.9067 | 53137.7233 | 52416.2711 | 54259.2494
[7 empty] | 49564.8927 | 48525.2809 | 49195.4718 | 50161.9717 | 49465.0677 | 51472.2677
[7 empty] | 47134.8831 | 45623.772 | 46717.0833 | 47426.8667 | 46448.5079 | 48209.9508
[7 empty] | 45546.9029 | 43182.8208 | 44538.5236 | 45156.6395 | 43767.8384 | 45717.4607
[7 empty] | 41998.8173 | 40767.198 | 42654.3337 | 42647.228 | 40980.4084 | 42471.9035
[7 empty] | 40567.8862 | 39670.9673 | 41720.1416 | 42477.2435 | 39621.0529 | 41174.0033
[7 empty] | 39944.0951 | 39809.0929 | 41556.8436 | 43533.1186 | 40153.4644 | 41742.3044
[7 empty] | 40062.3598 | 39733.49 | 41256.962 | 42794.2142 | 40818.7104 | 41834.9453
[7 empty] | 41555.5361 | 41378.0977 | 42610.9118 | 42651.0721 | 41726.134 | 43904.5073
[7 empty] | 44658.1163 | 44046.6796 | 46909.5662 | 45951.5633 | 45117.9357 | 45783.6993
[7 empty] | 48415.7306 | 47705.9783 | 50877.1057 | 50094.4132 | 49238.8347 | 50682.2651
[7 empty] | 51801.4255 | 52539.071 | 54032.4956 | 53433.9746 | 52855.8314 | 54822.5101
[7 empty] | 55798.2714 | 54854.8954 | 55912.5994 | 55295.6827 | 56177.4484 | 56486.9991
[7 empty] | 58619.6327 | 58447.111 | 59303.8213 | 59354.0309 | 58892.6695 | 61444.6102
[7 empty] | 61614.78 | 60368.8534 | 60040.7668 | 60207.248 | 61148.5542 | 63192.3084
[7 empty] | 58502.1266 | 58756.5949 | 60662.1104 | 59765.8885 | 59385.8069 | 60112.7222
[7 empty] | 56181.879 | 58672.6306 | 59053.4595 | 58365.3638 | 56881.0423 | 58694.6541
[7 empty] | 54445.2015 | 57932.6937 | 57150.2926 | 56262.9145 | 56971.3621 | 58549.0226
[7 empty] | 54722.9719 | 57799.6111 | 56843.0247 | 57511.2401 | 56520.5182 | 57448.8852
[7 empty] | 58252.3753 | 58338.6182 | 59360.1479 | 59034.2417 | 57948.8123 | 59178.3985
[7 empty] | 57620.5881 | 58864.4367 | 59214.8269 | 59170.2767 | 59296.4405 | 59738.318
[7 empty] | 57845.7785 | 58619.1651 | 58846.7317 | 58517.1711 | 58151.9675 | 60257.9817
[7 empty] | 55677.0823 | 55673.6679 | 56970.1803 | 56883.6362 | 55191.9732 | 57154.4346
[7 empty] | 55000.079 | 53963.0725 | 55523.2523 | 55953.4582 | 53650.4102 | 56257.2007
[7 empty] | 52277.3059 | 53035.934 | 54319.3035 | 53973.0307 | 52463.4939 | 54001.5779
[7 empty] | 49383.2233 | 50126.9537 | 52184.6437 | 51299.3894 | 50347.7209 | 50843.4836
[7 empty] | 46853.3925 | 47461.855 | 49319.2705 | 49042.1102 | 47715.8727 | 48706.8935
[7 empty] | 45254.4072 | 45616.1945 | 47341.3011 | 46603.2937 | 46738.688 | 46749.1861
[7 empty] | 45777.1307 | 46265.8708 | 47741.8867 | 47590.5373 | 46310.2668 | 47576.3222
[7 empty] | 45194.1918 | 45353.6093 | 47219.4634 | 47126.6907 | 45422.429 | 46765.3247
[7 empty] | 46077.4732 | 45932.352 | 47852.6971 | 47576.3586 | 45915.0439 | 47521.6725
[7 empty] | 49911.6153 | 50092.6646 | 52364.0384 | 51714.3317 | 50296.7405 | 51848.5595
[7 empty] | 59219.9121 | 58921.8999 | 60953.3519 | 60716.3051 | 58955.9968 | 61280.0827
[7 empty] | 64993.8271 | 64575.3915 | 66273.5235 | 66212.1927 | 64296.8855 | 67293.5256
[7 empty] | 69029.832 | 68592.436 | 70807.1698 | 71031.1246 | 68709.2608 | 70732.4456
[7 empty] | 70173.1287 | 71045.4033 | 71657.4186 | 72690.292 | 70708.8773 | 72812.3521
[7 empty] | 71888.1489 | 72718.3725 | 73949.9533 | 75107.5842 | 72293.5492 | 73730.041
[7 empty] | 73407.8094 | 73541.8081 | 75349.081 | 77477.8071 | 73381.5066 | 74991.0565
[7 empty] | 72517.8916 | 73863.3741 | 74149.8906 | 76971.1443 | 73097.4336 | 74027.9606
[7 empty] | 72003.9601 | 72286.5467 | 73177.4649 | 76968.4575 | 71602.2018 | 73239.7006
[7 empty] | 72059.4936 | 70921.9401 | 72486.3958 | 77567.2099 | 71691.0865 | 72354.1136
[7 empty] | 69478.7067 | 69976.0787 | 70964.4622 | 75042.3604 | 69887.3272 | 71449.0248
[7 empty] | 69073.5124 | 68929.5479 | 69899.2157 | 73951.104 | 69103.844 | 69792.7502
[7 empty] | 68696.1555 | 68970.8692 | 70009.7837 | 75172.3858 | 69346.8414 | 70980.1379
[7 empty] | 68324.4593 | 68731.2883 | 69642.2383 | 72896.5675 | 68800.8719 | 72009.4087
[7 empty] | 68088.6413 | 67975.0738 | 68865.5613 | 72516.9892 | 67989.6535 | 71172.09
[7 empty] | 65405.7059 | 65380.1545 | 65806.0767 | 66449.0073 | 65292.0814 | 67046.671
[7 empty] | 62984.7294 | 63424.0004 | 63527.106 | 65014.6731 | 63787.0857 | 65342.9816
[7 empty] | 58894.6543 | 59255.2246 | 59677.2283 | 60479.6409 | 59298.6425 | 60171.5555
[7 empty] | 55551.5315 | 55413.8206 | 56505.4567 | 57616.7552 | 55866.4681 | 56580.2961
[7 empty] | 50701.5939 | 50714.3487 | 52473.2156 | 53832.9877 | 50954.8915 | 53144.2668
[7 empty] | 48526.9418 | 48504.104 | 50391.7135 | 51190.7691 | 48829.6583 | 50459.3557
[7 empty] | 47010.6785 | 46865.3916 | 47797.1658 | 49894.6938 | 47144.1656 | 49925.3015
[7 empty] | 47105.0527 | 47101.6174 | 48017.6482 | 49438.2091 | 47251.0094 | 48926.4964
[7 empty] | 47985.4109 | 48165.5872 | 49180.9169 | 50602.475 | 48087.4227 | 50449.9215
[7 empty] | 50936.416 | 50917.8367 | 51988.2369 | 53670.3861 | 50989.8027 | 54048.785
[7 empty] | 58930.9568 | 58726.2082 | 60299.23 | 61258.4507 | 58916.3265 | 61726.5186
[7 empty] | 64200.3427 | 64220.5128 | 64862.0738 | 66574.0411 | 64055.9056 | 67659.3146
[7 empty] | 68323.845 | 68747.2272 | 69424.5085 | 70751.567 | 68536.8516 | 70738.3558
[7 empty] | 70337.818 | 70307.2796 | 70285.2844 | 72574.1914 | 69782.6987 | 72563.9348
[7 empty] | 71164.4402 | 72556.3189 | 72450.0858 | 75296.473 | 71757.7037 | 74425.2528
[7 empty] | 72665.2104 | 72953.8753 | 73536.9913 | 76371.2952 | 72882.756 | 76172.1626
[7 empty] | 73098.0757 | 72370.4173 | 73083.8033 | 76899.0335 | 72932.8253 | 76862.1778
[7 empty] | 71840.5767 | 72082.1694 | 71748.2203 | 76639.6894 | 71937.3209 | 77174.8392
[7 empty] | 70916.6427 | 71145.3184 | 71125.7346 | 75482.3467 | 70715.5277 | 75974.5286
[7 empty] | 69376.3788 | 69656.4032 | 70610.7092 | 72409.9351 | 70500.5791 | 73448.831
[7 empty] | 68900.6592 | 69015.6948 | 69363.4281 | 71534.5102 | 68998.8905 | 72969.8166
[7 empty] | 67952.2142 | 68786.4479 | 69978.1297 | 71270.0319 | 69788.0733 | 72616.003
[7 empty] | 68686.0802 | 68462.8302 | 68510.5279 | 70803.2106 | 68756.2156 | 71485.1499
[7 empty] | 68627.6038 | 67820.4213 | 67944.5291 | 70120.4749 | 67953.4977 | 71060.35
[7 empty] | 64925.1407 | 65402.9163 | 65524.253 | 67006.6715 | 65369.5271 | 66924.4757
[7 empty] | 62785.1559 | 63617.4038 | 62930.0664 | 64556.6731 | 63291.9514 | 66184.6373
[7 empty] | 58912.1157 | 59078.5647 | 58970.36 | 60349.2276 | 58591.2315 | 60531.6449
[7 empty] | 55472.3969 | 55607.5506 | 55328.6283 | 56887.1879 | 54802.4738 | 56950.0175
[7 empty] | 50654.5712 | 51005.0847 | 51272.3006 | 52446.1076 | 50587.9353 | 54048.1862
[7 empty] | 48628.5826 | 48985.8072 | 49082.0282 | 50436.4597 | 48409.4586 | 50988.0854
[7 empty] | 47138.886 | 47298.9808 | 46970.9706 | 48926.4464 | 46825.9366 | 50522.7617
[7 empty] | 47440.0437 | 47595.5637 | 47178.8571 | 49374.8715 | 47207.9654 | 49849.7852
[7 empty] | 48247.0135 | 48181.2699 | 48037.0512 | 50103.7744 | 48166.7409 | 51217.6084
[7 empty] | 50998.1268 | 51141.8886 | 50996.6961 | 53151.6084 | 51182.4216 | 55410.0292
[7 empty] | 58608.9289 | 58628.3885 | 58779.3884 | 61232.3889 | 58996.4887 | 62987.6703
[7 empty] | 64096.6071 | 63914.7419 | 63939.6684 | 66186.4059 | 64091.077 | 68698.6403
[7 empty] | 68814.5259 | 68073.6023 | 68690.2824 | 70880.0204 | 68515.8524 | 71557.4753
[7 empty] | 69913.2359 | 69799.2278 | 69820.9033 | 71991.6602 | 70058.5949 | 74872.7981
[7 empty] | 71996.017 | 71628.7212 | 71483.7205 | 74148.5492 | 71297.6822 | 75954.5604
[7 empty] | 72757.2222 | 72923.4798 | 73082.6185 | 75794.3675 | 73051.6205 | 77913.0693
[7 empty] | 72054.5092 | 73490.241 | 72853.7983 | 75881.5261 | 72699.9984 | 78857.5594
[7 empty] | 71892.2962 | 72041.252 | 71126.1125 | 74823.1809 | 72210.8179 | 78488.5605
[7 empty] | 70990.8067 | 71357.2905 | 71567.1212 | 73356.4764 | 70918.0385 | 78097.8826
[7 empty] | 70282.455 | 69741.0079 | 69913.6198 | 72101.1279 | 70275.4094 | 74785.5909
[7 empty] | 69054.9172 | 67961.78 | 68997.4277 | 70414.1132 | 68422.4141 | 74171.4319
[7 empty] | 69404.4035 | 68318.5237 | 69883.1789 | 71080.8519 | 68425.7411 | 77169.3826
[7 empty] | 68641.8281 | 68595.9503 | 68605.5764 | 70147.3541 | 68792.3491 | 73732.0448
[7 empty] | 68634.3669 | 68266.7594 | 67766.6281 | 69152.8958 | 68538.5573 | 74364.1598
[7 empty] | 66073.1905 | 65632.3833 | 64920.4166 | 66926.1508 | 65096.0475 | 68316.6898
[7 empty] | 63687.836 | 62743.7654 | 62143.7536 | 64645.5568 | 62742.3038 | 66684.2063
[7 empty] | 59184.8089 | 58915.2625 | 58342.0701 | 60071.258 | 58879.4232 | 61060.8404
[7 empty] | 55168.9282 | 55021.2096 | 54983.874 | 56777.3334 | 54741.8499 | 58171.5066
[7 empty] | 50855.3456 | 50459.3197 | 50652.4862 | 52646.4321 | 50390.066 | 54931.8369
[7 empty] | 48975.876 | 48401.9694 | 48687.0245 | 50504.296 | 48108.8092 | 51964.1033
[7 empty] | 46978.4403 | 46881.9753 | 47399.2762 | 49000.5207 | 46656.0455 | 50395.6735
[7 empty] | 47427.4059 | 47283.056 | 47589.5927 | 49266.9407 | 47083.5433 | 49941.9833
[7 empty] | 48275.5604 | 48191.3023 | 48393.7888 | 50213.921 | 48011.0276 | 50730.5147
[7 empty] | 51185.2886 | 51053.019 | 51197.7044 | 53202.8717 | 51100.1063 | 55509.8929
[7 empty] | 58678.2125 | 58727.6711 | 58942.8641 | 61362.2421 | 58660.2847 | 63178.1799
[7 empty] | 64163.3478 | 64148.5596 | 63938.9243 | 66397.2422 | 64090.4281 | 69087.1998
[7 empty] | 68502.2354 | 68298.5452 | 68374.6569 | 70479.5174 | 68687.0796 | 71189.8848
[7 empty] | 69895.0528 | 69231.8825 | 70074.3978 | 72232.8129 | 69978.6351 | 73211.0052
[7 empty] | 71367.8793 | 71338.5607 | 72295.9601 | 73209.9674 | 71623.3039 | 75135.8943
[7 empty] | 72551.4606 | 72779.9898 | 72540.201 | 74666.8867 | 72837.2568 | 76908.8728
[7 empty] | 72064.3847 | 71523.1788 | 72372.9821 | 75338.4692 | 72042.6929 | 77304.3481
[7 empty] | 71256.7054 | 71551.2076 | 72375.3208 | 74607.7995 | 71113.5669 | 76714.9763
[7 empty] | 70802.595 | 70871.0455 | 70810.3109 | 72461.0448 | 71123.4723 | 75764.6256
[7 empty] | 69409.9694 | 70391.7872 | 69218.2282 | 71245.6805 | 69959.6277 | 73166.1458
[7 empty] | 68423.53 | 69640.5686 | 68353.46 | 68978.916 | 69758.5016 | 71575.4019
[7 empty] | 68321.1208 | 68729.8078 | 68663.3444 | 68987.1039 | 69151.1137 | 72121.9706
[7 empty] | 68384.1089 | 69336.5963 | 69574.1489 | 69006.4912 | 68061.8756 | 71117.4301
[7 empty] | 67635.4912 | 68025.0275 | 68195.254 | 68098.4091 | 67672.5566 | 70626.0417
[7 empty] | 65195.1714 | 66003.065 | 65197.0584 | 66125.8611 | 64565.763 | 66919.3139
[7 empty] | 63221.6703 | 63241.5873 | 63401.973 | 63922.2069 | 62966.4572 | 65934.3543
[7 empty] | 59942.4644 | 59330.3739 | 59156.5103 | 60264.8843 | 58985.5547 | 60681.2725
[7 empty] | 55581.7707 | 55633.7411 | 55599.0061 | 56606.7816 | 55194.5823 | 57108.4671
[7 empty] | 51597.1122 | 50537.5279 | 51233.4703 | 52290.4455 | 50412.8769 | 53258.7599
[7 empty] | 49207.51 | 48393.6016 | 48780.3261 | 50135.1203 | 48389.5116 | 50681.8473
[7 empty] | 47260.3997 | 46872.2143 | 48153.0497 | 48325.1662 | 46920.2332 | 49281.4691
[7 empty] | 47310.9212 | 47401.0787 | 48566.368 | 48635.3115 | 47240.3861 | 49673.5072
[7 empty] | 48199.0576 | 48278.4637 | 49458.5578 | 49493.9875 | 48098.401 | 51095.0968
[7 empty] | 51130.6681 | 51040.3136 | 52311.1257 | 52430.5488 | 51036.8734 | 54808.3921
[7 empty] | 58572.4916 | 58462.5437 | 60136.5006 | 60193.1104 | 58658.7346 | 62747.0814
[7 empty] | 63939.4351 | 64123.3573 | 65411.073 | 65976.1185 | 63850.7751 | 68501.63
[7 empty] | 67933.3567 | 68127.9656 | 70175.6169 | 69477.7279 | 68142.2878 | 70549.0035
[7 empty] | 69363.1136 | 69653.8249 | 70615.66 | 71000.9523 | 69248.2198 | 72520.7335
[7 empty] | 71985.6818 | 71332.9835 | 72443.3639 | 72389.7746 | 70966.2713 | 74127.2396
[7 empty] | 73139.6809 | 72660.8093 | 73641.0499 | 73311.1283 | 72300.3102 | 76491.9651
[7 empty] | 72062.0405 | 72370.8412 | 73351.6743 | 73080.67 | 71869.7374 | 76597.7719
[7 empty] | 71125.4001 | 71777.9202 | 72675.1764 | 72118.9069 | 71351.7078 | 76160.7247
[7 empty] | 70321.6884 | 72054.3996 | 71104.7289 | 71370.7272 | 70930.6136 | 74475.8394
[7 empty] | 70079.7132 | 70305.4119 | 71589.97 | 70800.2349 | 70287.8764 | 71952.1188
[7 empty] | 67799.8128 | 68109.9087 | 68496.4549 | 68839.7264 | 68466.9963 | 70197.6079
[7 empty] | 68774.5602 | 68821.3525 | 68858.0287 | 69377.6263 | 68845.627 | 70845.8969
[7 empty] | 67402.7283 | 67411.6581 | 68880.4482 | 68010.1619 | 67288.561 | 69247.9139
[7 empty] | 65784.173 | 66263.7944 | 67093.4534 | 67061.9922 | 66439.1164 | 67755.8753
[7 empty] | 63285.3376 | 63074.2685 | 63761.0147 | 63205.3037 | 62700.1212 | 63838.2619
[7 empty] | 61554.1457 | 60420.8024 | 61775.125 | 62189.7976 | 61318.9746 | 63986.5423
[7 empty] | 57723.229 | 56975.7438 | 59017.3771 | 59109.5842 | 57460.3898 | 59139.6755
[7 empty] | 54564.1395 | 53747.4974 | 55609.2559 | 56108.7325 | 53947.6608 | 56212.8063
[7 empty] | 51294.12 | 49903.5604 | 51685.2237 | 51583.3696 | 49630.3232 | 52286.6184
[7 empty] | 47467.4231 | 47722.1816 | 48939.0161 | 48702.1753 | 46938.7349 | 49202.2944
[7 empty] | 45811.4141 | 46070.2196 | 47505.2332 | 46598.7656 | 45530.749 | 47517.3087
[7 empty] | 45422.2651 | 45623.2689 | 47047.9692 | 45992.0565 | 45038.2504 | 47206.3296
[7 empty] | 44334.8622 | 44276.4122 | 45779.2186 | 44882.1263 | 44251.1196 | 46744.2106
[7 empty] | 44983.6733 | 44867.7939 | 46434.1496 | 45433.4026 | 44851.5382 | 46670.2563
[7 empty] | 46651.5751 | 46450.1358 | 48449.8976 | 47410.7065 | 45955.5624 | 48635.5451
[7 empty] | 50617.5211 | 50486.7709 | 52278.3147 | 50646.9341 | 50130.9444 | 52821.1049
[7 empty] | 53866.4765 | 54129.8568 | 55494.8546 | 54828.306 | 53928.1233 | 56973.8047
[7 empty] | 57794.1985 | 57996.9103 | 60294.8695 | 59869.2052 | 57019.5865 | 60247.0118
[7 empty] | 60606.9277 | 60426.0374 | 61892.6771 | 60584.5784 | 60413.9433 | 62546.0388
[7 empty] | 61164.5641 | 61490.5223 | 63210.7444 | 62141.7319 | 61113.2036 | 64528.9176
[7 empty] | 60444.3209 | 61714.8884 | 62535.7908 | 61864.7007 | 61300.1407 | 63953.0948
[7 empty] | 60164.8206 | 59870.4447 | 61350.283 | 60559.4525 | 59931.2601 | 63435.3563
[7 empty] | 58914.7149 | 59431.7566 | 60553.1329 | 59651.9707 | 57397.8131 | 62463.821
[7 empty] | 56524.7123 | 57616.6548 | 60522.8855 | 58580.3547 | 57383.793 | 60243.739
[7 empty] | 56993.2516 | 57688.7986 | 58565.1584 | 56749.511 | 56926.7337 | 59483.2506
[7 empty] | 58235.2657 | 57576.067 | 59659.5406 | 57587.055 | 58564.8824 | 59606.4654
[7 empty] | 57864.5421 | 57669.8387 | 57848.892 | 58443.5868 | 57825.3042 | 58678.2706
[7 empty] | 56540.1472 | 56286.7593 | 57138.1671 | 56719.751 | 56268.4689 | 58637.0315
[7 empty] | 54827.5397 | 54983.3845 | 54529.8465 | 54687.4229 | 53868.6445 | 55581.7036
[7 empty] | 53236.6567 | 54002.6813 | 54733.5837 | 53734.1787 | 52757.0242 | 55326.2133
[7 empty] | 51627.0631 | 51843.9702 | 51604.0122 | 51728.1542 | 51024.7724 | 53170.5561
[7 empty] | 48568.6298 | 48610.8622 | 49571.2452 | 48711.4216 | 48594.5063 | 49814.9073
[7 empty] | 46276.7333 | 45688.5648 | 46905.7841 | 46338.929 | 45688.5152 | 47716.0664
[7 empty] | 44999.6619 | 42815.6789 | 44321.6043 | 43320.9345 | 42926.3961 | 44341.4565
[7 empty] | 42328.8618 | 41037.1622 | 41282.3827 | 40476.1661 | 40671.2697 | 41709.4727
[7 empty] | 42703.9538 | 39898.8763 | 39874.6249 | 39006.9316 | 39320.5537 | 40194.5596
[7 empty] | 42487.26 | 40159.7797 | 40826.6359 | 39089.9716 | 39298.773 | 41660.0884
[7 empty] | 41871.7887 | 40378.7152 | 40895.3275 | 39556.546 | 39736.9572 | 41995.6883
[7 empty] | 42345.506 | 42147.1519 | 42576.8949 | 40946.0406 | 41453.4501 | 42433.6408
[7 empty] | 46424.7473 | 45097.65 | 44409.4406 | 43688.8093 | 43881.5686 | 44735.459
[7 empty] | 49355.9757 | 48473.9622 | 48338.1964 | 46907.8145 | 48324.6526 | 48827.8512
[7 empty] | 52463.9844 | 52361.7715 | 52327.5955 | 50958.58 | 51795.6461 | 53423.4041
[7 empty] | 54832.6537 | 54264.3328 | 54483.1656 | 53856.8363 | 54467.0806 | 56166.1354
[7 empty] | 57922.4428 | 56953.4692 | 58280.2464 | 56598.7518 | 56556.0559 | 57364.4332
[7 empty] | 59545.5852 | 58126.8374 | 58790.0667 | 57565.6688 | 59296.4553 | 58670.1236
[7 empty] | 58284.7921 | 56126.2101 | 57031.8987 | 57209.3111 | 56272.616 | 57442.3259
[7 empty] | 56469.6557 | 55392.0021 | 55445.5258 | 54534.9868 | 54179.265 | 54853.7897
[7 empty] | 55264.2166 | 54408.709 | 54518.9988 | 53531.2651 | 52850.9663 | 53774.4025
[7 empty] | 56149.9792 | 54731.3618 | 54120.9007 | 52988.0422 | 53550.9279 | 53221.0936
[7 empty] | 57814.2734 | 55917.4286 | 55909.0448 | 54798.2485 | 55147.112 | 55045.668
[7 empty] | 57856.216 | 57274.59 | 56793.2902 | 57271.3118 | 56561.4743 | 57680.7227
[7 empty] | 57343.5797 | 56975.1757 | 56500.7427 | 55994.8806 | 56428.1041 | 57210.5961
[7 empty] | 55224.969 | 54612.0526 | 54657.1641 | 53490.0479 | 54404.7384 | 55294.0254
[7 empty] | 54792.7113 | 54475.659 | 53141.1849 | 52754.0863 | 52622.4378 | 55773.9874
[7 empty] | 52355.7607 | 51969.5796 | 52080.174 | 51629.124 | 51329.2002 | 52984.7964
[7 empty] | 49758.8672 | 49451.6479 | 49712.7801 | 48881.5071 | 48860.9989 | 50310.7116
[7 empty] | 47802.5693 | 47005.2211 | 47185.2081 | 46634.6977 | 46859.2357 | 47779.2551
[7 empty] | 45896.3595 | 45394.3471 | 45398.5056 | 44611.4356 | 44787.5701 | 45618.5492
[7 empty] | 46710.8234 | 47220.2017 | 46867.0788 | 45468.7684 | 45701.8062 | 46687.4448
[7 empty] | 46150.5594 | 46735.2531 | 46345.0684 | 44867.8477 | 45087.0102 | 46092.1555
[7 empty] | 46960.6658 | 47445.2553 | 47099.0802 | 45753.2752 | 45721.7515 | 47250.5218
[7 empty] | 50974.0897 | 51534.5948 | 51176.1653 | 49884.2848 | 49620.8777 | 51837.3317
[7 empty] | 59783.086 | 60474.0997 | 60196.8981 | 59066.8722 | 58512.148 | 61299.8567
[7 empty] | 65263.0142 | 65742.1901 | 65656.3127 | 64583.0876 | 64169.7766 | 67311.8288
[7 empty] | 69045.3848 | 70176.1687 | 69701.4778 | 68560.8365 | 68594.8601 | 69551.3808
[7 empty] | 71088.9273 | 71390.7204 | 71079.2177 | 70188.9826 | 70213.5366 | 71637.5687
[7 empty] | 72325.9398 | 73728.7914 | 73461.0191 | 71522.8705 | 72723.2475 | 72730.188
[7 empty] | 73718.6962 | 74703.5699 | 75466.8125 | 73451.9591 | 73445.2184 | 74328.4547
[7 empty] | 72742.5922 | 73572.9843 | 74275.3922 | 73630.7287 | 72727.8174 | 73831.9062
[7 empty] | 72531.0891 | 73601.7808 | 74699.8625 | 72951.8372 | 71846.4874 | 72036.1874
[7 empty] | 70757.3986 | 71427.045 | 72787.5231 | 71411.8619 | 70494.5956 | 72133.239
[7 empty] | 70453.2891 | 70822.7468 | 72198.9796 | 70450.2789 | 70366.2193 | 71758.6436
[7 empty] | 69223.2674 | 69133.7183 | 70341.3763 | 69153.4856 | 67662.594 | 70255.7545
[7 empty] | 69176.9346 | 70175.5592 | 71038.9735 | 68807.6179 | 68929.0529 | 69380.8123
[7 empty] | 69344.9834 | 69081.7441 | 70185.3875 | 68683.2742 | 68783.0867 | 69666.5804
[7 empty] | 68361.6004 | 69335.0397 | 69227.1925 | 68525.8128 | 67641.598 | 68546.3093
[7 empty] | 65249.1107 | 66424.7158 | 66087.3856 | 65493.276 | 65081.9686 | 66080.8577
[7 empty] | 63336.2638 | 64176.739 | 64582.5596 | 63471.3848 | 62891.8472 | 63474.4532
[7 empty] | 59840.0511 | 60276.4948 | 61185.7761 | 59746.9178 | 58709.1803 | 59581.4858
[7 empty] | 56343.4871 | 56784.6694 | 57325.5518 | 55907.0926 | 55323.2051 | 56228.8957
[7 empty] | 51647.6134 | 52550.5487 | 53246.0162 | 52184.5163 | 52031.2267 | 51742.6856
[7 empty] | 49333.2249 | 50484.4188 | 50813.3926 | 49635.5537 | 49432.799 | 49261.0297
[7 empty] | 48428.9793 | 48775.8131 | 49625.786 | 49521.7404 | 47745.2468 | 46924.8639
[7 empty] | 48837.5402 | 49103.9684 | 49761.7056 | 49265.3185 | 47383.8008 | 47039.1226
[7 empty] | 49724.7493 | 50033.5674 | 50906.2893 | 50222.8112 | 48327.0402 | 48120.0784
[7 empty] | 52817.4868 | 53125.406 | 53786.0549 | 53379.0242 | 51297.5669 | 51818.6619
[7 empty] | 60775.0013 | 60926.2797 | 61921.9268 | 60903.4604 | 58691.9489 | 60236.4665
[7 empty] | 66128.1253 | 65892.3476 | 66638.0545 | 66183.996 | 64140.3689 | 66020.3296
[7 empty] | 70495.3472 | 69964.442 | 70268.9214 | 70591.5517 | 68172.6376 | 68643.0668
[7 empty] | 71007.1027 | 71146.3709 | 71936.3103 | 71434.7688 | 69507.2965 | 70338.7357
[7 empty] | 72914.6109 | 72709.1422 | 72372.5645 | 73183.3296 | 71934.6017 | 72055.7116
[7 empty] | 75295.7566 | 73700.1197 | 73857.1144 | 74954.2522 | 72660.7143 | 72697.5358
[7 empty] | 74376.243 | 72987.6697 | 72772.4072 | 75697.914 | 72572.0368 | 72550.9795
[7 empty] | 75047.8884 | 72346.9327 | 72516.1466 | 75399.652 | 71519.4926 | 71456.9209
[7 empty] | 74037.8946 | 72007.2861 | 72425.7584 | 72823.1241 | 70770.1442 | 70394.2743
[7 empty] | 72502.8065 | 70646.8908 | 70701.9975 | 71930.6352 | 69790.0341 | 69032.6861
[7 empty] | 70582.0396 | 70254.5657 | 69839.2931 | 70325.4819 | 68419.0591 | 68829.8844
[7 empty] | 71157.9707 | 69619.7941 | 69256.0836 | 70205.4398 | 69056.3617 | 69228.1944
[7 empty] | 71098.3898 | 69303.8163 | 69487.2308 | 70651.5883 | 68609.1492 | 68947.9041
[7 empty] | 69908.6464 | 69526.0541 | 69094.3083 | 69611.7163 | 68335.7186 | 68277.908
[7 empty] | 66308.4784 | 66532.9919 | 66290.8067 | 66321.3417 | 65847.6473 | 65023.5003
[7 empty] | 64494.7314 | 64093.7569 | 64231.3973 | 64354.7562 | 63664.5633 | 62987.6942
[7 empty] | 60310.2355 | 60288.7663 | 60606.4496 | 60467.5243 | 58620.1503 | 58484.3385
[7 empty] | 56985.9658 | 56614.6515 | 57418.0814 | 56915.3862 | 54977.3851 | 54997.7689
[7 empty] | 52966.5672 | 52384.4872 | 52584.749 | 52808.3368 | 50479.2954 | 50636.6457
[7 empty] | 50265.346 | 50240.0644 | 50314.448 | 50333.649 | 48402.5113 | 48548.7338
[7 empty] | 48679.9087 | 47147.8592 | 47137.7327 | 49239.0139 | 47623.7927 | 47161.1458
[7 empty] | 49237.4887 | 47568.9146 | 47282.0988 | 49862.0832 | 48192.5612 | 47713.9061
[7 empty] | 50054.8601 | 48211.7281 | 48158.7231 | 50720.4721 | 48939.2035 | 48281.779
[7 empty] | 52938.6414 | 51159.2108 | 51626.1961 | 53931.7494 | 52035.9841 | 51237.1201
[7 empty] | 60708.858 | 58881.0734 | 59344.3167 | 62124.6471 | 59357.7481 | 59017.6038
[7 empty] | 65940.679 | 63811.7968 | 65424.0392 | 66598.7413 | 65160.8667 | 64100.2586
[7 empty] | 70461.8281 | 68606.3242 | 68220.4227 | 70429.8351 | 69319.4719 | 68550.3261
[7 empty] | 71930.9401 | 69509.4853 | 70148.111 | 72271.3506 | 70760.3101 | 70439.1813
[7 empty] | 73519.9861 | 71133.0412 | 71912.4783 | 72940.9053 | 71685.7478 | 71921.9302
[7 empty] | 75654.9117 | 72187.6125 | 72725.6837 | 75756.5821 | 73182.1228 | 73082.576
[7 empty] | 75431.9953 | 72869.625 | 72529.1208 | 74078.1609 | 73866.1158 | 72306.6344
[7 empty] | 75215.7462 | 72506.9472 | 71292.9064 | 74920.347 | 72882.0328 | 72184.0766
[7 empty] | 72839.3832 | 70852.0316 | 71069.6978 | 73693.2728 | 71884.7528 | 71687.5683
[7 empty] | 72076.3933 | 70170.0045 | 70746.8893 | 72325.5449 | 70619.5818 | 70344.0997
[7 empty] | 70979.5021 | 69040.6231 | 68807.5061 | 70213.719 | 69886.089 | 69457.5582
[7 empty] | 70558.2593 | 68788.2976 | 69257.4316 | 71978.1141 | 69946.0846 | 70082.8786
[7 empty] | 69870.7919 | 69124.531 | 69288.1405 | 71701.7443 | 69838.8552 | 69664.607
[7 empty] | 69706.2136 | 68522.1607 | 68239.9721 | 70637.3296 | 69363.4167 | 68307.4465
[7 empty] | 66607.6594 | 65454.2064 | 65412.134 | 67372.2369 | 65822.15 | 65481.9248
[7 empty] | 64991.0722 | 62953.1668 | 62761.8832 | 65208.759 | 63898.5393 | 63546.8079
[7 empty] | 60153.5313 | 58803.7579 | 59534.5823 | 60568.8602 | 59503.9312 | 59418.5742
[7 empty] | 56549.1683 | 55415.4353 | 55143.2807 | 57260.4602 | 56199.4973 | 56355.7386
[7 empty] | 52231.1228 | 50811.5062 | 50603.5144 | 52801.6134 | 52239.5247 | 52233.1885
[7 empty] | 50201.4642 | 48848.1265 | 48429.8524 | 50409.3757 | 49928.4847 | 49461.5037
[7 empty] | 48029.2783 | 47108.4212 | 47003.5998 | 49341.0513 | 47379.6886 | 47423.3649
[7 empty] | 48413.1953 | 47476.829 | 47401.3082 | 49781.2977 | 47669.783 | 47579.7039
[7 empty] | 49173.4416 | 48115.6155 | 48143.4182 | 50782.6913 | 48256.8826 | 48205.2564
[7 empty] | 51966.6927 | 51111.8055 | 51038.9981 | 54354.5955 | 51237.6465 | 51291.5676
[7 empty] | 59882.9675 | 58982.6033 | 59187.7611 | 61961.8615 | 59118.8904 | 58868.9607
[7 empty] | 64678.898 | 64141.3047 | 64147.216 | 68145.5294 | 64355.7185 | 64546.9092
[7 empty] | 69058.7855 | 68690.0134 | 69085.0942 | 71169.4315 | 68265.4424 | 68216.9921
[7 empty] | 71183.3369 | 70323.9585 | 70503.2848 | 72960.8536 | 69570.4003 | 70311.5456
[7 empty] | 72125.9436 | 71495.7432 | 72506.5498 | 75239.8616 | 71613.5773 | 71732.9883
[7 empty] | 73366.322 | 73310.9495 | 73240.7833 | 77099.514 | 72335.0281 | 72907.2153
[7 empty] | 73320.4786 | 73545.9489 | 72338.2297 | 77797.2546 | 71964.7221 | 72424.7692
[7 empty] | 73108.2568 | 73178.3129 | 72104.6501 | 76770.3266 | 72261.7223 | 71953.232
[7 empty] | 72199.0253 | 72099.5397 | 71183.1277 | 75771.6262 | 71925.4409 | 71551.3615
[7 empty] | 70144.0233 | 70890.1592 | 70111.7393 | 74297.4233 | 70145.5562 | 70112.0768
[7 empty] | 69161.0012 | 69378.2095 | 68738.2744 | 72421.06 | 69626.3848 | 68913.9271
[7 empty] | 69743.1829 | 70205.8179 | 69679.9851 | 73103.3524 | 69734.8116 | 70052.8923
[7 empty] | 69352.7399 | 69405.6447 | 69068.6249 | 71740.9181 | 69969.9437 | 68776.3817
[7 empty] | 68815.1003 | 68915.1872 | 69477.2288 | 70478.3359 | 68136.8206 | 67854.2118
[7 empty] | 66109.9139 | 66156.1111 | 65251.1652 | 68192.0262 | 65574.4538 | 66066.2644
[7 empty] | 63516.8786 | 63372.6034 | 63141.3578 | 66777.2454 | 63270.98 | 64046.0885
[7 empty] | 59961.801 | 59554.9794 | 58831.0532 | 62487.2428 | 59223.7032 | 59295.272
[7 empty] | 55851.8256 | 55869.5323 | 55191.4389 | 58565.5036 | 55198.5805 | 55691.2235
[7 empty] | 51733.7378 | 51763.1234 | 50610.1618 | 53830.3903 | 50669.786 | 50841.9951
[7 empty] | 49200.8638 | 49319.9301 | 48418.7026 | 51460.3064 | 48271.7402 | 48577.2386
[7 empty] | 46961.2755 | 47593.2402 | 47030.4025 | 50062.0281 | 46885.1194 | 47196.5474
[7 empty] | 47430.4599 | 47709.6358 | 47592.7139 | 50242.3747 | 47241.3478 | 47578.4703
[7 empty] | 48082.52 | 48294.6571 | 48116.6819 | 51265.112 | 47918.319 | 48257.5959
[7 empty] | 51075.089 | 51125.2042 | 51118.0474 | 54985.4132 | 51095.7142 | 51337.429
[7 empty] | 59010.4492 | 58621.1726 | 58863.4649 | 63276.0735 | 58591.0844 | 59079.1549
[7 empty] | 64753.813 | 64227.4204 | 63925.0586 | 68701.0949 | 64270.3786 | 64525.5838
[7 empty] | 68440.9884 | 68402.0577 | 68382.5544 | 71448.0716 | 68453.3782 | 68506.3395
[7 empty] | 69773.39 | 69643.9036 | 70149.5034 | 73452.7822 | 70053.7025 | 70004.6816
[7 empty] | 71848.6407 | 71729.5313 | 72010.9883 | 75068.1099 | 71611.2627 | 71347.6129
[7 empty] | 73278.8708 | 72802.7864 | 73342.054 | 76352.2256 | 73370.8009 | 73551.0428
[7 empty] | 72766.4015 | 72471.1309 | 72857.6813 | 76989.3485 | 72577.8689 | 73305.0531
[7 empty] | 71313.929 | 72818.293 | 71812.9863 | 75841.9145 | 71400.0866 | 71369.9446
[7 empty] | 71716.8466 | 71668.1031 | 71607.2429 | 75536.5077 | 71482.322 | 71217.829
[7 empty] | 70280.597 | 70386.2369 | 70223.7044 | 73746.9135 | 69931.6354 | 70625.702
[7 empty] | 68329.3298 | 68623.1449 | 67727.3842 | 70997.2829 | 67879.2978 | 68937.8882
[7 empty] | 69251.2492 | 68702.6573 | 68864.4118 | 72755.4978 | 69088.487 | 70068.0712
[7 empty] | 67870.0293 | 68435.6655 | 67345.8271 | 70176.2249 | 67486.6721 | 67862.4366
[7 empty] | 66570.8607 | 67247.0084 | 66872.7879 | 68262.9553 | 66755.8183 | 65803.4022
[7 empty] | 63743.7799 | 63603.0792 | 63208.4819 | 65003.0158 | 63119.2181 | 61981.811
[7 empty] | 61380.2214 | 61620.4318 | 61452.8253 | 64807.0708 | 61041.5114 | 61371.8518
[7 empty] | 57087.1407 | 58135.087 | 58131.1054 | 60577.647 | 57814.4026 | 58012.3542
[7 empty] | 54244.5472 | 54368.2897 | 54498.4098 | 57572.5236 | 54483.0451 | 55217.6679
[7 empty] | 49939.5616 | 50228.2533 | 49692.4097 | 53091.6903 | 50107.7299 | 52074.0268
[7 empty] | 47431.084 | 47385.2102 | 47451.9062 | 50184.7695 | 47491.8835 | 49291.6892
[7 empty] | 45908.1803 | 45760.1371 | 45923.9786 | 48073.6217 | 45919.0156 | 47527.4819
[7 empty] | 45491.4957 | 45481.8495 | 45478.0594 | 47819.3987 | 45543.4073 | 46337.3372
[7 empty] | 44301.3215 | 44424.0214 | 44187.6347 | 47387.1824 | 44535.3038 | 46397.1044
[7 empty] | 44701.2177 | 44454.5563 | 44967.6983 | 46537.5512 | 44613.5862 | 46023.6387
[7 empty] | 46212.6094 | 46100.7572 | 46587.2937 | 49048.4463 | 46240.0836 | 48033.4635
[7 empty] | 50678.0174 | 50829.4362 | 50597.6687 | 52146.1306 | 50289.9136 | 51487.3274
[7 empty] | 53751.8257 | 53706.9118 | 54494.2815 | 56481.4865 | 54173.7114 | 55043.9646
[7 empty] | 57838.2325 | 57701.398 | 58093.2892 | 60720.207 | 57760.6099 | 59352.4237
[7 empty] | 60593.2573 | 60342.2581 | 60430.2246 | 62456.5977 | 60537.781 | 61663.0789
[7 empty] | 61094.6318 | 60652.2826 | 61884.8443 | 63948.083 | 60842.2692 | 63114.6112
[7 empty] | 61185.1121 | 60441.0866 | 61121.5892 | 62674.1822 | 60875.0818 | 62015.3749
[7 empty] | 60040.727 | 59947.6173 | 59554.3798 | 62159.2993 | 59390.31 | 60906.6854
[7 empty] | 58344.1109 | 57944.0862 | 58994.234 | 61073.7906 | 58197.565 | 60195.2459
[7 empty] | 57223.8752 | 58764.9507 | 56518.0812 | 59643.5914 | 58062.479 | 58475.7587
[7 empty] | 56502.9382 | 57133.8731 | 56636.166 | 59183.3968 | 56987.2064 | 58336.558
[7 empty] | 57772.1276 | 58168.5901 | 58114.6086 | 59244.9955 | 57280.7377 | 58810.3736
[7 empty] | 56817.3651 | 57490.162 | 57217.5606 | 58383.9184 | 57129.0327 | 57611.4279
[7 empty] | 56241.3069 | 56699.7878 | 56344.2861 | 58202.8531 | 55966.7808 | 56516.1953
[7 empty] | 53431.2915 | 54610.247 | 54865.9625 | 55335.6322 | 54861.5878 | 54469.7577
[7 empty] | 52348.9002 | 54076.0001 | 53782.9965 | 55566.5079 | 54107.4857 | 53704.5073
[7 empty] | 50458.0579 | 51841.7988 | 51362.2568 | 52670.1149 | 51401.989 | 51204.3064
[7 empty] | 48384.4561 | 48665.8461 | 48713.3548 | 49989.0794 | 49058.1857 | 48741.2749
[7 empty] | 45265.1223 | 45827.9737 | 45796.2002 | 47769.8048 | 46377.5546 | 45979.9715
[7 empty] | 42597.5596 | 43063.7359 | 43245.4667 | 44598.7929 | 43565.2703 | 43472.5694
[7 empty] | 40649.5678 | 40845.3943 | 40740.0114 | 41334.8758 | 40894.421 | 40233.7855
[7 empty] | 39514.8875 | 39744.0098 | 40526.1217 | 40055.2457 | 39405.8699 | 38807.2757
[7 empty] | 39413.9468 | 39439.8888 | 41100.7988 | 41197.717 | 39978.1197 | 39527.0191
[7 empty] | 39636.8988 | 39624.3041 | 40710.2252 | 41814.6355 | 39659.9875 | 40056.7124
[7 empty] | 41108.6268 | 41177.5162 | 41798.531 | 42085.3849 | 40808.527 | 41358.6418
[7 empty] | 43746.4166 | 44037.8248 | 45973.7904 | 44188.3655 | 44326.9347 | 43691.823
[7 empty] | 47579.4267 | 47955.3874 | 48935.4757 | 48519.1286 | 47445.1883 | 47374.2431
[7 empty] | 52090.8314 | 52099.3883 | 51843.5657 | 52985.4616 | 51853.3688 | 51776.2129
[7 empty] | 53897.455 | 53903.6742 | 54676.5355 | 54512.1196 | 54161.9794 | 54515.3138
[7 empty] | 56481.9296 | 56149.3832 | 56602.7593 | 56462.8015 | 56496.0654 | 57082.2484
[7 empty] | 58153.401 | 57954.2156 | 57410.441 | 57347.8779 | 56611.4663 | 58037.5569
[7 empty] | 56331.9381 | 55314.5322 | 56391.8221 | 57241.3453 | 56153.5201 | 57715.5453
[7 empty] | 55157.4034 | 54945.3782 | 54327.7821 | 55204.1993 | 54921.4268 | 54352.8408
[7 empty] | 54043.8435 | 52928.8806 | 53458.3152 | 54131.8204 | 53657.0144 | 53293.511
[7 empty] | 53548.612 | 53905.6312 | 53645.1887 | 52576.8033 | 53845.9264 | 53024.6466
[7 empty] | 54275.9972 | 54777.4768 | 55626.2886 | 54348.4957 | 54547.7414 | 54528.1039
[7 empty] | 56521.1771 | 57093.8985 | 56625.2968 | 55976.5438 | 56121.8332 | 56137.2161
[7 empty] | 55589.1197 | 56907.6632 | 55765.2824 | 56890.4863 | 56274.6804 | 55880.5535
[7 empty] | 54202.4052 | 54831.1861 | 54434.9722 | 55417.3241 | 54579.4382 | 53716.0812
[7 empty] | 53970.5663 | 53990.4947 | 53954.3206 | 54840.1272 | 53446.2043 | 53311.1245
[7 empty] | 51769.7362 | 52245.5569 | 51498.1709 | 52625.4302 | 51472.3173 | 51516.5854
[7 empty] | 49138.278 | 49001.7204 | 48904.4207 | 49458.8942 | 48878.4215 | 48882.5792
[7 empty] | 46915.5713 | 46338.4585 | 47062.9818 | 47506.7851 | 46342.4277 | 46588.7448
[7 empty] | 44945.8231 | 44606.8215 | 44774.0336 | 45367.9666 | 44828.168 | 45135.1628
[7 empty] | 45622.7516 | 45465.4269 | 45820.5252 | 47302.4894 | 45478.1851 | 45473.6773
[7 empty] | 44874.9364 | 44995.9704 | 45118.6168 | 46617.2037 | 45018.7069 | 44595.1899
[7 empty] | 45694.7497 | 45746.4399 | 45938.6521 | 47993.1375 | 45589.5587 | 45324.7208
[7 empty] | 49695.9984 | 49748.0177 | 49989.6006 | 52418.3197 | 49542.323 | 49507.0844
[7 empty] | 58512.7491 | 58772.6966 | 59146.8919 | 61866.6063 | 58786.3513 | 58362.3176
[7 empty] | 64172.4908 | 64152.3908 | 64799.9266 | 67289.1512 | 64050.1863 | 64104.1614
[7 empty] | 68438.3667 | 68263.5663 | 68897.1296 | 70197.9413 | 68249.4336 | 68559.4459
[7 empty] | 70369.5115 | 70658.892 | 70545.0294 | 72108.9839 | 69959.9532 | 70395.1075
[7 empty] | 71612.0553 | 72391.5073 | 71860.3364 | 74144.7779 | 72366.8064 | 71908.0439
[7 empty] | 73609.9229 | 72965.5473 | 72746.5551 | 75081.287 | 73142.612 | 72834.1831
[7 empty] | 72859.2836 | 72853.1132 | 72512.7437 | 74398.4847 | 72515.3274 | 72673.9997
[7 empty] | 71794.3678 | 71536.8474 | 71531.787 | 74357.4536 | 71743.1246 | 71230.6953
[7 empty] | 70966.3414 | 70693.181 | 71068.8384 | 72045.8696 | 72125.6355 | 71707.6094
[7 empty] | 69733.2954 | 69881.1956 | 69418.3606 | 70831.3073 | 70133.8182 | 70336.1754
[7 empty] | 69378.5002 | 68735.9454 | 68865.6466 | 69273.2016 | 68644.2324 | 68459.3977
[7 empty] | 69018.0333 | 68860.1077 | 69276.2675 | 69376.6004 | 69041.3833 | 68941.9596
[7 empty] | 68872.3161 | 68679.8818 | 69071.0697 | 68826.925 | 69010.1105 | 68407.9376
[7 empty] | 68431.5287 | 68579.5789 | 68254.8993 | 68238.7311 | 68282.2574 | 67567.8312
[7 empty] | 65021.7656 | 65540.7543 | 65940.254 | 65404.5238 | 64676.7404 | 64711.0496
[7 empty] | 62956.7614 | 63147.7798 | 63626.5252 | 64223.3755 | 62383.2188 | 62534.8606
[7 empty] | 59068.6181 | 59662.3393 | 59162.6612 | 60650.836 | 58805.6511 | 58394.8355
[7 empty] | 55004.1762 | 55334.678 | 55321.7074 | 57284.2381 | 54775.206 | 55068.7458
[7 empty] | 50436.2737 | 50915.7764 | 50714.2139 | 52771.64 | 50410.7333 | 50776.9653
[7 empty] | 48349.5752 | 48983.517 | 48498.6301 | 50370.7598 | 48524.2781 | 48539.0987
[7 empty] | 47114.8883 | 47224.8572 | 47891.6682 | 48805.4129 | 47047.3536 | 47144.814
[7 empty] | 47321.5391 | 47695.6026 | 48231.9188 | 48895.3105 | 47530.3474 | 47337.3168
[7 empty] | 48100.0856 | 48211.6349 | 49294.606 | 50320.135 | 48235.4496 | 48197.9797
[7 empty] | 51133.3527 | 51234.4244 | 52294.5958 | 53999.9972 | 51010.1613 | 51168.2707
[7 empty] | 58731.2366 | 58680.6178 | 60342.9324 | 62362.4578 | 58452.1271 | 58699.0717
[7 empty] | 64193.2853 | 64463.7902 | 64958.5502 | 67863.4575 | 63877.8244 | 64174.8156
[7 empty] | 68048.1519 | 68309.2137 | 68938.0329 | 70326.7138 | 68298.8985 | 68459.1576
[7 empty] | 69623.4192 | 69308.3013 | 70778.7406 | 71752.5945 | 69520.3177 | 70066.6991
[7 empty] | 71412.1936 | 70921.3312 | 71401.8557 | 72331.0615 | 72143.5683 | 71407.0153
[7 empty] | 74020.7604 | 72296.1962 | 73625.2654 | 73423.4707 | 73014.2484 | 72733.2846
[7 empty] | 72450.6804 | 72238.0057 | 72758.3986 | 73404.0834 | 72691.8784 | 72627.4366
[7 empty] | 71490.4587 | 72092.3292 | 72174.2198 | 72786.4905 | 71344.9733 | 72348.0013
[7 empty] | 70568.9094 | 70818.1114 | 70899.2615 | 71887.479 | 70763.014 | 70274.7618
[7 empty] | 69737.7319 | 69949.6909 | 70122.1645 | 70196.361 | 69683.5999 | 69659.992
[7 empty] | 69064.2687 | 68261.3255 | 68634.8211 | 68751.6435 | 68750.6701 | 69197.9298
[7 empty] | 69626.0823 | 68458.1742 | 68574.6622 | 69358.7376 | 68922.1278 | 69069.4655
[7 empty] | 68464.6272 | 68101.3735 | 69326.1591 | 69201.9802 | 68360.886 | 69139.2372
[7 empty] | 68113.4168 | 67968.2127 | 69569.5549 | 69403.0783 | 68506.9348 | 68433.2751
[7 empty] | 65611.0786 | 65431.4195 | 65649.7188 | 66013.672 | 65115.4936 | 65630.6883
[7 empty] | 63267.3161 | 62467.633 | 63688.8847 | 63782.4066 | 63204.0436 | 63329.3744
[7 empty] | 58847.3039 | 59237.553 | 59595.0758 | 59878.9915 | 59080.4628 | 58949.6151
[7 empty] | 55110.1185 | 55360.3352 | 56231.1462 | 56101.7523 | 54906.327 | 55216.7795
[7 empty] | 50277.9656 | 51212.1563 | 51914.0862 | 51677.3285 | 50707.3944 | 50732.9986
[7 empty] | 48273.105 | 49125.6509 | 49861.5071 | 49518.1325 | 48726.0853 | 48571.2047
[7 empty] | 47050.2449 | 47325.5343 | 48277.5933 | 47027.8219 | 47151.9952 | 47114.4956
[7 empty] | 47459.2293 | 47462.0315 | 48717.1975 | 47080.8737 | 47571.5963 | 47489.491
[7 empty] | 48275.7758 | 48118.3445 | 49472.2172 | 48153.6817 | 48034.2856 | 48290.615
[7 empty] | 51344.6295 | 51204.3039 | 52416.4643 | 52051.8547 | 51404.2039 | 51297.3482
[7 empty] | 58695.0861 | 58599.4024 | 60126.1059 | 60131.7286 | 58793.0041 | 58850.3215
[7 empty] | 63948.8437 | 64216.4927 | 64978.7343 | 64822.9986 | 64084.0009 | 64220.7474
[7 empty] | 68017.0578 | 68455.6289 | 69387.6523 | 67890.0542 | 68357.9471 | 68686.8192
[7 empty] | 70076.5803 | 69861.6129 | 70350.8932 | 69381.2089 | 69564.0625 | 70127.8559
[7 empty] | 71162.5735 | 72010.2767 | 72196.0636 | 70894.0588 | 70995.6376 | 71479.0399
[7 empty] | 72994.0782 | 72868.6849 | 73363.9024 | 72803.4347 | 73255.7963 | 72669.2353
[7 empty] | 72490.883 | 71814.1148 | 72787.1032 | 72781.4131 | 71991.9678 | 71922.4056
[7 empty] | 71405.9055 | 70454.949 | 71555.5523 | 71314.2177 | 72230.2729 | 71474.5975
[7 empty] | 71037.4549 | 70532.3715 | 71416.5379 | 70963.1668 | 69834.1167 | 70958.3986
[7 empty] | 69923.6979 | 69098.2773 | 71050.4078 | 69739.782 | 68749.8667 | 70029.1141
[7 empty] | 69520.875 | 68432.5882 | 69517.8649 | 68793.28 | 68338.0117 | 68784.3872
[7 empty] | 69123.8131 | 69249.4438 | 69822.1444 | 68916.5099 | 68606.147 | 68531.2744
[7 empty] | 68382.9612 | 67994.136 | 69276.5428 | 68488.2092 | 67917.3215 | 68795.1262
[7 empty] | 68142.2246 | 67986.8519 | 68411.5199 | 68169.9725 | 67090.329 | 67757.6092
[7 empty] | 65292.5521 | 65355.33 | 65592.4056 | 65437.3001 | 65012.5623 | 65281.6188
[7 empty] | 62994.61 | 62506.7257 | 63108.1498 | 62738.4048 | 63107.0065 | 62647.8384
[7 empty] | 59041.8857 | 59059.9884 | 59085.1101 | 58760.0424 | 59094.8496 | 58737.8613
[7 empty] | 55280.7336 | 55098.6924 | 55799.7665 | 54932.4243 | 55028.4164 | 55023.1186
[7 empty] | 50687.6709 | 50924.1211 | 51750.0935 | 50382.0777 | 50739.0252 | 50679.3196
[7 empty] | 48714.1976 | 48917.1682 | 49934.8981 | 48382.8678 | 48575.3471 | 48679.2081
[7 empty] | 47175.2467 | 47144.1108 | 47597.2254 | 47196.3442 | 47032.7743 | 47419.8999
[7 empty] | 47589.8624 | 47435.654 | 47818.128 | 47243.0227 | 47377.9966 | 47771.8513
[7 empty] | 48263.3036 | 48324.0718 | 48258.4378 | 48003.7325 | 48098.3238 | 48556.227
[7 empty] | 51235.4352 | 51005.1918 | 51132.1305 | 51010.7783 | 51046.1678 | 51521.9787
[7 empty] | 58516.8279 | 58622.2195 | 59160.8625 | 59179.9392 | 58576.2404 | 58702.214
[7 empty] | 64236.7982 | 64134.2726 | 64153.9033 | 64128.6671 | 64145.6727 | 64095.7128
[7 empty] | 69024.779 | 68059.1071 | 68675.9265 | 68557.6246 | 67893.3034 | 68871.1641
[7 empty] | 69568.6131 | 69042.4637 | 69247.0558 | 70190.9567 | 69428.4454 | 70226.0878
[7 empty] | 71457.405 | 71118.3322 | 71287.3958 | 71151.6603 | 71696.4519 | 72401.8877
[7 empty] | 73080.9616 | 72421.0076 | 72617.805 | 73137.3933 | 72299.8672 | 73568.3235
[7 empty] | 72650.4705 | 72477.8254 | 72544.8023 | 73015.3517 | 72425.8506 | 72924.1936
[7 empty] | 71405.8549 | 72009.2024 | 71478.5464 | 72249.4364 | 71818.6491 | 72179.1996
[7 empty] | 70118.4749 | 71057.6671 | 70147.1515 | 71143.8942 | 70993.4223 | 71119.6303
[7 empty] | 69453.6237 | 69439.1929 | 69775.8655 | 70565.5921 | 69399.2183 | 70128.4672
[7 empty] | 68524.8396 | 68993.1788 | 67863.1993 | 68422.8427 | 69197.6393 | 68913.1757
[7 empty] | 68713.4388 | 69984.8963 | 68914.1023 | 68553.7736 | 68648.2321 | 68729.7769
[7 empty] | 68692.518 | 69080.786 | 68299.8628 | 68726.4587 | 68303.2795 | 68965.1164
[7 empty] | 67701.0472 | 68877.3603 | 68473.0705 | 67419.3717 | 67905.0183 | 67575.1442
[7 empty] | 65124.319 | 65748.3276 | 65063.7888 | 65155.9406 | 65442.487 | 64763.4346
[7 empty] | 62718.0829 | 63913.2096 | 63132.4287 | 62890.1292 | 63498.0284 | 63103.2199
[7 empty] | 58582.585 | 60287.728 | 58737.8822 | 58664.1471 | 59439.342 | 58683.4162
[7 empty] | 55367.817 | 55170.1633 | 54680.6865 | 54775.8265 | 54911.7641 | 55298.1194
[7 empty] | 51886.4448 | 52638.9781 | 50098.2193 | 50193.3796 | 50886.4533 | 51972.2506
[7 empty] | 49100.3077 | 48880.4576 | 48115.4598 | 48168.5363 | 49007.9841 | 49073.0105
[7 empty] | 48798.1295 | 47122.5214 | 46987.9455 | 46945.9277 | 47254.9373 | 47990.6
[7 empty] | 48533.9074 | 47405.7644 | 47333.6707 | 47269.2468 | 47513.5431 | 47816.6932
[7 empty] | 49369.945 | 48077.0583 | 48053.7776 | 47931.523 | 48244.4316 | 48727.6073
[7 empty] | 52255.2252 | 51133.3798 | 50989.7134 | 51130.3607 | 51104.7905 | 51580.0187
[7 empty] | 59918.1481 | 58645.8322 | 59031.7398 | 58909.6877 | 58727.4255 | 59132.3349
[7 empty] | 65023.169 | 63770.5818 | 63993.168 | 63716.7423 | 63815.9414 | 64565.9308
[7 empty] | 69538.3734 | 67979.4574 | 67957.5583 | 68173.0622 | 68100.448 | 68803.1333
[7 empty] | 71168.3266 | 69491.0935 | 69477.5227 | 70284.5375 | 69211.284 | 71049.9021
[7 empty] | 72009.7795 | 71884.475 | 71220.4462 | 71367.3204 | 71324.4547 | 73329.2365
[7 empty] | 72983.4655 | 73017.2306 | 72526.384 | 72348.1042 | 72751.7266 | 73955.0251
[7 empty] | 73125.6084 | 72428.4664 | 72310.3491 | 72663.3367 | 72583.0955 | 73654.0319
[7 empty] | 71952.0682 | 71682.5035 | 71324.5187 | 71744.2812 | 71648.0376 | 71810.551
[7 empty] | 71974.2293 | 70425.847 | 70447.8539 | 70282.8623 | 70851.6106 | 71952.1734
[7 empty] | 70903.6682 | 69582.2496 | 69610.3077 | 69563.1071 | 70734.1628 | 70381.8083
[7 empty] | 69388.9291 | 68588.8406 | 68647.801 | 67966.6613 | 68675.7951 | 68638.5959
[7 empty] | 69250.8347 | 68967.9284 | 69195.9504 | 68423.4898 | 69384.4384 | 69425.3832
[7 empty] | 68746.6498 | 67713.9195 | 66960.7764 | 66890.7779 | 67197.4642 | 67777.0946
[7 empty] | 66694.2606 | 66462.0989 | 65691.1341 | 65404.1497 | 65753.6137 | 66326.8866
[7 empty] | 63058.0824 | 63290.1198 | 62559.5593 | 62635.7127 | 62393.8694 | 62787.8429
[7 empty] | 62111.3957 | 61141.3743 | 61528.4331 | 60694.8967 | 60792.1386 | 61098.6644
[7 empty] | 58722.1164 | 57847.148 | 58056.5391 | 57417.8878 | 57323.7482 | 57631.4315
[7 empty] | 55500.1026 | 54333.2789 | 54803.0081 | 54324.6819 | 54322.5159 | 54395.5497
[7 empty] | 51422.0733 | 50242.9374 | 50165.9859 | 50118.5512 | 50602.7168 | 49897.7123
[7 empty] | 48768.6584 | 47177.3165 | 47545.8627 | 47737.4281 | 47947.7598 | 47298.8489
[7 empty] | 47223.2461 | 45788.0489 | 45969.3257 | 46659.1787 | 46303.3252 | 45669.166
[7 empty] | 46716.6621 | 45534.1316 | 45397.1194 | 45474.4778 | 45665.941 | 45271.7994
[7 empty] | 45646.1609 | 44599.7463 | 44263.0286 | 45664.9111 | 44401.4032 | 44643.5295
[7 empty] | 46257.7539 | 44976.6796 | 44578.8922 | 45627.4183 | 44922.4175 | 44950.2851
[7 empty] | 48077.4467 | 47406.7149 | 46147.8142 | 46692.9008 | 46084.2362 | 46647.2399
[7 empty] | 51547.704 | 50561.4399 | 50726.9157 | 50378.1915 | 50322.2995 | 50665.5823
[7 empty] | 54936.7343 | 53712.0432 | 54060.6689 | 53588.6391 | 53716.4559 | 54379.7317
[7 empty] | 58971.2124 | 58309.4179 | 57889.6269 | 57743.0869 | 58037.6334 | 57716.9671
[7 empty] | 61282.591 | 59850.4848 | 59753.764 | 60340.434 | 59991.6485 | 60689.4821
[7 empty] | 62779.6171 | 60986.9843 | 60984.9278 | 60836.2179 | 60686.8711 | 61642.8938
[7 empty] | 62039.5333 | 60537.6962 | 61218.6166 | 60648.2636 | 60732.2011 | 61056.2028
[7 empty] | 61007.5395 | 58978.3163 | 59620.8018 | 58886.86 | 59858.4287 | 59576.5009
[7 empty] | 59354.3637 | 59834.7205 | 58284.1506 | 58791.7551 | 58950.1485 | 57758.8561
[7 empty] | 58840.4656 | 57474.071 | 56921.0681 | 57819.7664 | 58227.3219 | 56342.7764
[7 empty] | 57964.1061 | 56535.1754 | 56409.2922 | 57006.3448 | 56881.3856 | 57021.9215
[7 empty] | 59061.0805 | 57307.7017 | 57856.2726 | 57558.9619 | 57725.8091 | 58165.2661
[7 empty] | 58314.8486 | 57101.9059 | 57607.6671 | 57497.9573 | 56786.2691 | 57332.5432
[7 empty] | 56729.6568 | 55718.2302 | 56584.5944 | 56250.4887 | 56353.9645 | 55776.2972
[7 empty] | 54803.1577 | 54821.5292 | 53941.5828 | 54696.7073 | 54534.9698 | 54093.5029
[7 empty] | 53829.7912 | 53698.1974 | 53019.2851 | 53246.3737 | 53831.2049 | 53387.3835
[7 empty] | 51448.5327 | 51725.6862 | 51018.4482 | 52468.6095 | 51339.6789 | 52243.3678
[7 empty] | 49189.8449 | 48896.5188 | 48610.5991 | 49389.88 | 48562.7417 | 49772.6569
[7 empty] | 46554.0335 | 45741.8466 | 45634.6688 | 47496.8905 | 46230.5711 | 46965.1138
[7 empty] | 43837.3181 | 43011.3188 | 43002.4774 | 44939.2527 | 44195.4046 | 45027.8866
[7 empty] | 41249.5761 | 40646.7932 | 40683.186 | 42335.6848 | 42004.8063 | 42631.4794
[7 empty] | 39764.277 | 39383.9277 | 39503.2324 | 41893.5776 | 42064.3243 | 42768.9748
[7 empty] | 40546.4938 | 39539.6241 | 39706.4844 | 41037.7342 | 41752.277 | 42760.2732
[7 empty] | 40612.9222 | 39455.8827 | 39782.1705 | 40209.3431 | 41487.5196 | 42351.7226
[7 empty] | 41974.8261 | 41414.1613 | 41527.5985 | 41117.5661 | 42465.4782 | 41825.1453
[7 empty] | 44197.0356 | 44789.6167 | 43286.6011 | 44540.2273 | 45974.2928 | 45777.9736
[7 empty] | 49487.3351 | 47682.6249 | 47635.3863 | 47562.8072 | 49542.064 | 49547.2559
[7 empty] | 52187.5087 | 51659.7151 | 51342.7371 | 52033.4049 | 51840.6938 | 52679.0701
[7 empty] | 54120.1808 | 53225.1952 | 53348.2372 | 53765.2765 | 54587.7391 | 53946.9467
[7 empty] | 57139.982 | 55989.5281 | 56318.5888 | 56446.3578 | 57540.086 | 56366.7156
[7 empty] | 58177.4877 | 56972.6249 | 57166.0103 | 56911.2537 | 58079.5674 | 58323.9933
[7 empty] | 57142.9944 | 56928.114 | 55174.0616 | 56402.1547 | 57076.3222 | 56267.8112
[7 empty] | 56100.3997 | 55017.0222 | 53898.7249 | 54452.2088 | 55601.7578 | 55999.4885
[7 empty] | 54727.3737 | 53633.5149 | 52834.3639 | 53179.3225 | 54160.7151 | 53965.8272
[7 empty] | 54510.8363 | 53393.2655 | 53501.7604 | 53181.2244 | 54417.4602 | 54553.1019
[7 empty] | 55792.3105 | 54813.7631 | 54894.3165 | 55125.2861 | 56314.6977 | 56172.7207
[7 empty] | 56916.6713 | 57030.1149 | 55978.6856 | 55681.9163 | 56887.4763 | 57163.4077
[7 empty] | 56191.1066 | 56194.7867 | 56073.0088 | 55877.3939 | 56096.4508 | 56296.8303
[7 empty] | 54807.5739 | 54654.9978 | 54545.3914 | 54674.0505 | 54829.4413 | 54758.692
[7 empty] | 55127.7269 | 53973.5843 | 52837.6257 | 53317.889 | 55232.2214 | 54331.3461
[7 empty] | 53108.6168 | 52576.3207 | 51668.2307 | 52115.9947 | 53065.4068 | 52882.1191
[7 empty] | 50475.4297 | 49779.9431 | 49097.317 | 49401.1746 | 50657.1102 | 49657.6486
[7 empty] | 48622.4483 | 46943.5905 | 45997.5082 | 46667.4036 | 48145.103 | 46977.2859
[7 empty] | 46260.3538 | 45220.1765 | 44308.3467 | 45088.2588 | 46512.0228 | 46023.001
[7 empty] | 46947.1171 | 45405.0199 | 45224.3799 | 45326.1582 | 45607.8068 | 45418.4695
[7 empty] | 46353.5645 | 44855.3613 | 44673.0032 | 44909.1795 | 45173.1649 | 44854.1703
[7 empty] | 46981.0686 | 45594.2082 | 45515.4568 | 45705.7384 | 45636.5779 | 45471.417
[7 empty] | 51306.1043 | 49660.0177 | 49554.8686 | 50003.254 | 49686.3694 | 49383.2896
[7 empty] | 60430.6048 | 58487.5161 | 58767.9858 | 58837.8114 | 58416.9329 | 58289.1166
[7 empty] | 65935.1807 | 64014.226 | 64138.6958 | 63901.6782 | 64025.869 | 63879.6313
[7 empty] | 69992.6547 | 68044.7836 | 68311.0679 | 68269.7223 | 68483.9846 | 68170.381
[7 empty] | 71353.0641 | 70153.3167 | 70317.1261 | 70060.2056 | 69821.2479 | 69790.2003
[7 empty] | 73576.6303 | 71897.6485 | 71930.4442 | 71188.6824 | 71180.8001 | 71619.4707
[7 empty] | 74848.5526 | 72721.8044 | 73456.4608 | 72639.9612 | 73263.5368 | 73345.5449
[7 empty] | 74454.3759 | 72874.8118 | 73650.6414 | 72703.3012 | 72445.3912 | 72891.1629
[7 empty] | 74679.3315 | 71498.2274 | 71217.7665 | 71073.2911 | 71800.7358 | 71527.0429
[7 empty] | 72508.4078 | 70718.5751 | 71430.5585 | 69633.4444 | 71221.3715 | 70285.1324
[7 empty] | 71158.1403 | 70731.935 | 69672.0911 | 69369.9189 | 70078.8916 | 69452.5728
[7 empty] | 70243.6958 | 68033.7197 | 68546.5855 | 68039.5453 | 68756.8204 | 68176.3952
[7 empty] | 70154.2883 | 67643.0367 | 69101.7061 | 68651.7358 | 69281.8953 | 68656.3265
[7 empty] | 69412.2002 | 68214.0207 | 68938.4003 | 68444.3522 | 68321.7826 | 68430.7635
[7 empty] | 68766.5206 | 67755.6702 | 68392.7779 | 67634.0766 | 68024.6943 | 68427.1159
[7 empty] | 65662.3534 | 65085.5715 | 65403.8564 | 65893.0066 | 64765.2293 | 65271.5402
[7 empty] | 64372.8315 | 63192.0543 | 63127.8039 | 62825.054 | 62666.3697 | 63127.6696
[7 empty] | 60425.1532 | 59709.9802 | 58763.6574 | 59145.525 | 58911.008 | 59037.7405
[7 empty] | 56533.2817 | 55729.5992 | 55154.6875 | 54778.4252 | 54980.0815 | 55344.4864
[7 empty] | 52017.5825 | 51449.8163 | 50823.9514 | 50919.7714 | 50315.4688 | 50439.1724
[7 empty] | 49870.0389 | 49422.3732 | 48677.7783 | 49048.0339 | 48462.7229 | 48466.5401
[7 empty] | 48080.5198 | 47337.183 | 47424.7515 | 47190.9807 | 47099.2081 | 47221.5756
[7 empty] | 48460.7608 | 47579.6632 | 47467.4205 | 47623.0361 | 47328.3858 | 47470.3512
[7 empty] | 49361.1053 | 48186.6996 | 48296.3303 | 48254.2517 | 48160.3397 | 48249.7934
[7 empty] | 52599.2989 | 51062.4439 | 51204.3288 | 51355.4353 | 51517.2201 | 51446.7672
[7 empty] | 60306.4119 | 58930.4608 | 58991.1047 | 58840.3709 | 58826.8042 | 58603.5029
[7 empty] | 65453.5892 | 64619.545 | 64050.9114 | 63917.0898 | 64555.3903 | 64131.6713
[7 empty] | 69412.0255 | 68467.3276 | 68224.5871 | 68551.2756 | 68605.9347 | 68604.8175
[7 empty] | 70707.591 | 70129.1879 | 69854.5782 | 70292.0555 | 69661.8743 | 69803.0202
[7 empty] | 72343.0372 | 71381.5587 | 71323.5064 | 71088.4132 | 71451.5033 | 71809.3475
[7 empty] | 74048.6828 | 72875.2869 | 72630.1734 | 73257.1313 | 72867.5872 | 72544.7482
[7 empty] | 73154.0104 | 71897.7714 | 72254.0242 | 72987.934 | 72433.1627 | 73161.0871
[7 empty] | 72296.0946 | 71528.1936 | 71325.7855 | 71674.5798 | 71497.0297 | 71414.6341
[7 empty] | 71756.4271 | 71275.2184 | 70197.9264 | 71141.1893 | 70843.2959 | 70278.0486
[7 empty] | 70345.4643 | 69545.2383 | 69588.9386 | 69956.3165 | 69834.6656 | 69936.6725
[7 empty] | 68821.0938 | 67998.3922 | 68641.1284 | 68955.594 | 69549.9314 | 69130.4588
[7 empty] | 68841.9512 | 68927.7116 | 68906.1457 | 68793.54 | 69373.8551 | 69153.3875
[7 empty] | 68982.4482 | 68555.4823 | 68817.0417 | 68817.4733 | 69451.1891 | 69757.2398
[7 empty] | 68577.8923 | 68154.2492 | 68473.8086 | 68368.9693 | 68623.559 | 68607.3365
[7 empty] | 66306.7363 | 65400.2819 | 65314.6183 | 65410.0869 | 65232.2732 | 66137.8526
[7 empty] | 64157.1119 | 62860.7193 | 63345.2999 | 62759.1842 | 63408.9994 | 63505.9473
[7 empty] | 59232.3904 | 59500.1804 | 58947.8387 | 59352.7829 | 59178.2008 | 59721.1883
[7 empty] | 55733.2575 | 55696.8028 | 55657.6928 | 55074.2147 | 56036.8652 | 55204.676
[7 empty] | 50928.3898 | 51452.5018 | 51100.4062 | 51238.4924 | 52634.6337 | 51041.9058
[7 empty] | 49069.444 | 49413.4654 | 48582.2316 | 49236.2068 | 49821.84 | 48756.3122
[7 empty] | 47803.0283 | 47579.4086 | 47915.7292 | 47352.0916 | 47585.7859 | 47171.7883
[7 empty] | 48104.7837 | 47818.8331 | 48300.5433 | 47557.8584 | 47937.6045 | 47453.701
[7 empty] | 48630.1132 | 48275.7894 | 48977.7832 | 48281.2914 | 48427.1379 | 47973.056
[7 empty] | 51855.6763 | 51172.2488 | 51943.4466 | 51182.368 | 51313.2102 | 51002.6915
[7 empty] | 59591.7661 | 59094.1581 | 59444.1397 | 58870.2128 | 58503.1261 | 58648.1251
[7 empty] | 64546.1425 | 64137.7913 | 65041.302 | 64418.6953 | 63993.8584 | 64300.6015
[7 empty] | 69166.9807 | 68211.5707 | 69451.1186 | 68317.1799 | 68214.3271 | 68067.9839
[7 empty] | 70901.091 | 70158.4502 | 70850.7746 | 69500.482 | 69760.166 | 69582.7013
[7 empty] | 72396.3213 | 71415.5488 | 72293.7992 | 71702.0032 | 71194.5821 | 71361.1474
[7 empty] | 73705.0829 | 72339.8068 | 73814.7116 | 73092.0063 | 72701.8065 | 72754.7176
[7 empty] | 72972.0952 | 72557.5977 | 72659.9092 | 72211.2541 | 72324.5315 | 73114.326
[7 empty] | 72266.7497 | 71502.0786 | 71625.5781 | 71064.1668 | 71477.8156 | 71401.8139
[7 empty] | 72153.9537 | 71383.2073 | 71546.2891 | 71558.166 | 70616.524 | 71107.7361
[7 empty] | 70517.4269 | 69672.9671 | 70261.2653 | 69019.1821 | 69779.9827 | 70413.8397
[7 empty] | 69139.6405 | 68634.2208 | 68541.0345 | 68732.8176 | 68893.0797 | 68659.8454
[7 empty] | 69208.4443 | 69028.3795 | 68910.6896 | 68787.9326 | 68781.925 | 68809.6042
[7 empty] | 68939.4689 | 69080.0499 | 69272.9484 | 68935.785 | 68135.5364 | 68899.9184
[7 empty] | 68298.1759 | 68472.2675 | 68506.8857 | 67937.0398 | 67809.3457 | 68273.5388
[7 empty] | 65740.9628 | 65859.1556 | 65897.402 | 65951.5957 | 65361.3621 | 65917.7125
[7 empty] | 64149.656 | 63477.2708 | 63772.7176 | 63497.858 | 62697.381 | 64012.3637
[7 empty] | 59634.1108 | 59511.8005 | 59698.6621 | 60069.5521 | 58547.9267 | 59381.2177
[7 empty] | 56095.6874 | 55098.0758 | 55794.683 | 55861.4428 | 55310.9614 | 55103.0135
[7 empty] | 51667.9518 | 51116.0357 | 51208.318 | 51305.5597 | 50525.7119 | 51162.9285
[7 empty] | 49435.4673 | 49083.2489 | 49217.0606 | 49207.7681 | 48559.0408 | 49246.0704
[7 empty] | 48278.1451 | 47207.054 | 47075.7646 | 47308.7871 | 47133.7126 | 47303.4372
[7 empty] | 48702.8921 | 47411.6094 | 47298.3138 | 47509.0266 | 47435.2943 | 47484.0921
[7 empty] | 49377.6043 | 48086.2968 | 47957.2734 | 48222.3713 | 48080.7284 | 48150.697
[7 empty] | 52465.9296 | 51014.7588 | 51028.9926 | 51196.7576 | 51102.9987 | 50992.2121
[7 empty] | 60148.3117 | 58796.164 | 58596.1118 | 58699.733 | 58494.8753 | 58839.7588
[7 empty] | 65488.07 | 64098.382 | 63997.1103 | 64109.0606 | 64053.2326 | 64033.4684
[7 empty] | 69202.6152 | 68432.8451 | 68182.7182 | 68273.0247 | 68260.6536 | 68280.0561
[7 empty] | 70298.2613 | 70626.2297 | 70032.9417 | 70217.0562 | 69692.4851 | 70680.5912
[7 empty] | 72013.7017 | 71464.7733 | 71219.0567 | 71448.1558 | 71284.2309 | 72348.8681
[7 empty] | 73353.8436 | 72647.8277 | 72551.1784 | 73322.6736 | 72409.2913 | 72951.4853
[7 empty] | 73245.9208 | 72782.2459 | 72747.1648 | 72176.99 | 72420.1086 | 73818.091
[7 empty] | 72634.2857 | 71330.1443 | 71997.0246 | 71751.6951 | 71738.4232 | 72728.6904
[7 empty] | 71229.719 | 70940.612 | 70344.9306 | 71263.1276 | 71209.5392 | 70772.0248
[7 empty] | 70272.7898 | 70861.9506 | 70122.3539 | 70007.983 | 69924.0869 | 70473.7277
[7 empty] | 68432.6572 | 69370.1834 | 68336.2997 | 68002.0235 | 68415.0898 | 68715.0736
[7 empty] | 69769.2645 | 69960.6046 | 68739.3751 | 68563.6829 | 69051.1683 | 69333.8922
[7 empty] | 69514.074 | 69310.944 | 68391.9479 | 68373.8708 | 68850.8295 | 68307.1287
[7 empty] | 69106.2272 | 68573.591 | 67945.2253 | 67928.9776 | 69379.0555 | 67957.1583
[7 empty] | 66059.7511 | 66747.3855 | 65095.2269 | 65304.0108 | 66204.0084 | 66081.1206
[7 empty] | 63662.6184 | 63523.8661 | 62677.2046 | 63186.952 | 63295.1035 | 63837.4031
[7 empty] | 59483.3444 | 59948.9012 | 58609.2283 | 59597.6436 | 59242.5648 | 59971.5504
[7 empty] | 55990.4841 | 55547.5447 | 55055.3492 | 55353.3728 | 55258.1708 | 55330.9376
[7 empty] | 51844.6094 | 51444.0209 | 50827.076 | 51199.7529 | 50574.8125 | 51445.4941
[7 empty] | 49350.0941 | 49085.2518 | 48661.2282 | 48914.6371 | 48409.5227 | 49225.3504
[7 empty] | 47054.1996 | 47235.3168 | 47249.7682 | 47173.9887 | 47117.1683 | 47420.0398
[7 empty] | 47380.1991 | 47469.1903 | 47560.7311 | 47596.868 | 47355.5189 | 47836.7925
[7 empty] | 48015.2733 | 48171.9055 | 48239.6702 | 48401.7162 | 48037.3663 | 48579.7494
[7 empty] | 51026.4332 | 51048.1241 | 51373.325 | 51317.2039 | 51062.3586 | 51272.3174
[7 empty] | 58978.3161 | 58890.1494 | 58633.9038 | 58670.4789 | 58465.073 | 58646.9991
[7 empty] | 63936.3879 | 64110.4095 | 64534.6004 | 64332.1696 | 63973.9402 | 64568.2795
[7 empty] | 68831.5351 | 68600.5161 | 68719.4938 | 68576.4418 | 67966.2596 | 68052.8242
[7 empty] | 69708.4249 | 69674.2334 | 70084.3743 | 70061.9249 | 69349.707 | 69919.4181
[7 empty] | 71786.6051 | 71067.6218 | 71710.9469 | 71053.3049 | 71215.7511 | 71505.9118
[7 empty] | 72377.2731 | 72478.2881 | 73724.6126 | 73009.836 | 71925.313 | 72834.0995
[7 empty] | 72064.0246 | 72222.5459 | 72291.7166 | 72531.5822 | 72454.859 | 72249.0864
[7 empty] | 71491.8753 | 71478.6241 | 71757.4531 | 71608.9237 | 71560.9506 | 71653.3858
[7 empty] | 69844.7492 | 70718.567 | 70534.9363 | 70413.0872 | 70050.8229 | 70387.8745
[7 empty] | 68526.6274 | 69376.3834 | 70268.7973 | 69564.0387 | 69693.1787 | 69600.2284
[7 empty] | 67329.6305 | 67821.5596 | 68888.0209 | 68433.2108 | 67530.9333 | 68110.1989
[7 empty] | 69123.1378 | 68337.8298 | 68999.6191 | 68977.5582 | 68234.5795 | 68585.0458
[7 empty] | 67638.1512 | 66881.0207 | 67171.5113 | 67256.0114 | 66941.5001 | 67121.8456
[7 empty] | 66616.7644 | 65926.9227 | 66262.7444 | 66723.4007 | 66079.5598 | 65739.6297
[7 empty] | 63164.2716 | 62704.9319 | 63477.5388 | 63927.7088 | 62864.2561 | 62855.679
[7 empty] | 61942.9909 | 61183.3304 | 61866.1764 | 61373.5229 | 61181.7117 | 61242.3225
[7 empty] | 58364.5792 | 57410.6422 | 58004.0813 | 57651.6205 | 57623.5571 | 57093.7981
[7 empty] | 54572.9193 | 54127.1871 | 54389.4959 | 54461.6672 | 54090.5394 | 53736.686
[7 empty] | 50037.9175 | 50167.9739 | 49940.4858 | 50002.0882 | 50746.3075 | 49741.2953
[7 empty] | 47266.9382 | 47675.9244 | 47400.41 | 47500.5002 | 47650.5308 | 47332.6448
[7 empty] | 45899.5638 | 46031.6053 | 45908.1935 | 45897.9924 | 45941.2419 | 45975.8896
[7 empty] | 45319.6571 | 45575.9645 | 45447.4983 | 45602.3471 | 45638.5823 | 45605.6986
[7 empty] | 44913.3676 | 44734.9512 | 44381.0641 | 44339.9883 | 44404.2136 | 44309.198
[7 empty] | 45474.3489 | 45163.9729 | 44724.7896 | 44876.2344 | 44899.8032 | 45043.6138
[7 empty] | 46827.7623 | 47320.2932 | 46237.74 | 46310.2144 | 47076.3218 | 46288.8018
[7 empty] | 50488.4939 | 50491.0629 | 51053.2298 | 50502.4579 | 50129.6745 | 50265.8848
[7 empty] | 54057.629 | 53394.6599 | 53673.7966 | 54214.3499 | 53675.7338 | 53423.7029
[7 empty] | 57831.2596 | 57644.658 | 58490.488 | 57494.7757 | 58030.1051 | 58061.123
[7 empty] | 61393.1649 | 59904.4064 | 60415.9624 | 59619.9589 | 60326.4376 | 59987.2601
[7 empty] | 60633.3958 | 61637.4109 | 60966.9953 | 60926.5539 | 61437.8842 | 60797.3834
[7 empty] | 61658.8675 | 60345.3334 | 60527.4564 | 60624.1825 | 60976.2357 | 61073.9847
[7 empty] | 59174.9869 | 59007.7645 | 58339.258 | 59135.9895 | 59227.5045 | 60228.2246
[7 empty] | 57719.1574 | 58626.1151 | 57951.1584 | 58109.8056 | 58512.5805 | 58415.7303
[7 empty] | 56785.6218 | 58368.0202 | 57554.9544 | 56984.6906 | 56814.5377 | 57436.1936
[7 empty] | 57462.784 | 55958.0901 | 56916.3192 | 56720.0835 | 56192.676 | 57081.0944
[7 empty] | 57565.4069 | 58031.5885 | 57117.9122 | 58133.4799 | 56512.112 | 57509.3482
[7 empty] | 57365.3976 | 57574.751 | 57171.1201 | 56052.9542 | 55393.2982 | 57435.8892
[7 empty] | 55918.3544 | 55788.0594 | 56143.9316 | 55299.7211 | 55333.1612 | 55888.0227
[7 empty] | 54809.6325 | 54391.9572 | 54276.7849 | 53613.0157 | 54940.832 | 53961.3038
[7 empty] | 54003.6063 | 53496.7741 | 52972.4208 | 53508.98 | 53795.1822 | 54101.4777
[7 empty] | 51960.1643 | 51281.5267 | 51715.7336 | 50622.5436 | 52471.1595 | 51668.1682
[7 empty] | 49563.4857 | 49267.7809 | 48635.1715 | 47937.8017 | 49264.7606 | 48978.925
[7 empty] | 47089.4838 | 46180.8066 | 45798.1826 | 45119.2114 | 46420.8232 | 46525.8702
[7 empty] | 44787.0812 | 43561.8354 | 43308.6359 | 42684.9395 | 43549.9876 | 45352.6529
[7 empty] | 42612.2922 | 41062.3949 | 41027.1796 | 40583.29 | 41347.4283 | 41844.182
[7 empty] | 42529.6624 | 40089.0532 | 40010.529 | 39533.2629 | 40199.6511 | 42516.299
[7 empty] | 42840.6842 | 40042.1163 | 39699.4554 | 39655.9123 | 39981.3788 | 42739.7212
[7 empty] | 42824.8407 | 40481.8601 | 39797.4021 | 39921.6978 | 40204.3257 | 42693.4665
[7 empty] | 42066.2713 | 41312.9343 | 40903.449 | 41177.1905 | 41122.7739 | 41673.7665
[7 empty] | 46104.0366 | 44835.6388 | 44340.2542 | 43763.1556 | 44020.2406 | 45845.0017
[7 empty] | 49098.3073 | 48775.6058 | 47591.1193 | 47810.0713 | 48140.4475 | 49243.6681
[7 empty] | 52756.9786 | 51920.4302 | 52026.6839 | 51866.1757 | 52290.4766 | 52682.6605
[7 empty] | 54415.5753 | 53747.0231 | 53842.3608 | 54629.1533 | 54055.7639 | 54586.0786
[7 empty] | 56306.2002 | 57159.2026 | 56288.8839 | 57299.3328 | 56063.8496 | 57922.8694
[7 empty] | 57640.8165 | 58494.0373 | 56715.3262 | 57756.6999 | 57454.537 | 58529.0842
[7 empty] | 56003.7018 | 58427.9229 | 55001.325 | 57464.9185 | 56100.3209 | 56942.7284
[7 empty] | 55295.7692 | 54597.7867 | 53913.666 | 55603.3244 | 54507.332 | 54542.5459
[7 empty] | 54229.6509 | 54424.7605 | 52344.3399 | 53702.1676 | 52855.4874 | 53878.7183
[7 empty] | 53539.7593 | 54776.1839 | 52712.3399 | 54603.057 | 53438.083 | 54486.0331
[7 empty] | 56063.364 | 55983.8618 | 54669.6096 | 54408.9401 | 54208.6969 | 55690.9203
[7 empty] | 56899.9819 | 57070.0815 | 56967.776 | 56071.7173 | 55994.3936 | 56705.5379
[7 empty] | 56141.6007 | 56535.4378 | 55780.5232 | 56635.6273 | 56991.642 | 55696.9665
[7 empty] | 54935.5878 | 55353.8411 | 54022.2376 | 54187.442 | 54583.4918 | 54617.4985
[7 empty] | 53818.5322 | 55162.3477 | 54111.543 | 53169.9213 | 54440.4957 | 54938.6624
[7 empty] | 51923.7171 | 53259.836 | 52074.6235 | 51535.4675 | 51993.7553 | 52308.4393
[7 empty] | 48916.8599 | 50460.9907 | 50219.8547 | 48712.3155 | 49396.406 | 49878.2268
[7 empty] | 46558.7212 | 47074.5356 | 47684.7437 | 46256.3379 | 46795.9266 | 48363.5092
[7 empty] | 45045.2298 | 46326.6631 | 46130.4891 | 44573.7352 | 45275.1276 | 45912.8736
[7 empty] | 45767.1842 | 45410.2621 | 45814.1299 | 45409.8456 | 45368.8717 | 46621.2982
[7 empty] | 45103.3421 | 44907.7782 | 45460.5354 | 45046.4967 | 44883.5227 | 46232.5239
[7 empty] | 45742.809 | 45624.5546 | 45876.5508 | 45757.4259 | 45817.3797 | 46536.4185
[7 empty] | 50016.4843 | 49578.4024 | 50186.4071 | 49622.5852 | 49652.4306 | 50809.1397
[7 empty] | 58841.8817 | 58768.8616 | 58896.7601 | 58641.5333 | 58576.2793 | 59943.0895
[7 empty] | 64403.44 | 63953.9716 | 64255.9696 | 64272.2019 | 63980.3855 | 65184.5723
[7 empty] | 68695.5398 | 68043.2415 | 68870.5515 | 68410.4676 | 68365.2907 | 69287.0037
[7 empty] | 70219.9102 | 70505.6899 | 70237.3404 | 70187.2061 | 70161.7423 | 71388.8114
[7 empty] | 71705.8657 | 71199.5281 | 71668.7447 | 72168.1723 | 71526.9886 | 73862.0665
[7 empty] | 73366.0893 | 73115.475 | 73344.0131 | 72970.2933 | 73943.0178 | 72939.6365
[7 empty] | 72484.874 | 72930.2773 | 73369.8322 | 72624.6642 | 73063.3543 | 73044.7447
[7 empty] | 71596.8467 | 71893.7225 | 71488.4045 | 72383.9008 | 71876.826 | 72463.6177
[7 empty] | 70559.3029 | 70906.7034 | 71071.3639 | 71859.0501 | 71152.6505 | 71126.5638
[7 empty] | 69992.1968 | 70311.1765 | 69847.5957 | 70088.6438 | 69768.498 | 70295.6107
[7 empty] | 68017.4111 | 69640.977 | 69183.6619 | 68712.6286 | 69388.6151 | 69057.6242
[7 empty] | 68528.148 | 69236.8369 | 68386.4943 | 69617.3251 | 69791.8039 | 69551.4586
[7 empty] | 68621.4705 | 68620.168 | 68105.5217 | 68921.7515 | 69117.639 | 69707.6144
[7 empty] | 68020.8158 | 68351.3958 | 67908.3073 | 68279.6466 | 68016.8547 | 68654.2282
[7 empty] | 65267.5182 | 65613.6257 | 64915.9562 | 66005.5648 | 65502.9569 | 65094.9233
[7 empty] | 63619.9307 | 63413.4256 | 63240.0089 | 63000.8906 | 63020.2233 | 63557.0859
[7 empty] | 59096.2691 | 59732.7588 | 59209.6487 | 58951.7643 | 59063.815 | 59500.6193
[7 empty] | 55624.5105 | 55203.8322 | 55809.2799 | 55406.4077 | 54916.4695 | 56082.6709
[7 empty] | 50944.4915 | 51521.9668 | 52283.3528 | 52285.4543 | 51327.1232 | 52727.4179
[7 empty] | 48980.6794 | 49085.986 | 49996.3793 | 49984.6461 | 49138.1404 | 50314.3341
[7 empty] | 47769.8506 | 47173.9217 | 48773.2516 | 48653.2306 | 47154.98 | 48635.4965
[7 empty] | 47897.6126 | 47364.4843 | 48691.513 | 48490.6569 | 47379.2412 | 48653.6389
[7 empty] | 48724.1686 | 48197.2114 | 49145.3366 | 49278.7207 | 48065.4896 | 49350.1293
[7 empty] | 51696.9046 | 51161.9785 | 52262.9741 | 52104.541 | 50991.6898 | 52403.5236
[7 empty] | 59422.9582 | 58765.8777 | 59513.1038 | 59819.3883 | 58562.6082 | 59725.7392
[7 empty] | 64879.3005 | 64023.9362 | 64918.2908 | 64874.5231 | 63684.4925 | 65525.1015
[7 empty] | 68705.4673 | 68716.5311 | 69460.3192 | 69248.353 | 68619.6474 | 69936.0416
[7 empty] | 70473.4427 | 69709.3339 | 70868.9107 | 70881.6416 | 69749.407 | 72736.3487
[7 empty] | 71385.364 | 71564.69 | 71614.3955 | 71998.1657 | 71691.4768 | 73437.7221
[7 empty] | 72669.681 | 72945.162 | 72761.316 | 73477.6601 | 72587.0754 | 74671.7935
[7 empty] | 73207.0266 | 72750.079 | 72164.988 | 72871.5733 | 73233.6196 | 74498.9006
[7 empty] | 71535.6899 | 70854.0062 | 71860.1999 | 72265.8889 | 72701.7948 | 73329.9637
[7 empty] | 70885.9345 | 70559.1818 | 70804.0816 | 71265.7275 | 71054.2604 | 72332.8004
[7 empty] | 69752.8169 | 70529.4309 | 69949.2894 | 70324.8089 | 69766.7657 | 70928.9074
[7 empty] | 69336.7632 | 68550.802 | 68755.1114 | 68468.2946 | 68480.72 | 69744.475
[7 empty] | 69780.9276 | 69037.5188 | 69223.8677 | 68982.2761 | 69289.6179 | 69578.5859
[7 empty] | 69412.6401 | 68205.956 | 68244.9468 | 69256.3155 | 68519.6357 | 69053.6549
[7 empty] | 68689.5122 | 67267.5962 | 68040.2484 | 69244.4835 | 67657.0742 | 68032.2461
[7 empty] | 65834.3455 | 65234.5676 | 65382.0994 | 65705.5701 | 65194.8228 | 65483.8092
[7 empty] | 63755.2286 | 62447.6527 | 63855.4384 | 64438.1418 | 63382.5121 | 63471.1128
[7 empty] | 59059.527 | 59261.3038 | 59194.2336 | 59669.4876 | 58948.3914 | 59644.8555
[7 empty] | 55557.4923 | 55408.881 | 55870.8645 | 56433.8935 | 55030.6896 | 55840.4271
[7 empty] | 51498.3695 | 51423.7868 | 51282.762 | 53028.1665 | 51131.8571 | 51390.5207
[7 empty] | 49392.2779 | 49341.0615 | 49306.3968 | 50491.1068 | 49157.4611 | 49265.7424
[7 empty] | 48102.8942 | 47486.9559 | 47765.3657 | 49294.2514 | 47066.6555 | 47852.5027
[7 empty] | 48383.8083 | 47719.5843 | 48036.6208 | 49305.9803 | 47367.1879 | 48183.0198
[7 empty] | 49030.6109 | 48297.9616 | 48675.0442 | 49906.7512 | 48222.7253 | 48743.8172
[7 empty] | 51910.3279 | 51059.9038 | 51672.7483 | 52938.3554 | 50984.4185 | 51821.1399
[7 empty] | 59663.0194 | 58756.0341 | 59093.81 | 60132.3631 | 58767.0528 | 59405.3324
[7 empty] | 64680.9598 | 64132.431 | 64665.1652 | 65744.8562 | 64318.8969 | 65091.879
[7 empty] | 68697.4788 | 68021.9071 | 68774.5003 | 69864.5806 | 68828.944 | 69334.1716
[7 empty] | 69966.5422 | 69770.5712 | 70396.8869 | 70946.542 | 69783.4732 | 70783.7123
[7 empty] | 71572.4279 | 71279.7487 | 72125.8401 | 72567.9255 | 71511.9914 | 73342.6946
[7 empty] | 73440.1182 | 72561.5131 | 72460.617 | 72818.6629 | 72525.613 | 73160.4331
[7 empty] | 72550.5168 | 71658.3359 | 72231.0772 | 73123.0438 | 72388.1658 | 73190.4847
[7 empty] | 71254.522 | 70912.2334 | 71509.9962 | 72250.6056 | 71451.1444 | 71986.6201
[7 empty] | 70890.4055 | 70517.8778 | 70687.3057 | 71494.9536 | 70974.6475 | 70997.0081
[7 empty] | 70354.0358 | 69124.0557 | 70664.6613 | 71051.3758 | 69149.7256 | 70219.6869
[7 empty] | 68596.5261 | 68054.2572 | 68958.5546 | 69376.7198 | 68033.3613 | 69405.2048
[7 empty] | 68953.5353 | 68971.2663 | 69156.2603 | 69528.4552 | 68455.0127 | 69778.9404
[7 empty] | 68867.7561 | 68588.5116 | 69209.9996 | 69125.1521 | 68614.2607 | 68986.7947
[7 empty] | 68354.3582 | 67767.5848 | 69155.4837 | 68580.4351 | 68256.3775 | 68853.4237
[7 empty] | 65533.7982 | 65854.6134 | 65602.0613 | 66206.565 | 65188.9716 | 65441.3871
[7 empty] | 63297.8007 | 62993.1163 | 62904.0293 | 64171.2098 | 63124.5182 | 63547.9292
[7 empty] | 59000.5044 | 59088.2449 | 58986.9669 | 59762.2376 | 59210.1159 | 58799.531
[7 empty] | 55824.2258 | 55137.5072 | 55449.1475 | 56481.1318 | 55506.4944 | 55843.8692
[7 empty] | 51166.1039 | 51091.031 | 51157.4512 | 53142.0333 | 51194.8033 | 51146.1447
[7 empty] | 49043.4386 | 49037.6886 | 49165.5266 | 50389.7486 | 49152.6081 | 49508.6051
[7 empty] | 47225.0358 | 47199.0213 | 47128.9054 | 49400.4855 | 47302.2029 | 47975.1354
[7 empty] | 47544.7762 | 47554.9417 | 47345.9375 | 49288.7972 | 47593.0986 | 48196.9046
[7 empty] | 48203.9759 | 48211.0137 | 48079.7938 | 50025.3741 | 48381.4595 | 48861.2253
[7 empty] | 51270.8338 | 51129.893 | 51120.9543 | 53224.0404 | 51301.2566 | 52029.6279
[7 empty] | 58969.3432 | 58811.7867 | 58542.4162 | 60473.8862 | 58983.5935 | 59370.8166
[7 empty] | 63870.8909 | 63829.9096 | 63565.5077 | 65983.3435 | 64103.5349 | 65382.1301
[7 empty] | 68533.2404 | 68394.0056 | 68065.4605 | 70119.8432 | 68450.3298 | 68957.1335
[7 empty] | 69626.2995 | 69884.6216 | 69636.9786 | 70933.8933 | 69500.5955 | 70857.7537
[7 empty] | 71238.6869 | 72037.8451 | 71730.6818 | 72935.9911 | 71424.0539 | 72360.0786
[7 empty] | 72741.6917 | 72609.3531 | 73303.6893 | 74944.7739 | 72316.2666 | 73359.0684
[7 empty] | 72508.9356 | 72398.9825 | 72233.7623 | 74411.3897 | 72912.5497 | 72177.9316
[7 empty] | 71526.3566 | 70830.2576 | 71396.4974 | 75073.974 | 71557.5079 | 71820.4498
[7 empty] | 70768.7297 | 69957.9304 | 71391.944 | 73449.3163 | 70036.9726 | 71089.9896
[7 empty] | 69970.2866 | 69586.998 | 69775.8922 | 72303.772 | 69268.2408 | 69598.6875
[7 empty] | 69027.2398 | 68766.5589 | 69381.8078 | 70325.7208 | 68415.2918 | 69049
[7 empty] | 68995.9176 | 68615.062 | 68787.0016 | 71606.7059 | 69063.2083 | 69415.2004
[7 empty] | 68376.3455 | 68694.3611 | 68301.6498 | 70816.3312 | 68854.1158 | 68793.9413
[7 empty] | 67718.9393 | 68192.5193 | 68495.6053 | 69135.5847 | 68300.1334 | 67378.0526
[7 empty] | 65127.9555 | 65676.0079 | 65649.7478 | 66525.1765 | 65114.4462 | 65034.8802
[7 empty] | 62970.2009 | 63290.836 | 62455.2011 | 64133.6521 | 62723.8571 | 62955.505
[7 empty] | 58390.1433 | 59320.9651 | 59260.1679 | 60316.7934 | 58839.89 | 58762.0542
[7 empty] | 54925.3611 | 55038.6122 | 55487.2645 | 56895.9394 | 55260.8218 | 55096.5928
[7 empty] | 50531.4124 | 50910.5044 | 50577.9935 | 53280.4304 | 50688.009 | 51433.3032
[7 empty] | 48395.1676 | 48907.7223 | 48494.3465 | 50614.6595 | 48804.3861 | 49338.0187
[7 empty] | 47121.1059 | 47196.006 | 47104.6673 | 49431.8133 | 47190.959 | 47329.3634
[7 empty] | 47378.689 | 47450.7518 | 47435.1487 | 49346.6432 | 47482.7138 | 47535.1986
[7 empty] | 48118.1556 | 48147.1645 | 48226.6256 | 49851.4809 | 47985.038 | 48262.4248
[7 empty] | 51247.9598 | 51151.9796 | 51175.203 | 53018.6295 | 51174.9423 | 51270.016
[7 empty] | 58623.3227 | 58667.9779 | 58754.5609 | 60480.1549 | 58431.0798 | 59086.8459
[7 empty] | 64059.0269 | 64250.4136 | 64093.2509 | 65671.9324 | 63979.9335 | 64275.5277
[7 empty] | 68138.2247 | 68625.5598 | 68126.7851 | 69481.6135 | 68108.6486 | 68262.2384
[7 empty] | 70101.7842 | 70028.7146 | 69579.3995 | 72782.9749 | 69898.5269 | 70271.4885
[7 empty] | 71586.7995 | 72026.015 | 71352.3577 | 73920.7579 | 71097.3094 | 71436.1059
[7 empty] | 72546.01 | 73516.997 | 72531.1255 | 75529.863 | 72178.2688 | 72811.4206
[7 empty] | 72529.7652 | 72119.5978 | 72947.171 | 75452.8485 | 72798.4352 | 71935.8196
[7 empty] | 71814.8356 | 71418.8519 | 71179.484 | 76017.6733 | 71199.7772 | 71931.3358
[7 empty] | 70304.3762 | 70685.7175 | 70137.727 | 75233.0171 | 70163.6728 | 71084.9237
[7 empty] | 69420.891 | 69631.7824 | 69346.4122 | 72146.4556 | 70407.1488 | 70048.0225
[7 empty] | 67993.9328 | 68192.2643 | 68243.7755 | 70642.3479 | 68234.6332 | 68727.5594
[7 empty] | 68670.8933 | 68538.9684 | 69421.1617 | 72563.0807 | 68399.3656 | 69150.8746
[7 empty] | 66831.8372 | 66779.7223 | 66599.5144 | 69779.1326 | 67226.6192 | 68091.2086
[7 empty] | 65789.1076 | 66196.4255 | 66284.347 | 67740.1133 | 65278.0817 | 66444.1632
[7 empty] | 62021.3761 | 63490.2669 | 62656.9775 | 63649.8709 | 62278.7121 | 63656.9131
[7 empty] | 61232.6398 | 61042.0271 | 60919.9446 | 62438.0091 | 61677.4605 | 60986.8875
[7 empty] | 57772.5698 | 57658.7206 | 57669.8918 | 58667.3336 | 57949.8893 | 57811.8352
[7 empty] | 54493.3665 | 53951.9811 | 54366.9715 | 55834.824 | 54414.9628 | 54282.4028
[7 empty] | 51342.4194 | 49873.1871 | 50195.2443 | 51171.1034 | 51449.2445 | 49996.6101
[7 empty] | 47888.1494 | 47291.5378 | 47831.6547 | 48603.878 | 48568.1357 | 47716.4401
[7 empty] | 45930.6716 | 45731.5246 | 46122.7231 | 47023.6089 | 46650.107 | 46155.4243
[7 empty] | 45463.4775 | 45472.3765 | 45696.8372 | 46588.2965 | 45430.4259 | 45565.5084
[7 empty] | 44675.5068 | 44515.1082 | 44350.1293 | 45611.5741 | 45505.0843 | 44242.9762
[7 empty] | 44928.982 | 45213.9247 | 44763.3879 | 46566.9604 | 45336.7175 | 45004.0735
[7 empty] | 46449.9759 | 47481.3163 | 46243.6646 | 48419.8886 | 46870.8222 | 46583.3673
[7 empty] | 50577.2751 | 50372.1361 | 50064.841 | 52290.0324 | 50633.4081 | 50543.9182
[7 empty] | 53908.2766 | 53534.8875 | 53071.9077 | 55040.8612 | 53865.0208 | 53400.2536
[7 empty] | 57987.9774 | 57672.3664 | 57709.5016 | 61069.426 | 57653.8737 | 56798.0026
[7 empty] | 59743.2101 | 59755.5509 | 60302.2374 | 62358.3699 | 60335.8205 | 59793.5765
[7 empty] | 60463.5188 | 61351.892 | 60864.0462 | 63155.8293 | 60786.1425 | 60923.457
[7 empty] | 60532.0389 | 60869.5948 | 60369.4972 | 61972.7793 | 60721.5332 | 61553.4603
[7 empty] | 59811.1035 | 58447.3335 | 59646.9092 | 61353.8252 | 59863.4836 | 59652.0297
[7 empty] | 57390.0829 | 58025.1783 | 57650.3572 | 59164.3861 | 59096.1981 | 57853.8392
[7 empty] | 57107.958 | 57685.4715 | 57305.364 | 58760.8703 | 55930.6367 | 56183.8846
[7 empty] | 56111.7787 | 57006.1192 | 56522.9102 | 58083.2069 | 56851.8467 | 56288.7161
[7 empty] | 58154.6193 | 57400.216 | 57573.8514 | 58701.4218 | 58222.4894 | 57179.2871
[7 empty] | 57218.557 | 57012.255 | 57160.5438 | 57521.5186 | 58150.9885 | 55457.0371
[7 empty] | 57027.9791 | 56128.2703 | 55660.8168 | 56158.7522 | 56326.459 | 56080.3232
[7 empty] | 54633.0448 | 54438.4872 | 54356.5896 | 54346.7515 | 55438.6889 | 54425.3285
[7 empty] | 53152.5281 | 53356.3519 | 52918.6411 | 53805.8918 | 54092.319 | 53362.4971
[7 empty] | 52675.1849 | 51648.8142 | 51096.3911 | 52064.6973 | 52748.9405 | 51249.0488
[7 empty] | 48684.9965 | 49033.0622 | 48907.4123 | 49027.2723 | 50175.1263 | 48362.7365
[7 empty] | 45579.7554 | 46719.9483 | 45838.4337 | 46281.3552 | 47465.16 | 45694.266
[7 empty] | 42943.916 | 43938.2702 | 43531.7188 | 43710.4965 | 44944.7844 | 42814.7484
[7 empty] | 40748.7484 | 40890.4318 | 41238.8906 | 40735.1861 | 43820.3262 | 40514.3961
[7 empty] | 39264.8542 | 39587.4161 | 40120.9306 | 39525.5748 | 43744.9727 | 39392.9441
[7 empty] | 39656.0801 | 40003.6397 | 39964.0243 | 39968.7605 | 43648.7135 | 39600.6197
[7 empty] | 40035.0994 | 40156.3229 | 40294.5525 | 40418.351 | 43593.4226 | 39668.6147
[7 empty] | 41210.0752 | 41498.4916 | 41250.4626 | 41681.0529 | 42630.0528 | 41329.7695
[7 empty] | 43817.2194 | 44420.087 | 43965.6831 | 43990.3309 | 46929.0465 | 43696.7849
[7 empty] | 47258.5368 | 48731.5668 | 47081.2859 | 48034.9441 | 49545.2859 | 48562.9731
[7 empty] | 51349.5902 | 51130.021 | 52266.9195 | 51573.5125 | 52492.1098 | 52026.9222
[7 empty] | 53834.934 | 53887.6139 | 54231.8599 | 54205.651 | 54137.1864 | 54200.5981
[7 empty] | 56302.8765 | 57595.3195 | 56722.3178 | 56665.4725 | 57292.7098 | 56391.9869
[7 empty] | 57537.6604 | 58269.5462 | 57471.3252 | 58488.6051 | 58403.7405 | 58088.284
[7 empty] | 55782.6343 | 56376.1514 | 55827.1903 | 56087.5387 | 57416.1301 | 55750.3034
[7 empty] | 54609.2428 | 54477.0838 | 55100.6777 | 55791.1676 | 56008.0476 | 53562.7878
[7 empty] | 53288.1875 | 53994.8053 | 53543.0963 | 52819.9298 | 54988.1302 | 53734.1179
[7 empty] | 53558.6311 | 54319.5021 | 53456.025 | 52560.9422 | 54909.5834 | 54351.3519
[7 empty] | 55663.0623 | 55984.3792 | 55181.4721 | 54004.192 | 56827.6253 | 56164.6102
[7 empty] | 56447.0956 | 56988.9357 | 56088.4395 | 56270.0936 | 57484.0765 | 57148.0448
[7 empty] | 56414.9401 | 57272.5287 | 56116.7119 | 55845.8773 | 56997.4729 | 55894.7179
[7 empty] | 54931.1362 | 55486.6435 | 54809.382 | 54154.1078 | 55334.1482 | 54601.0121
[7 empty] | 53667.9168 | 53624.6991 | 53379.9599 | 52849.2578 | 55386.656 | 53755.9693
[7 empty] | 51922.2197 | 52566.1815 | 52145.8668 | 51260.7564 | 52939.3585 | 51744.5219
[7 empty] | 49012.3495 | 49019.2667 | 49745.2527 | 48710.5045 | 50752.8549 | 49272.333
[7 empty] | 46019.7508 | 46798.3334 | 47079.0928 | 46582.2691 | 48110.8072 | 46719.1256
[7 empty] | 44211.493 | 45406.675 | 45159.837 | 45099.3898 | 46320.9934 | 44942.2352
[7 empty] | 45265.4176 | 45779.0805 | 45345.7148 | 45429.8338 | 45966.4313 | 45642.3391
[7 empty] | 44760.1321 | 45240.8412 | 44865.6851 | 44755.4657 | 45525.9199 | 44830.7466
[7 empty] | 45498.2495 | 45888.1214 | 45543.3934 | 45476.9141 | 45846.7983 | 45559.9797
[7 empty] | 49482.2347 | 49981.3829 | 49591.3979 | 49495.4355 | 50039.0103 | 49731.5562
[7 empty] | 58766.6075 | 58577.0314 | 58551.1398 | 58481.7136 | 58954.193 | 58453.9826
[7 empty] | 64067.9884 | 64411.0938 | 64059.1087 | 63949.4324 | 64516.318 | 64039.2968
[7 empty] | 68219.8674 | 68530.18 | 68303.7954 | 68527.5453 | 68561.6719 | 68727.9173
[7 empty] | 69480.2586 | 69702.3725 | 69913.0603 | 69461.8087 | 70723.0223 | 70043.8092
[7 empty] | 71555.1497 | 71642.4092 | 71761.5716 | 71833.0601 | 72029.2335 | 71654.4405
[7 empty] | 72468.3821 | 72703.8703 | 73394.2882 | 73129.4088 | 74160.1581 | 72985.4488
[7 empty] | 72714.9928 | 72130.7848 | 72915.0801 | 72675.3683 | 73165.0378 | 72572.7498
[7 empty] | 70885.9117 | 71882.026 | 71370.5876 | 71958.5142 | 71396.8097 | 72206.6471
[7 empty] | 70702.3787 | 70891.0464 | 70975.1784 | 70728.3239 | 71430.8261 | 70670.7896
[7 empty] | 69755.5458 | 70134.3104 | 69850.1635 | 69835.6948 | 70010.9207 | 69743.3714
[7 empty] | 68046.7106 | 68726.2551 | 68517.7275 | 68813.1795 | 68484.8044 | 68982.122
[7 empty] | 68614.6728 | 69565.9772 | 68944.8332 | 68522.1937 | 69227.3653 | 68692.9689
[7 empty] | 68387.7668 | 68879.4139 | 68793.9476 | 68683.7736 | 68931.0508 | 68444.2068
[7 empty] | 67546.8936 | 67747.7481 | 68699.9715 | 68275.529 | 67865.2399 | 68015.5188
[7 empty] | 64788.2036 | 65420.6412 | 66007.89 | 66338.1407 | 64805.5355 | 65457.5336
[7 empty] | 62723.4852 | 62939.106 | 63571.3627 | 63927.1427 | 62645.0783 | 63001.6133
[7 empty] | 58501.2907 | 58804.4164 | 60039.4961 | 58962.6041 | 58641.9803 | 58490.5053
[7 empty] | 55331.6615 | 55072.6864 | 55230.8138 | 54961.3924 | 55540.816 | 54643.2145
[7 empty] | 50688.5423 | 51561.2711 | 51163.7897 | 50738.4405 | 52155.3701 | 50191.9782
[7 empty] | 48612.4405 | 49046.3583 | 49227.2815 | 48477.3901 | 49436.398 | 48278.2893
[7 empty] | 47225.817 | 47298.0456 | 47406.3813 | 46988.9116 | 47987.9139 | 46944.0864
[7 empty] | 47394.6931 | 47651.4677 | 47556.7023 | 47286.7373 | 47641.1628 | 47283.6658
[7 empty] | 48202.1628 | 48247.1097 | 48226.2984 | 48116.9852 | 48454.8297 | 48141.8264
[7 empty] | 51066.8057 | 51027.1927 | 51130.59 | 51010.9939 | 51451.4028 | 51156.3435
[7 empty] | 58784.3294 | 58748.3437 | 58754.6793 | 58708.2449 | 58869.1619 | 58832.6237
[7 empty] | 63930.1344 | 64059.5158 | 64792.0506 | 64051.887 | 63985.5215 | 64388.481
[7 empty] | 68454.864 | 67860.2528 | 68483.2044 | 68093.2303 | 68254.7823 | 68537.5429
[7 empty] | 69825.8066 | 69500.9552 | 69917.6748 | 69815.6472 | 70053.0426 | 69579.3634
[7 empty] | 71966.5697 | 70792.5297 | 71000.7616 | 71734.3298 | 72341.8209 | 71345.4821
[7 empty] | 72995.3517 | 72111.828 | 73271.0516 | 72945.2343 | 72549.0616 | 72499.8389
[7 empty] | 71971.6818 | 72178.0889 | 72222.8609 | 71953.0614 | 73582.2919 | 72630.1584
[7 empty] | 71333.4163 | 71517.3387 | 71719.8816 | 71007.7288 | 71695.8261 | 72305.7496
[7 empty] | 70282.2367 | 71304.0104 | 70999.6581 | 69960.9361 | 71036.7432 | 70679.9246
[7 empty] | 70782.0759 | 69598.2713 | 69900.7989 | 69592.6898 | 70091.5444 | 69772.2777
[7 empty] | 69120.3364 | 68220.2611 | 68651.2982 | 68918.6538 | 69228.6511 | 68806.9868
[7 empty] | 69148.7918 | 68396.4815 | 69521.6078 | 68133.4054 | 69646.6707 | 68638.7902
[7 empty] | 68469.7779 | 68209.6037 | 68273.8619 | 68991.8344 | 68770.0499 | 67931.4504
[7 empty] | 69105.6636 | 67835.2294 | 67407.5808 | 68247.7244 | 68567.4831 | 67956.5507
[7 empty] | 65323.5008 | 65423.3227 | 65726.2553 | 65766.7891 | 65299.5624 | 65264.9466
[7 empty] | 63203.875 | 63145.9202 | 63203.2641 | 63346.0078 | 63762.9499 | 62907.5091
[7 empty] | 58750.0813 | 60043.9475 | 59541.1487 | 58787.3498 | 58398.9376 | 59091.7562
[7 empty] | 55228.1193 | 55657.153 | 55066.6 | 54721.7795 | 55051.8298 | 55113.6317
[7 empty] | 50622.0525 | 51626.7817 | 51034.5897 | 50521.3984 | 51330.8644 | 50339.7859
[7 empty] | 48427.9454 | 49307.5194 | 49007.9186 | 48550.2101 | 48831.2871 | 48457.2656
[7 empty] | 47014.7897 | 47249.0075 | 47148.0305 | 47089.5661 | 47778.7927 | 46983.3837
[7 empty] | 47363.1831 | 47419.8909 | 47355.4326 | 47479.7276 | 47638.7845 | 47327.9155
[7 empty] | 48163.5355 | 48116.1313 | 48091.9771 | 48194.5864 | 48269.0007 | 48210.1719
[7 empty] | 51050.1631 | 51120.3918 | 50982.7054 | 51360.4227 | 51250.1134 | 51069.8779
[7 empty] | 58474.4411 | 59003.7838 | 58574.5095 | 58574.0757 | 58555.4446 | 58469.8609
[7 empty] | 63835.5249 | 63886.1716 | 63798.9623 | 63874.0878 | 63741.3443 | 64139.3795
[7 empty] | 67877.3986 | 67993.3464 | 67880.6221 | 68325.0117 | 68084.3337 | 68030.7343
[7 empty] | 69605.9159 | 69635.5712 | 69357.536 | 69572.2089 | 69761.6132 | 69795.6086
[7 empty] | 71299.5006 | 71754.4977 | 71490.1929 | 71315.8047 | 71375.7373 | 71166.6249
[7 empty] | 72567.0837 | 72802.695 | 71885.194 | 72916.6171 | 72992.8973 | 72694.6165
[7 empty] | 72057.528 | 72436.5317 | 72453.0069 | 72196.1765 | 72835.3528 | 72743.0497
[7 empty] | 70706.1525 | 71276.6742 | 71189.2988 | 72026.9389 | 71544.2646 | 71935.9135
[7 empty] | 70661.4004 | 71077.6346 | 69845.7841 | 71602.7571 | 70164.2352 | 71606.3394
[7 empty] | 69850.9614 | 70009.6084 | 69289.6354 | 69313.0489 | 69807.3378 | 69616.0287
[7 empty] | 69245.201 | 68625.154 | 68694.0772 | 68539.2239 | 68857.78 | 68417.7162
[7 empty] | 68827.8446 | 68592.2734 | 68134.3681 | 68759.647 | 68913.7288 | 68563.1729
[7 empty] | 68441.7451 | 68023.9605 | 68145.528 | 68828.3688 | 68203.7446 | 68465.5452
[7 empty] | 68301.976 | 67766.8184 | 67407.1359 | 68854.8785 | 67734.2813 | 68577.6294
[7 empty] | 65605.0979 | 65496.7179 | 64960.7211 | 66177.3201 | 65161.8502 | 66013.9563
[7 empty] | 64088.2959 | 62734.4339 | 63255.5292 | 62765.4735 | 62648.0334 | 63172.4614
[7 empty] | 59123.7102 | 59774.1846 | 59091.0436 | 59340.5817 | 58539.2159 | 59426.8222
[7 empty] | 55426.6343 | 55300.0066 | 55376.6711 | 55017.7041 | 55371.7772 | 55319.3709
[7 empty] | 50529.1849 | 51455.1034 | 52794.913 | 51125.9513 | 51718.7916 | 50959.6836
[7 empty] | 48447.9276 | 49092.6553 | 50105.9683 | 49039.1787 | 49302.8235 | 48895.3145
[7 empty] | 47092.982 | 47247.4318 | 48173.2566 | 47198.4035 | 47758.0755 | 47015.5994
[7 empty] | 47352.3931 | 47592.0289 | 47865.1721 | 47465.5569 | 47637.5821 | 47448.6671
[7 empty] | 48003.4317 | 48149.836 | 48526.6587 | 48308.5721 | 48306.6055 | 48111.1863
[7 empty] | 50962.8852 | 51043.6586 | 51352.3299 | 50987.2238 | 51493.6152 | 50967.0929
[7 empty] | 58678.0965 | 58661.0959 | 58853.3798 | 58617.0295 | 58674.3087 | 58628.5643
[7 empty] | 64219.0467 | 64007.834 | 63959.3164 | 63858.3522 | 63829.5602 | 64082.0544
[7 empty] | 68221.231 | 68120.9923 | 68459.5091 | 68274.5696 | 67984.4472 | 68185.5607
[7 empty] | 69749.5269 | 70220.7152 | 69917.0859 | 69894.5911 | 69939.0069 | 69406.3891
[7 empty] | 71594.8234 | 71402.4793 | 71296.6179 | 71736.7797 | 71194.7177 | 71531.0189
[7 empty] | 72947.104 | 72733.1556 | 72378.4575 | 72370.8385 | 72996.3511 | 73398.0099
[7 empty] | 72918.268 | 72516.8363 | 72237.5942 | 72597.7777 | 72830.5587 | 72711.7013
[7 empty] | 72001.5326 | 71015.1359 | 72249.8808 | 71780.9357 | 71989.786 | 71635.2136
[7 empty] | 70745.1869 | 71714.3095 | 70747.3626 | 71085.5784 | 70644.3576 | 70097.9908
[7 empty] | 69427.8458 | 69810.2152 | 69241.553 | 69395.3342 | 70474.3656 | 69274.7631
[7 empty] | 68802.6025 | 68992.148 | 68179.5695 | 68138.2959 | 68531.9552 | 68174.0522
[7 empty] | 69613.4805 | 68630.5898 | 69826.884 | 68259.4399 | 68738.5552 | 69294.6279
[7 empty] | 69220.4318 | 68748.1892 | 68971.6024 | 68975.7975 | 68004.2099 | 68879.6748
[7 empty] | 68021.0299 | 67265.4919 | 69212.857 | 67736.6366 | 67440.3935 | 67700.4397
[7 empty] | 65769.5399 | 65603.5558 | 66364.2048 | 65539.4424 | 64744.3825 | 65240.3733
[7 empty] | 63008.0111 | 63648.4599 | 63237.1197 | 63029.4824 | 63155.4091 | 63270.2038
[7 empty] | 59230.8347 | 59724.2204 | 59862.7564 | 59176.6849 | 58823.7207 | 59404.3019
[7 empty] | 55021.2693 | 55303.2194 | 55215.4779 | 55503.0483 | 55268.4785 | 55298.4593
[7 empty] | 50788.2958 | 51108.0798 | 51631.6948 | 51534.4893 | 50857.9445 | 51305.9809
[7 empty] | 48679.7609 | 49178.2962 | 49121.9071 | 49182.2432 | 48530.8367 | 49445.6533
[7 empty] | 47164.6823 | 47598.9678 | 47174.4901 | 47295.9582 | 47151.4702 | 47466.9192
[7 empty] | 47576.0226 | 47825.8226 | 47755.3297 | 47468.3438 | 47478.6718 | 47586.1943
[7 empty] | 48208.1802 | 48454.5068 | 48292.7527 | 48339.8838 | 48091.961 | 48276.5955
[7 empty] | 51093.562 | 51254.1297 | 51060.5998 | 50946.7711 | 51148.5336 | 51220.1379
[7 empty] | 58405.4013 | 58786.7289 | 58642.1185 | 58573.8163 | 58485.9279 | 58700.2692
[7 empty] | 64086.672 | 63995.7632 | 64175.4755 | 63940.0422 | 64081.7064 | 63940.9511
[7 empty] | 68189.5971 | 68529.4709 | 68157.1475 | 68095.0666 | 68482.6295 | 68466.4381
[7 empty] | 69647.5292 | 70128.1476 | 69584.1275 | 70061.5502 | 69851.4106 | 69725.0906
[7 empty] | 71639.9185 | 71326.5497 | 71171.7247 | 71661.7826 | 70958.8052 | 71064.5554
[7 empty] | 72655.8947 | 72001.9481 | 73015.8734 | 72695.9596 | 73140.4516 | 72884.8532
[7 empty] | 72066.5345 | 72688.5505 | 72925.8392 | 72129.8413 | 71837.57 | 72462.7738
[7 empty] | 71310.1418 | 71606.155 | 72415.9827 | 71247.6484 | 71913.5194 | 73016.5883
[7 empty] | 71138.6861 | 70773.6816 | 70573.5017 | 70258.5861 | 71263.8577 | 71059.1851
[7 empty] | 69698.9787 | 70007.5883 | 69894.9454 | 69716.3256 | 70014.2416 | 69899.1081
[7 empty] | 67662.8865 | 68871.8943 | 68306.0277 | 68688.2367 | 68858.9372 | 68411.8969
[7 empty] | 68581.5208 | 68145.5246 | 68365.8564 | 68882.5254 | 68997.0179 | 69174.5574
[7 empty] | 68142.2278 | 67357.7258 | 67390.4998 | 67959.8997 | 67964.8927 | 67168.3504
[7 empty] | 66080.5907 | 66717.0278 | 66498.6122 | 66724.7073 | 66462.3928 | 66204.3249
[7 empty] | 63043.9143 | 63336.7387 | 62689.9786 | 63251.9066 | 63116.3456 | 63555.2318
[7 empty] | 61046.8012 | 61216.7577 | 61124.9808 | 61394.3752 | 61709.7529 | 61556.3195
[7 empty] | 57925.6591 | 57473.1015 | 57309.0358 | 57332.589 | 57700.1797 | 57975.4562
[7 empty] | 54538.9212 | 54675.6795 | 54652.6912 | 54383.0712 | 54678.807 | 54484.2106
[7 empty] | 50743.5169 | 50307.8468 | 50416.517 | 50254.8111 | 50238.3847 | 50542.7324
[7 empty] | 47753.7508 | 47499.8596 | 47683.8296 | 47818.5356 | 47459.8891 | 47898.6436
[7 empty] | 46099.1579 | 46035.3385 | 46063.452 | 46328.0749 | 45936.2626 | 46083.0541
[7 empty] | 45663.7135 | 45619.4942 | 45602.9009 | 45854.7331 | 45579.1379 | 45626.3942
[7 empty] | 44185.5786 | 44212.7841 | 44313.9937 | 44472.4613 | 44353.411 | 44461.3898
[7 empty] | 44865.3403 | 44675.8114 | 44709.1833 | 45046.0215 | 45005.5596 | 44867.1951
[7 empty] | 46135.5372 | 45878.4602 | 46750.5175 | 46342.3461 | 46267.1165 | 46392.9072
[7 empty] | 50502.3857 | 50256.3926 | 50531.4579 | 50471.2911 | 50655.2811 | 50371.2117
[7 empty] | 53782.0352 | 53970.3778 | 53740.3434 | 53654.3329 | 53589.9759 | 53776.6435
[7 empty] | 57372.4705 | 57969.4421 | 57807.8252 | 58222.6211 | 58000.352 | 57737.6961
[7 empty] | 60220.3601 | 60510.1765 | 60350.6666 | 61091.7946 | 60352.0526 | 59985.5465
[7 empty] | 60791.0514 | 61130.7327 | 61269.9947 | 61600.4221 | 61553.0988 | 62140.1189
[7 empty] | 60634.6652 | 62108.9222 | 61391.9851 | 62068.0549 | 61754.3218 | 61101.1612
[7 empty] | 59222.2002 | 59155.0786 | 59821.7886 | 60470.6411 | 61608.8893 | 59007.3685
[7 empty] | 58346.6614 | 58920.926 | 58804.3641 | 58962.0463 | 58152.622 | 58177.6173
[7 empty] | 57552.364 | 58452.0966 | 58199.7468 | 57753.1727 | 57329.6243 | 56902.6828
[7 empty] | 56030.3771 | 56927.4292 | 57825.0968 | 58412.4896 | 57352.7997 | 57560.8196
[7 empty] | 56429.3183 | 58392.7758 | 58305.2056 | 58421.087 | 58800.9496 | 58486.8679
[7 empty] | 56500.5449 | 56688.5131 | 58240.4593 | 57453.5619 | 57826.7304 | 56625.6666
[7 empty] | 55662.6998 | 55913.8684 | 56423.8305 | 56918.6058 | 56366.8493 | 56331.4318
[7 empty] | 54377.1496 | 53901.0166 | 55668.998 | 54449.1617 | 54222.7048 | 54289.9761
[7 empty] | 53407.1942 | 53738.9261 | 54250.9145 | 54540.0267 | 54240.1571 | 53272.8105
[7 empty] | 51405.1922 | 50984.9248 | 52665.9089 | 52416.2681 | 52964.3058 | 51987.893
[7 empty] | 49048.3363 | 48215.8057 | 49232.8936 | 49751.93 | 48689.8262 | 48578.9891
[7 empty] | 46034.6852 | 45524.4808 | 46224.3682 | 47571.3118 | 45853.0046 | 45410.5641
[7 empty] | 43224.0556 | 42601.5898 | 43280.067 | 45184.0878 | 43228.0793 | 42641.1935
[7 empty] | 41203.3356 | 40413.8796 | 40987.2903 | 44213.4419 | 40782.7381 | 40276.8926
[7 empty] | 40040.0889 | 39364.2876 | 39613.2281 | 44109.7551 | 39702.2922 | 39062.0942
[7 empty] | 39600.9317 | 39780.1018 | 39677.4849 | 43724.6685 | 39946.8251 | 39473.3257
[7 empty] | 39880.337 | 40043.3302 | 40093.0082 | 43933.0995 | 40266.1802 | 39707.1561
[7 empty] | 41085.2311 | 41254.5539 | 41355.0621 | 42944.4781 | 41238.5374 | 41011.9333
[7 empty] | 43740.8317 | 43799.5517 | 43940.1728 | 46097.6785 | 43534.5915 | 43373.8099
[7 empty] | 47130.4954 | 47665.0328 | 47512.4139 | 50046.772 | 48455.9396 | 47412.6276
[7 empty] | 51722.468 | 51673.9783 | 51404.1073 | 52075.4617 | 51190.8309 | 51342.433
[7 empty] | 53285.9802 | 53788.4261 | 54009.8285 | 55221.2164 | 53972.6348 | 53901.8981
[7 empty] | 56935.4306 | 56894.9147 | 56611.1248 | 57398.2048 | 57047.1411 | 55823.4241
[7 empty] | 56853.9413 | 57749.1553 | 56768.4248 | 58127.4412 | 57720.6357 | 57467.3325
[7 empty] | 56348.6862 | 56003.9095 | 55670.0354 | 56858.8177 | 56590.7144 | 56397.6532
[7 empty] | 54162.0386 | 54119.8876 | 54352.9039 | 55337.7051 | 54638.0339 | 53469.762
[7 empty] | 53174.492 | 53697.1206 | 53508.847 | 53579.3301 | 54552.8322 | 52899.1012
[7 empty] | 53836.6665 | 53172.0184 | 53963.1505 | 54469.8485 | 55274.0345 | 52859.1428
[7 empty] | 56070.4191 | 54893.6123 | 55333.9777 | 56143.9465 | 55945.5645 | 54310.013
[7 empty] | 56824.0458 | 56823.7846 | 56375.2739 | 57246.9269 | 55899.3299 | 56409.5017
[7 empty] | 55503.7004 | 55241.2016 | 55580.0656 | 56542.2433 | 56442.5126 | 56296.8264
[7 empty] | 54447.6924 | 54057.9066 | 54722.9529 | 54942.8366 | 53800.8946 | 54575.3402
[7 empty] | 53889.794 | 53281.6156 | 53323.465 | 53730.9371 | 53156.4881 | 53449.9545
[7 empty] | 51847.7372 | 51350.6451 | 52655.0288 | 51635.0971 | 50903.604 | 51313.7922
[7 empty] | 49335.0064 | 48699.7452 | 49133.933 | 49515.9189 | 48220.354 | 48586.258
[7 empty] | 46567.2756 | 46221.5194 | 47386.0714 | 46724.0197 | 45772.0317 | 46111.8737
[7 empty] | 45071.6845 | 45025.9587 | 46272.1374 | 44920.6088 | 44138.1683 | 44435.7358
[7 empty] | 45408.2292 | 45383.0751 | 45648.7966 | 46182.1972 | 44965.4469 | 45258.5319
[7 empty] | 44844.372 | 44877.4008 | 45330.1554 | 45771.9427 | 44675.1195 | 44603.2167
[7 empty] | 45587.7971 | 45663.8853 | 45539.1926 | 46761.9757 | 45460.2445 | 45586.5505
[7 empty] | 49603.8554 | 49728.585 | 49953.0906 | 50611.8278 | 49538.2536 | 49526.1067
[7 empty] | 58672.259 | 58601.8109 | 58546.2083 | 59500.6268 | 58562.2428 | 58813.6463
[7 empty] | 64157.5684 | 64154.0694 | 63968.8899 | 64903.2962 | 64012.7593 | 64426.9656
[7 empty] | 68433.7263 | 68838.7571 | 68492.6168 | 69151.0091 | 68647.8066 | 68504.1771
[7 empty] | 70249.0725 | 70290.0386 | 69264.8605 | 71362.7803 | 70458.0329 | 69997.1441
[7 empty] | 71906.0268 | 71739.7096 | 71395.8883 | 73941.1064 | 71869.1629 | 71542.8559
[7 empty] | 73998.7394 | 73108.0373 | 72148.3353 | 74197.2651 | 72530.0045 | 72547.3436
[7 empty] | 73333.3066 | 72668.4247 | 72513.3079 | 73903.0057 | 74347.5154 | 73127.6832
[7 empty] | 71395.2298 | 71768.8117 | 70708.3139 | 71325.2015 | 72111.1313 | 72152.0772
[7 empty] | 70110.9264 | 70861.9764 | 71034.4301 | 71105.7257 | 70999.9311 | 71633.2356
[7 empty] | 69540.4596 | 69970.8144 | 70138.7399 | 70800.901 | 70663.2651 | 69795.1525
[7 empty] | 68862.7943 | 68747.5002 | 68894.2332 | 68586.7955 | 68481.4691 | 69558.5214
[7 empty] | 69100.3419 | 69551.6498 | 69047.0105 | 69111.1768 | 69003.8461 | 69363.958
[7 empty] | 68665.8668 | 69145.6724 | 68321.8751 | 68754.9974 | 69028.969 | 68207.7119
[7 empty] | 68145.8143 | 69319.3221 | 68713.6967 | 68605.5734 | 67924.0663 | 68570.1154
[7 empty] | 66127.7636 | 66986.974 | 65463.9238 | 65543.2287 | 65101.7535 | 66100.7795
[7 empty] | 63095.0312 | 63636.7377 | 63012.8555 | 63395.8632 | 63110.4769 | 63740.2763
[7 empty] | 59092.4444 | 60103.5182 | 58511.1837 | 59565.2128 | 58576.2741 | 59021.3511
[7 empty] | 55475.4625 | 55621.6906 | 54779.8181 | 55638.2027 | 55126.035 | 55278.7304
[7 empty] | 51323.2168 | 51595.9818 | 50896.8935 | 50741.1705 | 50577.8208 | 51122.7188
[7 empty] | 48956.7471 | 49495.6274 | 49132.2261 | 48857.606 | 48752.4142 | 49055.2091
[7 empty] | 47181.5404 | 47461.999 | 47437.9323 | 47271.8062 | 47443.4802 | 47256.205
[7 empty] | 47424.0614 | 47667.5054 | 47754.8217 | 47624.3961 | 47559.7862 | 47544.5097
[7 empty] | 48156.5426 | 48296.8527 | 48347.4844 | 48610.9 | 48317.7653 | 48241.998
[7 empty] | 51000.8612 | 51304.3315 | 51258.1596 | 51462.8923 | 51376.8557 | 51014.7897
[7 empty] | 58808.0387 | 58682.3335 | 58833.8037 | 58929.8333 | 58736.2289 | 58767.7201
[7 empty] | 63801.9582 | 64327.8155 | 63866.0293 | 64413.1105 | 64012.1509 | 64050.5554
[7 empty] | 68147.0755 | 67855.5651 | 68121.3497 | 68843.8146 | 68927.7275 | 68433.9876
[7 empty] | 70081.603 | 69492.6766 | 70187.8284 | 70300.3955 | 70516.4529 | 69676.8097
[7 empty] | 72423.0324 | 71337.6582 | 71956.1331 | 72411.2571 | 71353.955 | 71421.0372
[7 empty] | 72474.345 | 72366.2665 | 73134.7591 | 73721.0185 | 72794.0849 | 72346.1831
[7 empty] | 73709.7226 | 73090.6955 | 73268.8261 | 73453.7907 | 72036.7813 | 72584.8412
[7 empty] | 72020.702 | 71241.9532 | 72084.4132 | 71978.7757 | 71637.0732 | 72006.2715
[7 empty] | 71947.0971 | 70508.8378 | 71237.77 | 71351.4392 | 71562.443 | 70831.2588
[7 empty] | 70163.2353 | 70004.6921 | 70564.3889 | 70371.7193 | 71669.8407 | 71373.2831
[7 empty] | 69780.5804 | 68640.777 | 68326.7309 | 69417.3525 | 69127.9919 | 70012.5593
[7 empty] | 69144.4126 | 68450.8575 | 69103.9861 | 68932.2117 | 69802.7843 | 69484.248
[7 empty] | 68225.9019 | 68948.5169 | 69088.4227 | 68673.9659 | 70024.5199 | 69750.9225
[7 empty] | 68998.6923 | 68475.0027 | 68244.3301 | 68599.2575 | 68478.0636 | 68148.7798
[7 empty] | 65934.0384 | 65808.363 | 65815.8167 | 64882.5484 | 65266.4088 | 65810.4365
[7 empty] | 63224.3679 | 62714.2793 | 63357.1894 | 62845.1529 | 63319.6779 | 63224.6932
[7 empty] | 60410.7293 | 58981.3041 | 59408.6896 | 58672.7132 | 59238.2425 | 59615.4955
[7 empty] | 55472.045 | 54921.8948 | 55238.709 | 55351.7927 | 56001.6009 | 55117.9454
[7 empty] | 51299.7336 | 50980.3532 | 51244.8621 | 50738.9854 | 50589.1172 | 51221.0192
[7 empty] | 49186.0184 | 48891.2638 | 49288.7015 | 48799.6893 | 48328.1919 | 49202.5637
[7 empty] | 47231.2528 | 47120.9601 | 47681.2008 | 46908.0406 | 46910.1074 | 47361.7953
[7 empty] | 47485.3016 | 47505.2906 | 47925.365 | 47313.0369 | 47316.8106 | 47591.3883
[7 empty] | 48162.715 | 48123.7703 | 48641.2016 | 48163.4008 | 47927.9927 | 48279.6638
[7 empty] | 51152.5185 | 51079.217 | 51533.1363 | 51317.5692 | 50898.8807 | 51173.5695
[7 empty] | 58927.5823 | 58633.0764 | 59283.9057 | 58818.5424 | 58454.3952 | 58734.1241
[7 empty] | 64019.2819 | 64230.7593 | 64494.4116 | 63972.6929 | 63947.4945 | 63943.7388
[7 empty] | 68636.4484 | 68459.0091 | 68594.764 | 68237.5837 | 68358.0868 | 68478.6116
[7 empty] | 70563.7892 | 69990.8371 | 70062.4161 | 69705.7851 | 69892.5256 | 69720.7412
[7 empty] | 71154.0853 | 71137.3913 | 71085.4608 | 71231.7729 | 71334.0064 | 71750.9926
[7 empty] | 72453.3405 | 72183.9421 | 72689.2959 | 72933.1295 | 73500.3698 | 72882.1186
[7 empty] | 72902.0241 | 71975.2209 | 73058.461 | 72240.5837 | 72802.6432 | 73912.492
[7 empty] | 72293.9495 | 71876.0722 | 71168.1149 | 72244.8347 | 71786.1674 | 71643.7595
[7 empty] | 70739.9499 | 70717.9033 | 70806.1903 | 71317.9141 | 70956.3967 | 71276.6393
[7 empty] | 70586.665 | 69930.0871 | 69809.2037 | 70113.5039 | 70170.5534 | 70186.0209
[7 empty] | 68632.7622 | 68687.4743 | 69191.5112 | 68465.5598 | 68480.8062 | 69608.142
[7 empty] | 68147.1067 | 69131.6387 | 69832.9978 | 68985.8779 | 69123.3664 | 69701.2594
[7 empty] | 68679.2402 | 68699.8031 | 69574.6703 | 68842.6131 | 67724.3673 | 69033.5464
[7 empty] | 68491.4791 | 68608.2669 | 68201.5811 | 67972.7273 | 68551.5171 | 68517.2659
[7 empty] | 65833.6397 | 65532.5666 | 65795.7194 | 65513.4371 | 65241.9081 | 65568.2286
[7 empty] | 63140.4103 | 62937.4056 | 62963.0402 | 62749.4702 | 63276.8725 | 62877.5345
[7 empty] | 59349.9644 | 59576.1755 | 59016.0656 | 58206.6501 | 58746.3791 | 59929.7286
[7 empty] | 54862.3662 | 55292.947 | 55480.4452 | 54746.7149 | 55633.1693 | 55011.56
[7 empty] | 50759.0632 | 51147.8094 | 51600.7793 | 50480.6617 | 50431.8169 | 51001.8372
[7 empty] | 48851.66 | 49265.0025 | 49726.1073 | 48326.1919 | 48348.7387 | 49143.3585
[7 empty] | 47132.4993 | 47290.3546 | 48753.2425 | 47042.1378 | 47048.8676 | 47345.2922
[7 empty] | 47424.6059 | 47465.8556 | 49078.7767 | 47355.1402 | 47508.9967 | 47584.3575
[7 empty] | 48202.566 | 48086.7891 | 49910.9317 | 48042.6835 | 48079.3542 | 48248.6143
[7 empty] | 51191.4552 | 51102.9234 | 52827.6881 | 51066.9389 | 51203.1545 | 51193.1161
[7 empty] | 58720.0281 | 58751.3595 | 60331.8119 | 58662.8486 | 58605.8789 | 58895.8131
[7 empty] | 64066.077 | 63897.3023 | 65345.0376 | 63728.8642 | 64121.7007 | 63988.6342
[7 empty] | 68426.9953 | 68131.0258 | 70205.9024 | 68170.9877 | 68377.8472 | 68786.6565
[7 empty] | 70226.3997 | 70011.3215 | 71768.3275 | 70104.4729 | 69687.1849 | 70133.0629
[7 empty] | 71816.8923 | 72504.5489 | 72798.5107 | 72114.5179 | 71184.0821 | 71898.5944
[7 empty] | 72693.172 | 72793.3358 | 75455.4341 | 73430.6261 | 72444.0469 | 72443.2633
[7 empty] | 72349.6897 | 72466.8167 | 74453.462 | 73286.1866 | 71649.8518 | 72364.555
[7 empty] | 71530.34 | 71841.0481 | 74431.2521 | 71864.2731 | 71582.5181 | 72127.2939
[7 empty] | 71219.0423 | 71613.9054 | 72352.3324 | 70186.7785 | 71075.2504 | 70730.2412
[7 empty] | 69929.9312 | 70342.0331 | 71744.3809 | 70181.6159 | 70170.7597 | 69581.6032
[7 empty] | 68508.2887 | 68603.8339 | 70016.6646 | 68579.0259 | 69168.5917 | 68970.4092
[7 empty] | 69614.6813 | 69249.9296 | 71362.2239 | 68289.9747 | 68808.3552 | 68275.7083
[7 empty] | 69328.2798 | 69327.4051 | 70447.2406 | 69469.4701 | 68193.7876 | 68779.4894
[7 empty] | 68219.6361 | 67764.6259 | 68867.4669 | 68263.9946 | 68337.2821 | 68350.6641
[7 empty] | 65358.0784 | 65578.6771 | 66552.4448 | 65785.1369 | 65123.6871 | 65662.8204
[7 empty] | 62741.003 | 64182.1338 | 64392.368 | 63324.9573 | 63013.4884 | 63036.5914
[7 empty] | 59476.6082 | 59069.6023 | 60087.5717 | 59222.8472 | 58573.951 | 59100.7019
[7 empty] | 54964.3245 | 55242.6946 | 56878.5299 | 55031.2352 | 54920.7693 | 54888.4253
[7 empty] | 51119.7894 | 50593.3541 | 53550.8403 | 52421.7087 | 50987.9122 | 51492.1781
[7 empty] | 49296.0744 | 48424.5171 | 50619.5006 | 49876.6743 | 48726.227 | 49002.7785
[7 empty] | 47444.1124 | 47030.3542 | 48744.4463 | 48004.3889 | 47375.3472 | 47310.9341
[7 empty] | 47699.1234 | 47566.0409 | 48637.0779 | 47780.5525 | 47571.6351 | 47507.5954
[7 empty] | 48151.6357 | 48340.1544 | 49437.4663 | 48417.2725 | 48148.5327 | 48224.7965
[7 empty] | 51225.3797 | 51334.8282 | 52341.9287 | 51275.3516 | 51278.7224 | 51175.3705
[7 empty] | 58819.5331 | 58494.9746 | 59254.5736 | 58528.2083 | 58950.4822 | 58570.7657
[7 empty] | 64056.525 | 64271.6799 | 64668.2355 | 63948.7161 | 64248.9384 | 63791.7309
[7 empty] | 68094.2175 | 68556.6268 | 68643.6009 | 68092.4119 | 68413.3448 | 68389.1846
[7 empty] | 69699.6936 | 70015.3166 | 70474.5117 | 70116.5612 | 70094.4706 | 69683.7102
[7 empty] | 71036.3838 | 71886.1309 | 72937.2041 | 70972.4006 | 71686.0779 | 71605.9804
[7 empty] | 72923.3786 | 73695.2813 | 73075.2561 | 72678.4025 | 72472.0837 | 72666.9585
[7 empty] | 72714.544 | 72869.0813 | 72916.4854 | 71882.733 | 71863.0423 | 72666.9422
[7 empty] | 71325.0719 | 72792.015 | 72274.6536 | 71277.9993 | 70764.1138 | 71997.9099
[7 empty] | 71701.2666 | 70723.2062 | 71221.1272 | 72173.1858 | 71641.4914 | 71092.2149
[7 empty] | 70352.9107 | 70611.2184 | 70418.5493 | 70115.5916 | 70693.0129 | 69858.2884
[7 empty] | 67923.1002 | 68197.656 | 69556.1046 | 69151.2733 | 68652.8605 | 68368.339
[7 empty] | 68673.9298 | 69426.7856 | 69592.9725 | 69720.0309 | 69167.4362 | 68971.6068
[7 empty] | 68071.9963 | 67518.8608 | 67468.1986 | 67995.1179 | 67106.3346 | 67960.6801
[7 empty] | 65957.4258 | 66992.8264 | 66109.7611 | 66909.1687 | 65538.3906 | 67176.8113
[7 empty] | 63669.6331 | 62554.9461 | 62625.6375 | 63217.3433 | 62026.215 | 64443.0519
[7 empty] | 60934.9287 | 60991.138 | 61579.79 | 61451.4701 | 61536.9279 | 61482.4891
[7 empty] | 57267.6676 | 57590.2019 | 58201.3573 | 57404.0599 | 58452.4038 | 57916.2048
[7 empty] | 54725.6312 | 54115.1852 | 54776.8203 | 54473.7346 | 54759.6822 | 54165.4495
[7 empty] | 50508.8969 | 49865.2196 | 50696.4154 | 50261.8081 | 49911.6752 | 50269.0971
[7 empty] | 48042.1325 | 47261.8859 | 48123.7698 | 47656.8294 | 47900.2575 | 47486.7325
[7 empty] | 46362.2996 | 45769.6924 | 45750.1815 | 46070.7122 | 46081.542 | 45797.4913
[7 empty] | 45726.2467 | 45303.8033 | 45327.056 | 45596.5099 | 45645.4807 | 45361.4704
[7 empty] | 44283.914 | 44064.3773 | 44119.9463 | 44282.3055 | 44705.6949 | 44115.375
[7 empty] | 45051.488 | 44782.5236 | 45133.6208 | 44995.4657 | 45146.7294 | 44936.3872
[7 empty] | 46189.9297 | 46096.9834 | 46507.8673 | 46390.0101 | 46789.4706 | 46237.5619
[7 empty] | 50624.1762 | 50287.4693 | 51038.7922 | 50578.9184 | 50409.4162 | 50211.9805
[7 empty] | 53672.6615 | 53922.0211 | 53818.7632 | 53708.8349 | 53895.2042 | 53744.7645
[7 empty] | 57406.4676 | 57424.9025 | 57257.0066 | 57647.7212 | 57688.2512 | 57175.7368
[7 empty] | 59301.8578 | 60278.0674 | 59915.5801 | 60393.2612 | 60439.0545 | 59260.9279
[7 empty] | 61217.2538 | 61495.4502 | 61411.5244 | 61283.4203 | 60782.695 | 60713.6924
[7 empty] | 60833.4377 | 60167.1679 | 60712.6532 | 60702.8393 | 61190.1989 | 61364.9968
[7 empty] | 59932.1464 | 58513.1655 | 59889.7621 | 59116.6768 | 58693.8786 | 59554.9427
[7 empty] | 59074.7697 | 58081.3075 | 57547.6005 | 58563.5342 | 57628.841 | 57796.6206
[7 empty] | 57537.7398 | 57462.8608 | 58489.1811 | 58732.0884 | 56988.9821 | 57722.1293
[7 empty] | 57413.0041 | 56668.6662 | 56555.224 | 57681.8226 | 55876.762 | 57448.5966
[7 empty] | 58057.0071 | 57120.5133 | 56956.0723 | 58053.3176 | 57436.7515 | 57575.061
[7 empty] | 57698.3968 | 57379.3239 | 57142.5589 | 57744.8229 | 57499.755 | 57478.5575
[7 empty] | 56175.5103 | 56339.6639 | 55706.4578 | 56453.5889 | 55666.1158 | 56796.1646
[7 empty] | 54677.3162 | 54244.7089 | 54205.2598 | 54138.3827 | 54937.7786 | 54126.1024
[7 empty] | 54025.4792 | 53643.8965 | 53401.5216 | 53780.7963 | 52792.8514 | 53637.1466
[7 empty] | 51212.4379 | 51435.1438 | 50869.5644 | 51668.2672 | 50343.3189 | 52311.1486
[7 empty] | 48500.2398 | 48384.7543 | 48382.8621 | 48912.5784 | 47955.1736 | 48505.7969
[7 empty] | 45839.2751 | 45798.2963 | 45535.8928 | 46080.2978 | 45531.1628 | 46304.8108
[7 empty] | 43082.9067 | 42636.2119 | 42585.652 | 43375.2967 | 42587.3079 | 44220.997
[7 empty] | 40584.855 | 40471.9647 | 40361.4008 | 41098.9421 | 40342.7655 | 41111.2908
[7 empty] | 39266.9541 | 39294.2875 | 39215.779 | 39808.4845 | 39193.6239 | 39686.9956
[7 empty] | 39846.71 | 39123.313 | 39332.9603 | 39485.2429 | 39587.0753 | 40025.1507
[7 empty] | 40210.3101 | 39632.3885 | 40273.0414 | 39807.0834 | 40350.9115 | 39910.218
[7 empty] | 41411.9967 | 41021.2131 | 41167.8101 | 41187.6328 | 41257.181 | 41379.6361
[7 empty] | 43497.4027 | 43636.0559 | 43568.9352 | 43988.1806 | 43364.1376 | 44137.6266
[7 empty] | 47962.09 | 47565.3213 | 47532.4237 | 47953.6648 | 47099.1901 | 47780.3723
[7 empty] | 51522.6449 | 52070.5804 | 51512.9177 | 51975.5456 | 51501.3914 | 51787.6032
[7 empty] | 53590.7614 | 53753.9619 | 53216.6797 | 53992.8494 | 53231.8116 | 53609.4408
[7 empty] | 56255.7717 | 55996.0171 | 56321.3864 | 56386.2584 | 56424.3806 | 56404.4139
[7 empty] | 57632.6402 | 57670.0885 | 57686.8321 | 57560.5364 | 58045.5058 | 57820.5914
[7 empty] | 56328.789 | 55620.3923 | 55529.5651 | 56023.3236 | 56442.2706 | 56197.8727
[7 empty] | 53895.2207 | 55174.8662 | 54191.2516 | 54697.8124 | 55076.1989 | 54055.0788
[7 empty] | 53394.6172 | 52986.1665 | 53395.3383 | 53382.585 | 53626.9731 | 53082.6181
[7 empty] | 53832.2278 | 53184.6922 | 52731.9529 | 53373.2064 | 54321.703 | 53914.9128
[7 empty] | 55467.3885 | 55091.5364 | 54536.4713 | 54484.9867 | 55555.553 | 55055.6825
[7 empty] | 57597.6323 | 56721.5112 | 56907.9663 | 56218.2184 | 56429.4014 | 55687.0785
[7 empty] | 56629.0281 | 56403.9607 | 56434.1092 | 55877.8799 | 56348.9851 | 56405.2379
[7 empty] | 54168.8176 | 55164.9975 | 54423.1242 | 53900.9537 | 54144.9286 | 54606.2714
[7 empty] | 53771.6257 | 53751.448 | 53480.2048 | 52677.22 | 53548.8647 | 53203.485
[7 empty] | 51509.4125 | 52447.82 | 51679.5515 | 51285.2829 | 51477.5824 | 51858.2881
[7 empty] | 49400.115 | 50009.734 | 49722.4002 | 48963.5244 | 49199.117 | 49162.6038
[7 empty] | 47044.2616 | 47104.0424 | 46695.2262 | 46504.1331 | 46899.1086 | 46369.2486
[7 empty] | 45810.8038 | 45417.0551 | 44652.3495 | 44782.1908 | 46219.3084 | 44774.9997
[7 empty] | 45933.4953 | 45473.4429 | 45237.0219 | 45458.5103 | 45798.496 | 45326.9447
[7 empty] | 45170.9936 | 45059.8522 | 44712.1196 | 44749.2763 | 45030.9844 | 44780.5141
[7 empty] | 45735.8473 | 45715.342 | 45561.578 | 45510.7854 | 45678.1102 | 45501.6799
[7 empty] | 49667.1815 | 50087.8944 | 49536.6425 | 49457.5169 | 49729.8965 | 49596.9767
[7 empty] | 58654.9364 | 58797.2908 | 58791.824 | 58409.4286 | 58628.2584 | 58561.3641
[7 empty] | 64418.5228 | 64323.0355 | 63800.677 | 64305.0831 | 64093.6384 | 63912.8923
[7 empty] | 68508.9334 | 68624.9547 | 68061.2978 | 68400.8139 | 68585.6235 | 68449.7154
[7 empty] | 70084.3703 | 70253.3662 | 69848.7892 | 69712.5748 | 70235.8118 | 70302.124
[7 empty] | 71990.5737 | 72579.9804 | 71597.0397 | 71697.2264 | 72052.1669 | 71949.7189
[7 empty] | 73243.8049 | 73422.3787 | 72758.0364 | 72764.3485 | 73343.3091 | 73519.6825
[7 empty] | 72943.3309 | 73585.0702 | 72479.2562 | 72491.7815 | 74209.0697 | 73782.0246
[7 empty] | 72115.0269 | 72726.9152 | 72017.0095 | 71549.5701 | 71847.9202 | 72826.8302
[7 empty] | 71161.2594 | 71034.948 | 71567.7552 | 71878.5716 | 70833.0365 | 71046.8767
[7 empty] | 69892.2832 | 69861.0687 | 69985.2729 | 69417.3113 | 70111.3696 | 70213.4785
[7 empty] | 69022.3394 | 68924.08 | 69406.2013 | 68617.8451 | 69090.0035 | 68695.7072
[7 empty] | 69632.326 | 68989.1822 | 68678.5974 | 68806.5298 | 68972.5061 | 69191.0711
[7 empty] | 68591.3426 | 69143.0693 | 68417.3972 | 68511.9702 | 68885.6083 | 69061.7397
[7 empty] | 68250.0489 | 68304.1596 | 67412.0542 | 67466.0939 | 68162.6092 | 69274.4089
[7 empty] | 65368.0158 | 65886.5311 | 63875.8572 | 65726.8526 | 65391.4302 | 65613.9004
[7 empty] | 62994.9335 | 63548.3886 | 62254.336 | 62708.7364 | 62647.5392 | 62724.6639
[7 empty] | 58871.4732 | 59198.5579 | 58926.4788 | 59040.6712 | 58954.3963 | 59136.8067
[7 empty] | 55397.1213 | 55613.1423 | 55298.7234 | 55129.1078 | 55297.255 | 55360.1547
[7 empty] | 51353.8455 | 51386.7772 | 50749.1404 | 50883.5661 | 50782.4764 | 51167.1835
[7 empty] | 49235.5787 | 49408.9512 | 48440.6249 | 48898.6195 | 48905.4479 | 49140.3256
[7 empty] | 47343.9072 | 47445.4248 | 46908.7277 | 47124.2715 | 47150.0865 | 47340.762
[7 empty] | 47456.3673 | 47667.822 | 47155.0239 | 47491.4556 | 47472.7455 | 47555.6731
[7 empty] | 48096.3562 | 48397.9869 | 48199.2595 | 48145.0521 | 48247.6552 | 48148.8029
[7 empty] | 51098.7968 | 51391.0134 | 51395.2019 | 50907.0395 | 51248.5687 | 51128.3035
[7 empty] | 59118.2821 | 58926.5333 | 59241.1932 | 58687.5426 | 58704.1604 | 58711.3216
[7 empty] | 64007.6605 | 64409.6791 | 64064.5431 | 64108.9852 | 63890.9217 | 64038.8714
[7 empty] | 68390.2893 | 68708.3512 | 68291.9783 | 68377.8619 | 68422.056 | 68345.7688
[7 empty] | 69624.338 | 70050.1506 | 69436.7963 | 70029.5702 | 70182.4307 | 70241.6502
[7 empty] | 71957.0261 | 71638.3381 | 71363.0332 | 72708.929 | 71655.599 | 72273.8862
[7 empty] | 72812.9952 | 73253.4521 | 72844.291 | 73595.1207 | 72972.9095 | 72614.3557
[7 empty] | 72342.2149 | 73120.6429 | 72880.3333 | 72798.2347 | 73325.9424 | 72172.6049
[7 empty] | 72302.2237 | 71876.5266 | 71633.9791 | 71391.2503 | 71902.0655 | 70859.1914
[7 empty] | 70834.6678 | 71369.5816 | 70642.0362 | 70981.1037 | 70400.8638 | 71171.9751
[7 empty] | 69921.2766 | 69967.5088 | 70935.6026 | 69776.2561 | 69906.9164 | 69356.3949
[7 empty] | 68343.3126 | 69105.477 | 69303.3372 | 69823.7484 | 68924.6789 | 67758.4407
[7 empty] | 69615.443 | 69335.1969 | 69224.6737 | 69681.6901 | 68502.1522 | 69357.0788
[7 empty] | 68175.2445 | 68748.0984 | 68670.519 | 68738.4158 | 68856.6125 | 68366.4819
[7 empty] | 68178.4872 | 69434.7739 | 67929.7063 | 67491.1213 | 68071.5903 | 68226.8851
[7 empty] | 64660.1793 | 65980.8767 | 65143.175 | 66051.9371 | 65609.8835 | 65052.129
[7 empty] | 62509.1835 | 63660.5848 | 62577.1922 | 63020.5518 | 63212.5493 | 63313.3299
[7 empty] | 58770.8713 | 59791.4126 | 58789.5735 | 59534.954 | 59077.3954 | 59435.1946
[7 empty] | 54785.0926 | 55278.8436 | 55328.2524 | 55313.6911 | 55458.2076 | 55118.5686
[7 empty] | 51321.337 | 51951.4669 | 50991.1204 | 52846.5949 | 51236.009 | 51111.4401
[7 empty] | 49354.2553 | 49395.2065 | 48601.9435 | 49940.7021 | 49211.8771 | 49127.7674
[7 empty] | 47531.7378 | 47328.2257 | 47269.9432 | 47431.7963 | 47330.5352 | 47204.4302
[7 empty] | 47747.6592 | 47608.1172 | 47558.0383 | 47861.9577 | 47625.0336 | 47500.5384
[7 empty] | 48267.7656 | 48220.8535 | 48319.6843 | 48383.6939 | 48245.3382 | 48296.7084
[7 empty] | 51026.491 | 51085.1988 | 51126.9822 | 51200.6486 | 51410.8554 | 51336.999
[7 empty] | 58560.6379 | 58781.1032 | 58608.6256 | 58717.7911 | 58751.971 | 58671.1229
[7 empty] | 63935.9809 | 64123.345 | 64123.1376 | 64092.0697 | 64070.6113 | 63979.4706
[7 empty] | 68392.1732 | 68447.5132 | 68433.3447 | 68554.4089 | 68580.2456 | 68238.8145
[7 empty] | 70061.8125 | 70508.2294 | 69725.5331 | 70100.7153 | 69656.3371 | 69549.4726
[7 empty] | 71804.4914 | 72007.554 | 71644.8361 | 71228.112 | 72066.8974 | 71375.5589
[7 empty] | 72863.9872 | 72931.6237 | 73791.8864 | 72897.0637 | 73486.7643 | 72561.7146
[7 empty] | 72075.8911 | 72238.165 | 73591.8762 | 72598.9773 | 72744.9908 | 72271.8786
[7 empty] | 71513.3274 | 73056.685 | 71596.6175 | 71373.6375 | 71625.1389 | 71990.4963
[7 empty] | 70179.0025 | 71251.5136 | 70360.7008 | 71360.3901 | 70733.0382 | 71290.6799
[7 empty] | 69765.611 | 70221.9525 | 70196.4045 | 69939.8827 | 70425.0189 | 69389.476
[7 empty] | 68049.9097 | 69186.8772 | 68034.7727 | 68912.9892 | 68103.1324 | 68873.431
[7 empty] | 68311.4939 | 68860.7331 | 69015.7136 | 68698.942 | 69298.9684 | 69211.5437
[7 empty] | 68599.978 | 68716.4687 | 69114.0601 | 68708.9737 | 68939.9795 | 69072.07
[7 empty] | 67864.9889 | 68043.058 | 68080.7777 | 68008.5717 | 67994.1301 | 67718.9267
[7 empty] | 65609.7115 | 65914.3825 | 65891.8238 | 65452.9081 | 65239.8454 | 64960.6998
[7 empty] | 62972.191 | 63117.0667 | 62887.7717 | 63144.2601 | 62747.1916 | 62852.3649
[7 empty] | 59418.6523 | 58867.4041 | 58640.1225 | 59201.5862 | 58641.557 | 59472.7126
[7 empty] | 55204.3131 | 54867.7872 | 55668.5231 | 55451.5555 | 54782.5571 | 55094.4434
[7 empty] | 51858.6937 | 50899.7404 | 50968.2851 | 52051.4428 | 51817.2198 | 51191.3492
[7 empty] | 49612.0028 | 48999.5596 | 48833.4399 | 49363.6555 | 49635.4922 | 49127.7381
[7 empty] | 47511.699 | 47232.4793 | 47340.6489 | 47322.194 | 47706.4377 | 47327.0377
[7 empty] | 47632.8735 | 47533.6592 | 47528.2144 | 47520.9143 | 48200.6655 | 47539.6793
[7 empty] | 48165.3687 | 48252.1143 | 48121.0297 | 48168.1976 | 48955.8371 | 48279.7422
[7 empty] | 51109.9508 | 51194.1691 | 51100.7719 | 51073.9326 | 51765.5916 | 51039.133
[7 empty] | 58371.7762 | 58348.7153 | 58297.2825 | 58240.1757 | 58793.9145 | 58172.8582
[7 empty] | 63715.8098 | 63962.6685 | 63900.3912 | 63652.5452 | 64988.7959 | 63871.13
[7 empty] | 68090.6484 | 68317.414 | 68423.4896 | 68394.7419 | 69113.8989 | 68235.571
[7 empty] | 70235.8933 | 69878.9691 | 70072.2432 | 70407.726 | 70613.0982 | 69675.1227
[7 empty] | 71201.5394 | 71152.2106 | 71097.3535 | 71600.5615 | 71747.9632 | 70930.2004
[7 empty] | 72693.5786 | 73450.5095 | 73972.4658 | 73654.8338 | 73454.2811 | 72711.8389
[7 empty] | 72767.8329 | 73040.0707 | 73156.7927 | 72613.0063 | 73996.3519 | 72375.0331
[7 empty] | 72183.3484 | 72122.2738 | 71835.8625 | 71841.6266 | 72489.6752 | 72068.4741
[7 empty] | 71231.1861 | 70567.6265 | 71927.8114 | 71031.4259 | 71537.8143 | 70618.355
[7 empty] | 70658.1336 | 69675.8765 | 70505.786 | 70136.2443 | 70400.1228 | 70230.0626
[7 empty] | 69012.8733 | 69283.591 | 68741.8634 | 69647.8111 | 69310.4923 | 69167.5334
[7 empty] | 70224.189 | 68853.0744 | 69094.0101 | 69618.7671 | 68937.8785 | 69087.654
[7 empty] | 68875.024 | 68787.7307 | 69298.0204 | 69506.5514 | 68706.6385 | 69732.4789
[7 empty] | 68134.8684 | 68486.3895 | 67980.1861 | 67946.216 | 68040.0464 | 69161.2938
[7 empty] | 65962.191 | 66207.5727 | 64946.1606 | 65866.1668 | 65303.8298 | 65550.5553
[7 empty] | 63712.3574 | 63588.0864 | 63045.1602 | 63439.8596 | 63685.0992 | 62897.8979
[7 empty] | 59438.1501 | 59181.1553 | 58854.2767 | 59736.0722 | 59644.12 | 59310.4417
[7 empty] | 55563.8816 | 54865.3586 | 55422.3712 | 55291.0249 | 55967.8513 | 55198.6241
[7 empty] | 51093.4907 | 51326.8927 | 51878.8188 | 52470.8946 | 51498.6764 | 51255.0464
[7 empty] | 49003.4185 | 49275.7054 | 49092.7836 | 49549.0684 | 49108.6609 | 49230.1651
[7 empty] | 47323.0385 | 47561.557 | 47876.7326 | 47320.8296 | 47890.743 | 47474.4685
[7 empty] | 47509.0984 | 47650.296 | 47549.657 | 47626.2964 | 48246.0327 | 47767.103
[7 empty] | 48137.2478 | 48260.9673 | 48325.4642 | 48261.4014 | 48852.6508 | 48379.1423
[7 empty] | 51002.4389 | 51098.578 | 51284.9539 | 51243.9721 | 52187.006 | 51219.4169
[7 empty] | 58085.8887 | 58325.4899 | 58130.454 | 58074.3758 | 58873.7655 | 58630.4868
[7 empty] | 63861.0574 | 63672.2507 | 63634.4453 | 63920.0032 | 64426.2019 | 64022.0631
[7 empty] | 67899.8497 | 67977.9338 | 68927.8309 | 68367.2846 | 68831.4718 | 68223.9254
[7 empty] | 69983.5314 | 69994.3375 | 71998.0209 | 69848.6673 | 70490.6621 | 69952.6484
[7 empty] | 71558.8071 | 70536.3113 | 72783.9778 | 72107.6983 | 71946.5656 | 72161.2337
[7 empty] | 73551.1159 | 72806.8806 | 72750.4381 | 74163.5591 | 73126.1542 | 72328.0155
[7 empty] | 73014.4552 | 73228.5387 | 73215.3877 | 72664.3023 | 73687.4701 | 72315.6866
[7 empty] | 72112.5106 | 72096.5197 | 71918.1784 | 73191.0013 | 72247.1132 | 73084.1521
[7 empty] | 71710.9191 | 70033.6045 | 70633.4289 | 71277.1573 | 70817.1839 | 70322.5924
[7 empty] | 69669.6114 | 69129.7071 | 69516.7984 | 70181.0477 | 71055.5517 | 69760.5942
[7 empty] | 68611.5473 | 67615.6611 | 68297.1527 | 68812.3247 | 69522.8329 | 69257.5934
[7 empty] | 68846.0331 | 68627.6975 | 68548.2193 | 68665.4029 | 70074.5545 | 69792.4428
[7 empty] | 67898.2361 | 67525.1814 | 67544.6001 | 67612.5163 | 67669.2811 | 67580.7002
[7 empty] | 66383.6984 | 66199.7384 | 66207.2483 | 66876.7771 | 66177.4582 | 67331.4936
[7 empty] | 63280.323 | 62609.7279 | 63771.4875 | 62281.2524 | 62641.3916 | 63556.326
[7 empty] | 61488.73 | 61135.1367 | 61845.1884 | 61006.8947 | 61461.1977 | 61367.449
[7 empty] | 57705.0184 | 57521.4975 | 57908.5516 | 57323.3807 | 58028.1564 | 57894.9697
[7 empty] | 54170.123 | 54254.9096 | 54594.2923 | 54342.4996 | 54583.3337 | 54377.3225
[7 empty] | 50306.139 | 50275.0772 | 50938.4109 | 52244.8147 | 50212.5618 | 50241.7821
[7 empty] | 47548.8579 | 47496.8542 | 47919.9168 | 48671.8243 | 47904.7275 | 47469.6334
[7 empty] | 46033.1232 | 46043.4795 | 45703.3644 | 47011.925 | 46549.1698 | 46158.3842
[7 empty] | 45595.8152 | 45548.1371 | 45543.965 | 45770.9412 | 46042.6122 | 45716.6515
[7 empty] | 44379.7837 | 44238.6577 | 44842.2435 | 44496.2472 | 44908.1125 | 44346.3547
[7 empty] | 44961.2475 | 44760.0679 | 45209.1355 | 45025.6839 | 45547.6932 | 45315.0351
[7 empty] | 46333.6693 | 46026.834 | 46788.8902 | 46319.4763 | 47166.0357 | 46286.3088
[7 empty] | 50343.1045 | 50289.3669 | 50224.5271 | 50358.373 | 51434.5228 | 50715.284
[7 empty] | 53180.4124 | 53671.8633 | 53449.4956 | 53577.1678 | 54652.8246 | 53729.842
[7 empty] | 57910.2111 | 57997.4628 | 57975.3479 | 57428.0863 | 58902.0859 | 57921.9813
[7 empty] | 59713.5177 | 60713.3113 | 60831.352 | 59542.9884 | 60900.6059 | 61009.3264
[7 empty] | 61354.9796 | 60564.9732 | 62097.909 | 61683.25 | 60830.3352 | 62533.7271
[7 empty] | 61214.1767 | 60927.0689 | 61863.7723 | 60940.9226 | 62100.4455 | 62043.3292
[7 empty] | 60564.9578 | 60004.76 | 60849.9164 | 60058.3955 | 60624.0186 | 60887.8003
[7 empty] | 58967.6469 | 59703.1043 | 59337.6665 | 58441.8816 | 58543.4946 | 59347.749
[7 empty] | 58167.3116 | 57145.7008 | 58163.701 | 58115.2058 | 57412.9886 | 58214.9945
[7 empty] | 57141.3509 | 56898.6491 | 56890.5689 | 57241.3989 | 56697.6918 | 58543.2782
[7 empty] | 58303.1226 | 58115.9796 | 58731.9885 | 58330.2426 | 58180.4796 | 57771.2409
[7 empty] | 57361.0038 | 57237.7392 | 58441.1049 | 57885.2258 | 58497.8698 | 58199.3088
[7 empty] | 56317.1664 | 56267.2009 | 56381.3859 | 56432.1479 | 57015.9234 | 57372.9114
[7 empty] | 54571.5417 | 54418.8355 | 54671.5085 | 54792.9251 | 54875.6355 | 54491.2465
[7 empty] | 53045.2527 | 53469.4103 | 53825.4497 | 53471.9125 | 54137.3967 | 53888.7932
[7 empty] | 51229.3748 | 51327.0402 | 51239.7971 | 51113.0122 | 51294.6821 | 51218.474
[7 empty] | 48256.9653 | 49952.7608 | 48657.4269 | 48967.0956 | 49270.2919 | 48852.1546
[7 empty] | 45891.6843 | 46507.4283 | 46131.9566 | 46032.1136 | 46250.2742 | 46351.3228
[7 empty] | 43083.3283 | 43247.0751 | 43907.5528 | 42739.3101 | 43304.8571 | 43352.9173
[7 empty] | 40827.0881 | 41388.2392 | 41034.7131 | 40681.6281 | 40792.5996 | 41114.0322
[7 empty] | 39862.0507 | 39955.0807 | 40856.7052 | 39251.8716 | 39439.4309 | 39962.8794
[7 empty] | 39623.8787 | 39452.2601 | 40833.3864 | 39330.3538 | 40008.3585 | 39309.0855
[7 empty] | 40245.4601 | 40066.547 | 40630.0748 | 39790.305 | 40843.0349 | 39929.9343
[7 empty] | 41224.9729 | 41138.9709 | 41729.0358 | 41254.0459 | 41325.4626 | 41105.7856
[7 empty] | 43752.6492 | 44332.8012 | 45800.1821 | 44128.9532 | 43737.5956 | 43728.9574
[7 empty] | 47500.5137 | 47484.1928 | 49358.0651 | 47940.6751 | 47717.7185 | 47273.5432
[7 empty] | 52339.1093 | 51923.1289 | 52841.9605 | 52394.2883 | 52187.6357 | 52372.02
[7 empty] | 54967.3962 | 53569.5071 | 54949.4616 | 53723.0323 | 53962.5287 | 53486.8651
[7 empty] | 56273.9863 | 56572.4921 | 57757.1557 | 56473.8913 | 57153.1571 | 56549.8338
[7 empty] | 58499.0957 | 58491.4124 | 57908.3114 | 57650.2626 | 58103.1973 | 57883.4939
[7 empty] | 56890.8314 | 56493.0208 | 57112.2434 | 56242.6461 | 56665.0005 | 56471.0585
[7 empty] | 54724.4005 | 54459.9453 | 56090.9671 | 55150.4189 | 55072.5717 | 54856.5704
[7 empty] | 52571.8894 | 53472.3555 | 53543.695 | 53533.9292 | 53316.9591 | 55072.8852
[7 empty] | 53752.4086 | 54375.3381 | 55127.9468 | 54134.7364 | 53566.583 | 55777.393
[7 empty] | 56144.6685 | 54736.6772 | 55900.338 | 55701.5357 | 54567.9564 | 56727.6095
[7 empty] | 57245.7959 | 56342.0246 | 56441.7421 | 57253.5657 | 57830.3521 | 57805.7482
[7 empty] | 56935.456 | 56187.5598 | 56492.8252 | 57438.0698 | 56985.4247 | 56729.5407
[7 empty] | 54694.6743 | 55337.8413 | 54316.9528 | 55128.7436 | 54779.1785 | 55551.5578
[7 empty] | 53569.2355 | 54022.5044 | 54142.3343 | 53284.784 | 53326.9961 | 54432.1519
[7 empty] | 51875.8099 | 52141.1285 | 53131.7106 | 52175.2298 | 51913.4951 | 53027.351
[7 empty] | 49197.7963 | 49626.9559 | 49896.3633 | 50207.5877 | 49385.4152 | 50707.2558
[7 empty] | 46659.8609 | 46951.9589 | 47300.0324 | 47037.2003 | 46840.7282 | 47205.4088
[7 empty] | 44842.2807 | 45029.2574 | 45440.1568 | 45259.8757 | 44868.269 | 46302.9022
[7 empty] | 45347.936 | 45279.812 | 45324.8269 | 45393.6793 | 45468.7346 | 45665.5973
[7 empty] | 44864.7375 | 44905.0705 | 44900.892 | 44810.1827 | 44879.1089 | 45042.4596
[7 empty] | 45714.5699 | 45557.0226 | 45401.6265 | 45593.0426 | 45523.6647 | 45663.6604
[7 empty] | 49757.968 | 49718.4279 | 49816.0766 | 49620.0081 | 49639.2129 | 49579.5319
[7 empty] | 58203.4218 | 58147.0033 | 58084.6137 | 58105.0802 | 57922.2952 | 58092.9231
[7 empty] | 63879.484 | 64093.3352 | 64247.0608 | 63730.5428 | 63524.7664 | 64266.312
[7 empty] | 68497.5344 | 68765.0639 | 68787.3947 | 68304.7136 | 68338.4891 | 68469.6823
[7 empty] | 70392.9638 | 69849.2839 | 69696.3074 | 69658.4395 | 70318.7918 | 69973.2603
[7 empty] | 72122.8749 | 71960.3249 | 72840.7892 | 71068.6856 | 71571.7018 | 71759.3793
[7 empty] | 72954.4631 | 72144.6658 | 72834.5121 | 73002.5644 | 72982.5679 | 73554.6269
[7 empty] | 72790.3205 | 72767.4881 | 73080.2326 | 73163.9669 | 72769.1663 | 72808.4583
[7 empty] | 71865.7576 | 72505.1134 | 72197.238 | 72181.2501 | 71503.7013 | 72243.0653
[7 empty] | 71305.3213 | 72303.9243 | 72239.4806 | 71535.7387 | 71998.2457 | 71370.8329
[7 empty] | 70677.5646 | 71095.6037 | 70540.3706 | 69722.5583 | 69966.9425 | 70846.5616
[7 empty] | 67896.3538 | 69626.6474 | 69639.7617 | 69565.3073 | 69773.1679 | 68526.7892
[7 empty] | 68948.5881 | 69239.9738 | 69468.6066 | 70220.7409 | 69666.2508 | 68959.4746
[7 empty] | 68750.3498 | 68936.8175 | 69138.5993 | 69495.1851 | 69292.9946 | 68963.4863
[7 empty] | 67791.7884 | 68303.7043 | 68637.1384 | 67633.7019 | 68350.9548 | 68205.3973
[7 empty] | 65605.9747 | 65522.5072 | 64995.6145 | 65338.9864 | 65534.1357 | 65134.6999
[7 empty] | 63053.9416 | 63580.7705 | 63345.188 | 63081.2003 | 63239.0218 | 62640.3454
[7 empty] | 59227.4344 | 59976.8499 | 59644.9368 | 59407.7491 | 58722.6308 | 58831.2412
[7 empty] | 55516.6333 | 55332.5292 | 55721.9255 | 55542.2156 | 55106.0473 | 54696.4735
[7 empty] | 51202.1792 | 51613.7543 | 51452.4469 | 52475.0217 | 50680.3652 | 50863.4825
[7 empty] | 49143.301 | 49446.4075 | 48482.2473 | 49887.1717 | 48614.571 | 48989.8527
[7 empty] | 47266.2502 | 47525.8802 | 47096.0255 | 48151.6664 | 47226.2065 | 47262.9476
[7 empty] | 47511.214 | 47731.7405 | 47276.9893 | 47853.745 | 47607.0332 | 47497.2722
[7 empty] | 48232.1804 | 48294.3144 | 48159.538 | 48538.9992 | 48466.9224 | 48137.058
[7 empty] | 51001.0665 | 51201.5529 | 51223.2711 | 51519.3937 | 51361.464 | 51077.8005
[7 empty] | 58265.9878 | 58320.9164 | 58001.6445 | 58546.829 | 58277.6011 | 58055.3163
[7 empty] | 63739.3535 | 64004.2252 | 63979.0924 | 63817.3497 | 64152.7946 | 63667.1368
[7 empty] | 68432.7499 | 68238.4685 | 68234.826 | 68253.6537 | 68148.1991 | 68402.1462
[7 empty] | 69972.595 | 70287.2139 | 70669.4544 | 69978.3525 | 70338.6567 | 69604.2743
[7 empty] | 71356.0901 | 72070.0896 | 72084.111 | 71745.5137 | 71825.7148 | 71499.7736
[7 empty] | 73201.5938 | 73157.5466 | 73168.5266 | 73364.8914 | 73202.6146 | 73075.3281
[7 empty] | 72394.4734 | 73604.3138 | 72787.0712 | 72405.54 | 72771.8164 | 72326.5922
[7 empty] | 71961.7182 | 71578.9968 | 72244.0291 | 71438.0021 | 72199.0236 | 72098.4889
[7 empty] | 70990.3867 | 71002.3541 | 72272.8 | 71144.9468 | 71055.1016 | 71435.7609
[7 empty] | 70863.9262 | 70144.6521 | 70205.2941 | 70435.7641 | 69702.9023 | 69977.4975
[7 empty] | 68692.9158 | 68010.281 | 70002.9022 | 69317.9702 | 69214.8069 | 69167.7975
[7 empty] | 69913.9677 | 68932.1275 | 70309.0825 | 69065.441 | 68994.6758 | 70295.5397
[7 empty] | 68890.6733 | 68060.3522 | 69234.4194 | 69017.9439 | 68372.1606 | 68438.5222
[7 empty] | 68106.8259 | 67879.1698 | 68757.2465 | 67943.4499 | 68003.4876 | 67838.6262
[7 empty] | 65039.6884 | 65223.8064 | 65375.6731 | 65377.6241 | 64593.899 | 64683.6606
[7 empty] | 63494.5629 | 63190.7563 | 62856.6641 | 62983.1528 | 62908.3355 | 62524.8066
[7 empty] | 60000.9393 | 59720.9484 | 58168.3831 | 59837.4711 | 58923.2639 | 59059.7072
[7 empty] | 55846.4581 | 55291.2091 | 55344.5997 | 55656.7649 | 54804.7606 | 54796.3939
[7 empty] | 51716.0338 | 51197.768 | 50483.0598 | 50942.3541 | 50392.8577 | 50708.4474
[7 empty] | 49586.0426 | 49128.2544 | 48626.8495 | 49089.3432 | 48223.4933 | 48861.9022
[7 empty] | 47579.2081 | 47133.9279 | 47186.5184 | 47228.8831 | 46937.3684 | 47054.1133
[7 empty] | 47781.4896 | 47456.1739 | 47590.3393 | 47604.8593 | 47374.1074 | 47357.3584
[7 empty] | 48350.1073 | 48116.476 | 48088.9471 | 48607.1615 | 48063.7203 | 48061.2733
[7 empty] | 51167.4796 | 51099.4675 | 51026.8631 | 51343.3127 | 51001.0242 | 51004.8878
[7 empty] | 58134.6397 | 58206.1148 | 58163.8097 | 58377.6424 | 57957.8049 | 58122.1098
[7 empty] | 63728.1208 | 63696.6298 | 63794.1697 | 63810.4585 | 63810.8558 | 63725.9115
[7 empty] | 68384.6051 | 67990.1817 | 67982.3282 | 68728.2613 | 68285.9237 | 67982.3349
[7 empty] | 69575.0527 | 69721.5011 | 69990.9359 | 69764.8295 | 69476.2753 | 69815.4032
[7 empty] | 71807.3943 | 71151.6728 | 71232.4561 | 71277.3294 | 71086.7539 | 71787.0255
[7 empty] | 73297.5461 | 72530.4146 | 72839.7629 | 73207.2805 | 73153.2235 | 73385.0908
[7 empty] | 72419.2929 | 73080.7219 | 73123.2044 | 72891.8307 | 72751.3215 | 72515.9863
[7 empty] | 71504.9416 | 72290.9793 | 71478.9758 | 71640.7839 | 71689.8716 | 71798.6071
[7 empty] | 70723.0005 | 70482.7351 | 70374.7571 | 71126.6956 | 70985.116 | 70628.9467
[7 empty] | 70137.7952 | 70194.1748 | 70017.3006 | 69866.623 | 70469.6891 | 71202.5238
[7 empty] | 69007.4535 | 68769.4887 | 68189.5295 | 68900.4996 | 68509.5175 | 68639.3013
[7 empty] | 68638.822 | 69619.6975 | 69786.2242 | 69497.0293 | 69327.6624 | 68480.6793
[7 empty] | 69398.4901 | 69549.3032 | 68921.5993 | 68592.798 | 69186.5901 | 68684.2393
[7 empty] | 67574.9477 | 68483.3131 | 68259.8988 | 68911.6672 | 67830.007 | 68350.7028
[7 empty] | 65413.3971 | 65408.2456 | 64761.8361 | 65804.9834 | 65631.1805 | 65137.1225
[7 empty] | 62714.0098 | 63127.6252 | 62742.9454 | 62759.2148 | 62783.3304 | 62762.4595
[7 empty] | 59644.8176 | 59142.1296 | 59265.4349 | 58709.0099 | 58889.4127 | 58899.2086
[7 empty] | 55245.0122 | 55361.266 | 55587.6096 | 54875.5154 | 54861.1858 | 55125.6096
[7 empty] | 51217.4927 | 51267.2122 | 50937.1001 | 51098.4429 | 50288.8946 | 50957.3597
[7 empty] | 48977.2782 | 49122.2068 | 48579.1526 | 49198.0813 | 48489.6111 | 49099.2048
[7 empty] | 47185.0933 | 47362.194 | 47255.3329 | 47266.961 | 47160.6822 | 47305.0924
[7 empty] | 47423.162 | 47652.1225 | 47535.4225 | 47594.1158 | 47536.8089 | 47533.9537
[7 empty] | 48084.8034 | 48274.4833 | 48253.1587 | 48313.8042 | 48150.9606 | 48162.2266
[7 empty] | 51058.7737 | 51178.4878 | 51112.1189 | 51221.2632 | 51240.9858 | 50965.5712
[7 empty] | 58232.3583 | 58283.9902 | 58375.7292 | 58420.5078 | 58226.4077 | 58142.9893
[7 empty] | 63899.4753 | 63702.4933 | 63842.3473 | 64244.6743 | 64052.8132 | 64250.813
[7 empty] | 68289.5448 | 68338.2644 | 68004.333 | 68190.7938 | 68591.0275 | 68379.0357
[7 empty] | 69694.2941 | 69930.9303 | 70244.3408 | 70105.6839 | 70162.9567 | 69929.7177
[7 empty] | 71817.3124 | 72212.6313 | 70919.7374 | 71219.8607 | 71514.2508 | 71846.7819
[7 empty] | 72935.5035 | 73494.4774 | 73196.2082 | 72447.241 | 73159.9398 | 72627.5331
[7 empty] | 71909.3583 | 73614.5303 | 72532.9753 | 72883.0391 | 72684.3134 | 72234.2388
[7 empty] | 71381.1899 | 71960.1107 | 71664.3481 | 71174.9463 | 71083.134 | 71125.8768
[7 empty] | 71157.4069 | 70717.5074 | 70775.9451 | 70644.6241 | 70471.2361 | 71389.4377
[7 empty] | 70833.4071 | 70280.7803 | 70743.9108 | 69445.2252 | 69963.9829 | 69737.2933
[7 empty] | 69003.1324 | 69315.6045 | 68224.0983 | 68174.5941 | 69219.6976 | 68624.622
[7 empty] | 69251.5389 | 69304.049 | 69841.5322 | 68246.324 | 69300.4819 | 69163.4074
[7 empty] | 69402.8503 | 69895.1135 | 68622.0215 | 68254.525 | 68576.484 | 68884.7566
[7 empty] | 67861.2351 | 68946.6516 | 67312.198 | 68187.8922 | 68507.1831 | 68260.7811
[7 empty] | 65650.0694 | 66239.1173 | 64616.3918 | 64667.5957 | 65649.0144 | 64805.2838
[7 empty] | 63012.5984 | 63651.5721 | 62294.4519 | 62603.663 | 63001.3682 | 63002.7619
[7 empty] | 59480.3554 | 59315.9365 | 58137.2674 | 58888.831 | 59609.3579 | 59417.4855
[7 empty] | 55084.5918 | 55141.9889 | 54786.3452 | 54566.4166 | 55110.1753 | 55173.0236
[7 empty] | 51620.5078 | 50908.6252 | 50533.3323 | 50790.2823 | 50984.849 | 50899.6383
[7 empty] | 49399.4569 | 49045.9401 | 48505.4285 | 48934.7492 | 48985.5262 | 48994.3448
[7 empty] | 47440.9824 | 47417.4624 | 47185.9892 | 47302.6518 | 47158.8544 | 47208.3562
[7 empty] | 47555.2854 | 47695.6728 | 47470.7557 | 47618.6532 | 47510.366 | 47512.2434
[7 empty] | 48087.801 | 48330.1314 | 48217.8437 | 48433.2986 | 48335.2719 | 48233.1268
[7 empty] | 51330.8787 | 51185.8503 | 51262.6255 | 51251.0635 | 51013.3774 | 51121.3892
[7 empty] | 58150.6196 | 58327.3346 | 58386.8473 | 58274.2256 | 58280.2821 | 58109.288
[7 empty] | 63694.5612 | 64109.632 | 64026.0029 | 63971.1241 | 63690.5859 | 64140.1518
[7 empty] | 68258.7931 | 68092.545 | 68316.7811 | 67802.4117 | 68264.5936 | 68754.1587
[7 empty] | 69826.0373 | 70276.1175 | 70036.4599 | 69298.0384 | 70006.2537 | 70737.7233
[7 empty] | 71392.2836 | 73097.3559 | 71459.289 | 70845.849 | 71465.556 | 73015.9271
[7 empty] | 73150.5801 | 73192.907 | 72743.1067 | 72223.0066 | 72694.1386 | 72990.6335
[7 empty] | 73674.1337 | 72940.1489 | 72279.0331 | 73147.9737 | 73064.0909 | 74103.306
[7 empty] | 72204.5305 | 72622.8861 | 71603.8937 | 72911.3173 | 71701.9306 | 72201.6455
[7 empty] | 71095.6169 | 72468.0026 | 71187.159 | 70974.1306 | 70421.6748 | 70939.4798
[7 empty] | 70291.018 | 70266.4875 | 69416.2289 | 69567.6948 | 69592.7189 | 68810.0691
[7 empty] | 69003.3596 | 69098.5628 | 68325.0116 | 67904.1139 | 68381.2514 | 68947.0757
[7 empty] | 68907.4118 | 71412.4153 | 69167.8487 | 68977.7403 | 68652.5286 | 68080.2921
[7 empty] | 67132.0088 | 69462.9853 | 67590.2953 | 67433.0912 | 67000.4485 | 66904.0986
[7 empty] | 66766.6988 | 67627.8897 | 66179.1225 | 66641.9584 | 66969.7493 | 65029.607
[7 empty] | 62630.0716 | 62705.6745 | 62198.2379 | 63080.1445 | 63358.0156 | 62156.8483
[7 empty] | 60843.6972 | 61305.818 | 61024.3009 | 61194.9799 | 61362.5639 | 61264.973
[7 empty] | 57826.8514 | 57948.1387 | 57992.9817 | 57501.256 | 57706.2722 | 57044.8314
[7 empty] | 54333.6247 | 54513.6894 | 54400.9967 | 54555.4911 | 55039.9374 | 54034.5661
[7 empty] | 50246.8546 | 50581.6647 | 51252.5219 | 50265.9083 | 50300.1035 | 49787.4981
[7 empty] | 47501.9317 | 47956.9771 | 48302.0279 | 47394.1891 | 47536.9726 | 47329.1683
[7 empty] | 46127.9607 | 46274.6387 | 46618.016 | 46005.9963 | 46026.5872 | 45864.2233
[7 empty] | 45746.741 | 45729.9332 | 45413.8366 | 45568.5889 | 45619.1091 | 45511.545
[7 empty] | 44639.0167 | 44802.8791 | 45448.519 | 44378.4729 | 44333.9581 | 44232.597
[7 empty] | 45302.7598 | 45428.1725 | 45445.5737 | 44835.2378 | 45090.058 | 45037.7896
[7 empty] | 47208.1165 | 47018.6591 | 46743.8013 | 46087.4881 | 46174.0141 | 46280.9043
[7 empty] | 50438.9655 | 50516.5032 | 50455.1273 | 50518.3297 | 50388.7969 | 50214.843
[7 empty] | 53741.8529 | 53625.3108 | 53541.8465 | 53911.427 | 53634.6394 | 53954.7107
[7 empty] | 58006.1809 | 58050.5647 | 58257.0265 | 57940.4991 | 57940.3712 | 57961.6962
[7 empty] | 60185.7589 | 60623.105 | 59631.9364 | 60157.3687 | 60421.7795 | 59740.5723
[7 empty] | 62189.9917 | 61995.9664 | 61358.8438 | 61680.3865 | 61210.2115 | 61881.5354
[7 empty] | 60780.5488 | 61658.2377 | 60799.6474 | 61158.6108 | 61284.6589 | 61943.0435
[7 empty] | 59724.0921 | 59789.5056 | 61411.9431 | 59483.5137 | 59285.1988 | 59798.8575
[7 empty] | 58035.1409 | 58401.8673 | 58647.4906 | 58464.4538 | 58211.85 | 59194.7658
[7 empty] | 57166.3996 | 57667.3826 | 57070.1214 | 58194.5362 | 57263.8387 | 57589.1124
[7 empty] | 56430.0084 | 57207.5399 | 57785.8934 | 57159.8939 | 56946.994 | 57580.854
[7 empty] | 57558.8021 | 59319.4044 | 58077.7255 | 57359.5973 | 58064.0678 | 58266.3299
[7 empty] | 57112.1119 | 58155.3802 | 56804.8704 | 58083.4594 | 58139.1893 | 57358.9527
[7 empty] | 56689.8463 | 56146.3379 | 56163.8277 | 56674.4639 | 56331.7225 | 56231.8231
[7 empty] | 54311.6525 | 54250.1836 | 55017.3071 | 54358.1448 | 53931.8763 | 54183.2541
[7 empty] | 53243.3119 | 53709.0176 | 54728.6289 | 53477.5417 | 53352.2355 | 53323.396
[7 empty] | 51606.2362 | 52123.6787 | 52459.0891 | 52933.3901 | 51446.9231 | 51453.5856
[7 empty] | 48880.4802 | 48491.0789 | 50043.2144 | 49361.4823 | 48574.2311 | 48804.0463
[7 empty] | 45995.9794 | 47075.7352 | 46872.8568 | 46780.0392 | 46134.3817 | 45464.6664
[7 empty] | 43429.6088 | 43897.7434 | 44697.8689 | 44033.2797 | 43222.6403 | 42393.9011
[7 empty] | 41398.8463 | 40952.4215 | 42203.705 | 41333.5214 | 40928.2963 | 40507.6458
[7 empty] | 40064.2054 | 39730.5622 | 42173.57 | 39946.7752 | 39777.2323 | 39180.5745
[7 empty] | 39405.2405 | 39556.1536 | 40887.836 | 39349.4858 | 39463.9341 | 39183.7154
[7 empty] | 39874.9123 | 40121.896 | 40595.0926 | 40176.6485 | 39961.3177 | 39582.1041
[7 empty] | 41113.6192 | 40853.8872 | 41468.3975 | 40996.2519 | 41115.0893 | 40851.3104
[7 empty] | 44061.2007 | 43931.8994 | 43444.4946 | 44069.8505 | 44165.8884 | 43915.7882
[7 empty] | 47519.5273 | 47413.6723 | 47570.9105 | 48774.7307 | 47303.1891 | 47403.0986
[7 empty] | 51899.6388 | 52387.8835 | 51210.9453 | 51695.1971 | 51651.5704 | 52683.433
[7 empty] | 54257.2431 | 53719.8035 | 54357.2569 | 53795.2882 | 54080.7943 | 54320.8574
[7 empty] | 57360.4256 | 55976.1818 | 56625.4705 | 55875.2381 | 55959.2939 | 56508.8915
[7 empty] | 58182.7309 | 57524.2384 | 57767.8028 | 58203.585 | 57102.8812 | 57876.0658
[7 empty] | 56292.4226 | 56020.2909 | 56622.1709 | 55581.1828 | 56736.5198 | 56487.7464
[7 empty] | 54628.3112 | 55319.4459 | 54336.9217 | 54424.0858 | 55335.694 | 54379.2721
[7 empty] | 53715.0835 | 53908.2536 | 53321.6574 | 53388.8816 | 53506.7192 | 53145.8942
[7 empty] | 54005.4713 | 53594.5579 | 53689.4628 | 53075.3801 | 53674.6838 | 54015.7075
[7 empty] | 54432.5823 | 54893.1064 | 55119.6378 | 54966.6296 | 55123.1818 | 54973.5881
[7 empty] | 55663.1902 | 56777.6685 | 56729.8464 | 56735.8153 | 55928.2153 | 56700.1028
[7 empty] | 55616.1413 | 56060.6983 | 55923.2095 | 56833.7893 | 55192.5283 | 56904.4598
[7 empty] | 54462.3704 | 54699.0913 | 54843.0157 | 55257.2371 | 53870.9811 | 54731.0318
[7 empty] | 53551.1307 | 53226.7039 | 53234.831 | 54164.4237 | 53044.3248 | 53721.3461
[7 empty] | 51886.121 | 52026.5945 | 51635.6184 | 52402.7162 | 52179.8935 | 52094.9088
[7 empty] | 49879.2177 | 49818.4036 | 49275.1225 | 49941.1099 | 48899.946 | 49406.3112
[7 empty] | 46948.3226 | 47049.6881 | 46778.6143 | 47633.6034 | 46247.1772 | 46380.8717
[7 empty] | 45043.412 | 45263.0032 | 44499.6358 | 45531.7622 | 44623.3912 | 45356.8367
[7 empty] | 45434.2306 | 45197.2217 | 45414.9732 | 45466.9508 | 45259.8253 | 45645.9341
[7 empty] | 44911.9417 | 44774.198 | 44783.8755 | 44899.0777 | 44876.3102 | 44922.7038
[7 empty] | 45498.3279 | 45504.9067 | 45529.0154 | 45532.5371 | 45531.1546 | 45632.1856
[7 empty] | 49596.6845 | 49516.3835 | 49537.4446 | 49621.0943 | 49748.8085 | 50064.3208
[7 empty] | 58452.0603 | 58039.5802 | 58407.1365 | 58482.0607 | 58106.2448 | 58311.1786
[7 empty] | 64054.6592 | 63959.6997 | 64102.745 | 64060.6969 | 63745.465 | 63982.0439
[7 empty] | 68509.5373 | 68309.0503 | 68519.2242 | 68190.0386 | 68305.2082 | 68565.5151
[7 empty] | 69951.1573 | 70219.4798 | 69763.4644 | 71237.5205 | 70186.0504 | 70304.4472
[7 empty] | 71319.4769 | 71659.6439 | 71295.2933 | 72667.4039 | 70906.6168 | 71391.8931
[7 empty] | 72994.8724 | 72181.6496 | 73070.7042 | 73340.432 | 73664.3315 | 72809.8356
[7 empty] | 73308.8837 | 72994.0935 | 72550.1146 | 72849.9427 | 72564.0339 | 72236.688
[7 empty] | 71794.5758 | 72083.7684 | 71423.0785 | 71660.4331 | 71373.7789 | 71759.6582
[7 empty] | 71491.8033 | 70603.1799 | 70744.6465 | 71097.0805 | 70735.9554 | 71227.7847
[7 empty] | 70665.289 | 69766.1316 | 69228.6773 | 69150.038 | 69441.2214 | 69746.7322
[7 empty] | 69000.4471 | 68535.4957 | 68524.7138 | 68811.2734 | 69114.5027 | 69208.208
[7 empty] | 68880.3678 | 69597.2626 | 68969.1535 | 69183.3358 | 69092.082 | 68652.1311
[7 empty] | 68522.7237 | 69051.0013 | 68849.3151 | 68758.5298 | 69007.9998 | 68793.4628
[7 empty] | 67685.8599 | 67678.7592 | 67765.2485 | 67947.7652 | 67913.8135 | 68260.3008
[7 empty] | 65362.544 | 65612.9403 | 65737.4806 | 65424.4795 | 65516.6699 | 65436.8905
[7 empty] | 63160.1651 | 63203.826 | 63352.6063 | 62441.1611 | 62693.0222 | 62897.5076
[7 empty] | 59728.3053 | 59291.3699 | 59366.5052 | 58966.9598 | 58772.3242 | 58977.3742
[7 empty] | 55475.6897 | 55313.2819 | 55360.9133 | 55443.8618 | 54697.6081 | 55373.4334
[7 empty] | 51616.2776 | 51169.4764 | 52351.6345 | 50866.2453 | 50927.538 | 52220.2196
[7 empty] | 49299.0482 | 49276.3425 | 49252.4145 | 48924.7383 | 49076.3835 | 49303.9822
[7 empty] | 47408.1578 | 47401.8951 | 47155.2889 | 47182.1344 | 47295.6974 | 47313.2307
[7 empty] | 47726.2418 | 47705.8234 | 47415.9413 | 47553.6736 | 47721.0923 | 47591.9707
[7 empty] | 48482.9478 | 48308.2845 | 48201.9946 | 48256.9425 | 48376.0875 | 48417.2285
[7 empty] | 51168.6093 | 51160.0067 | 51106.015 | 51011.361 | 51166.7313 | 51128.1605
[7 empty] | 58456.2275 | 58155.8671 | 58251.3198 | 58159.124 | 58355.6573 | 58372.9945
[7 empty] | 64252.1648 | 63781.4159 | 63913.9743 | 63779.3876 | 63911.1307 | 63779.6771
[7 empty] | 68222.7802 | 68374.4283 | 69115.5365 | 68381.4442 | 68216.3183 | 68136.0962
[7 empty] | 70129.2065 | 70265.0454 | 69887.8749 | 69707.3567 | 70019.49 | 70010.5425
[7 empty] | 72069.583 | 72698.7083 | 71928.0458 | 71572.7085 | 71540.7214 | 71743.4691
[7 empty] | 72487.7121 | 73405.3911 | 73364.6108 | 72481.172 | 73136.39 | 72998.1343
[7 empty] | 72709.8012 | 73071.266 | 72811.0231 | 72056.6051 | 72422.191 | 72345.3552
[7 empty] | 72051.2468 | 72261.6861 | 72385.8463 | 70926.5059 | 72062.8781 | 71530.0336
[7 empty] | 70823.6806 | 71785.7549 | 70924.4987 | 71267.3769 | 71351.8013 | 71492.1599
[7 empty] | 70240.0791 | 68819.6115 | 69715.7837 | 70609.2732 | 70236.5405 | 70175.2401
[7 empty] | 68796.2779 | 68282.578 | 68692.005 | 68377.2733 | 68393.1189 | 68605.6127
[7 empty] | 69221.2739 | 68511.4855 | 70041.801 | 69210.5911 | 68502.5012 | 67955.4983
[7 empty] | 68987.38 | 68494.3372 | 69340.4761 | 69329.9388 | 68758.5618 | 69165.9544
[7 empty] | 68705.8721 | 68091.2753 | 68175.8378 | 67723.8201 | 68015.739 | 69060.2741
[7 empty] | 66110.9052 | 66254.2061 | 65302.0857 | 64973.431 | 65471.0042 | 65878.8379
[7 empty] | 63035.4023 | 63529.8764 | 62468.6676 | 63148.7739 | 62782.7685 | 63140.479
[7 empty] | 59864.2064 | 59316.2935 | 59552.0933 | 59279.5953 | 59411.3981 | 59481.3025
[7 empty] | 55325.7939 | 55499.3262 | 55532.4811 | 55428.3681 | 55007.0465 | 54629.0516
[7 empty] | 51231.8637 | 51511.769 | 51318.7983 | 51234.2312 | 51136.9619 | 50777.5223
[7 empty] | 49360.3197 | 49177.8655 | 49485.5549 | 49116.1834 | 49073.5618 | 48945.9642
[7 empty] | 47498.723 | 47306.3286 | 47510.6328 | 47362.1743 | 47334.5894 | 47111.898
[7 empty] | 47682.4736 | 47574.7889 | 47722.4328 | 47801.9965 | 47498.7342 | 47385.5027
[7 empty] | 48299.7482 | 48267.7824 | 48372.362 | 48202.3985 | 48122.0615 | 48093.7837
[7 empty] | 51037.8387 | 51104.6879 | 51443.1502 | 51220.2399 | 51108.1652 | 51076.0308
[7 empty] | 58285.2186 | 58297.1528 | 58446.5705 | 58432.2575 | 58267.8316 | 58077.4706
[7 empty] | 63744.9067 | 63836.7111 | 63861.233 | 63985.5372 | 63837.7773 | 63593.8238
[7 empty] | 68294.516 | 68022.394 | 67887.0695 | 68563.0544 | 68440.117 | 68523.2872
[7 empty] | 69587.0817 | 69473.6639 | 69413.5252 | 70135.2553 | 70170.6335 | 69942.2924
[7 empty] | 71576.4279 | 71121.076 | 71484.0856 | 71399.3327 | 71341.6481 | 72093.3857
[7 empty] | 72813.3889 | 72092.9068 | 74015.3702 | 73177.5167 | 72931.7105 | 73539.2616
[7 empty] | 72499.2893 | 72908.2705 | 72450.3531 | 72379.3241 | 72138.0803 | 72524.0011
[7 empty] | 72009.6954 | 72520.9958 | 71108.4764 | 70652.7593 | 71737.6065 | 71627.0097
[7 empty] | 70865.8878 | 71311.7908 | 70987.1944 | 71047.1655 | 71597.6123 | 71058.6941
[7 empty] | 69205.8672 | 70009.6069 | 69536.6846 | 69898.3499 | 70022.6641 | 69976.4143
[7 empty] | 68995.0789 | 69470.0398 | 68094.9222 | 68825.8094 | 68236.8769 | 68367.0641
[7 empty] | 68920.8341 | 69826.6062 | 69168.965 | 68719.0827 | 69085.1782 | 68987.7557
[7 empty] | 68450.3433 | 69305.3623 | 69488.9066 | 69448.3696 | 69031.3908 | 68731.9554
[7 empty] | 68419.4046 | 68539.5141 | 68994.4392 | 68826.6583 | 68607.4463 | 67417.5232
[7 empty] | 66161.7308 | 66674.9357 | 65381.2489 | 64887.0584 | 65630.787 | 64465.6218
[7 empty] | 64004.8145 | 62864.4198 | 63069.8373 | 63067.4662 | 63480.1359 | 62881.2067
[7 empty] | 60277.6365 | 58727.2351 | 59401.9567 | 59393.5363 | 59295.2275 | 58839.7022
[7 empty] | 55721.3868 | 55306.3162 | 55857.7544 | 55147.365 | 54934.6649 | 55248.7097
[7 empty] | 51523.8276 | 51533.5474 | 52561.933 | 51296.6723 | 51229.366 | 50946.8839
[7 empty] | 49273.0797 | 49390.7479 | 49314.425 | 49252.8439 | 49138.9722 | 48973.4108
[7 empty] | 47324.2721 | 47409.6384 | 47868.3172 | 47481.9638 | 47208.0906 | 47440.748
[7 empty] | 47597.7951 | 47678.8291 | 47707.4112 | 47669.7895 | 47506.4126 | 48044.7591
[7 empty] | 48274.4577 | 48471.5844 | 48414.8687 | 48248.9493 | 48207.4552 | 48820.4762
[7 empty] | 51136.1104 | 51369.4371 | 51567.1573 | 51435.7337 | 51224.5696 | 51586.9158
[7 empty] | 59053.5751 | 58820.1924 | 58837.2331 | 58924.1765 | 58760.8663 | 59080.0834
[7 empty] | 64072.4314 | 64336.1155 | 63671.7933 | 63899.6589 | 63686.8295 | 64347.9151
[7 empty] | 67955.3137 | 68466.3237 | 68679.6476 | 68304.6638 | 67947.2568 | 68554.5366
[7 empty] | 69736.8684 | 70465.6325 | 71650.9856 | 69634.1667 | 69247.6891 | 70405.4909
[7 empty] | 71512.6102 | 72718.5029 | 72629.2365 | 71457.6743 | 71191.7977 | 73265.8511
[7 empty] | 73039.7225 | 74349.1581 | 73527.391 | 72423.7047 | 73760.8653 | 74210.9087
[7 empty] | 71755.8547 | 74128.6966 | 72658.4845 | 71859.8006 | 72888.6616 | 73486.02
[7 empty] | 70894.4403 | 72596.0844 | 71147.1267 | 71672.2198 | 71680.8315 | 72750.3779
[7 empty] | 70740.3491 | 71736.7897 | 70971.4991 | 71034.4764 | 70916.7181 | 71751.2885
[7 empty] | 69770.2019 | 70669.2006 | 70673.7271 | 69635.287 | 69538.1307 | 72375.3732
[7 empty] | 67894.9453 | 69156.0657 | 69677.6323 | 68819.3593 | 69355.7494 | 70307.2355
[7 empty] | 69230.4722 | 69135.7293 | 69635.5893 | 68591.6962 | 69635.6793 | 70298.2376
[7 empty] | 68826.446 | 69070.6499 | 69388.9769 | 68507.3442 | 69105.5176 | 70349.294
[7 empty] | 67738.5331 | 68350.5664 | 68588.8906 | 68024.6194 | 68640.3882 | 69023.6959
[7 empty] | 65791.7491 | 65944.1359 | 65659.1913 | 65454.9314 | 65407.2731 | 65882.5783
[7 empty] | 63186.2136 | 62604.7512 | 62673.2712 | 62530.3503 | 63088.896 | 64380.8663
[7 empty] | 59146.466 | 59050.9399 | 58505.4381 | 59282.9197 | 58840.8648 | 59213.0748
[7 empty] | 55201.4829 | 55267.2924 | 55441.0367 | 55292.9879 | 54506.8694 | 55659.7391
[7 empty] | 52410.7968 | 51337.9808 | 50910.3289 | 51264.9653 | 50937.0826 | 52675.5924
[7 empty] | 49762.6705 | 48817.2627 | 49266.9856 | 48975.317 | 49018.3909 | 50402.3358
[7 empty] | 47862.7101 | 47071.7516 | 47424.2244 | 47168.4524 | 47269.2892 | 49310.2232
[7 empty] | 47711.2816 | 47446.0082 | 47629.0096 | 47447.6807 | 47593.6147 | 49071.0905
[7 empty] | 48428.6416 | 48324.005 | 48343.7891 | 48210.6795 | 48401.1502 | 49697.0881
[7 empty] | 51425.0559 | 51317.8597 | 51289.4926 | 51075.0033 | 51242.6565 | 52622.9012
[7 empty] | 58957.618 | 58783.2252 | 58838.9664 | 58699.4854 | 58705.1612 | 59879.7039
[7 empty] | 64215.3367 | 64315.8022 | 64297.4584 | 64272.0579 | 64214.0094 | 65199.6195
[7 empty] | 68513.8469 | 67848.0842 | 68136.1016 | 68038.335 | 68565.6427 | 69369.9514
[7 empty] | 70367.9258 | 70356.9968 | 70434.4318 | 69800.5394 | 69847.5271 | 71764.4415
[7 empty] | 71602.4543 | 72316.1212 | 72687.4529 | 71181.2486 | 71664.6735 | 73054.6979
[7 empty] | 72682.5402 | 72858.354 | 73843.6706 | 73181.0128 | 73149.8419 | 73720.6901
[7 empty] | 72324.3665 | 72809.6339 | 73705.4106 | 72320.3852 | 73338.9143 | 74580.5216
[7 empty] | 71613.6305 | 71343.6804 | 71856.9974 | 71292.0904 | 71530.2769 | 73231.0125
[7 empty] | 70585.4269 | 70374.3116 | 71401.6405 | 70992.9301 | 70833.7025 | 72548.4724
[7 empty] | 69805.92 | 69809.8662 | 69194.958 | 69892.7915 | 69915.7711 | 71447.8544
[7 empty] | 68527.2898 | 68247.2991 | 69057.288 | 68463.1281 | 68467.1117 | 69809.744
[7 empty] | 68665.4336 | 69319.362 | 69581.8461 | 68451.1426 | 69014.605 | 71142.0474
[7 empty] | 67281.8616 | 68226.0615 | 66820.5257 | 67421.5959 | 67716.9095 | 68934.1778
[7 empty] | 66359.0708 | 66674.3631 | 65710.4151 | 65965.8769 | 66322.9054 | 67022.7899
[7 empty] | 62844.5902 | 62748.3874 | 62483.0884 | 62584.7172 | 63249.5975 | 63540.7016
[7 empty] | 60880.8257 | 61168.3517 | 61499.6099 | 61418.3487 | 61271.0555 | 62832.1758
[7 empty] | 57883.9491 | 57718.1302 | 57441.7826 | 57167.791 | 57683.9342 | 58300.2817
[7 empty] | 54796.1357 | 54660.7675 | 54351.0587 | 54402.8189 | 54739.72 | 55689.0419
[7 empty] | 50801.3395 | 51930.1116 | 50420.9292 | 50276.6889 | 50192.7143 | 52519.1381
[7 empty] | 48025.7318 | 48879.1913 | 47717.468 | 47616.2032 | 47682.4409 | 49460.2678
[7 empty] | 46097.2926 | 46797.6483 | 46205.5005 | 46169.2539 | 46178.552 | 47707.4831
[7 empty] | 45796.8369 | 45738.6039 | 45474.7125 | 45745.4907 | 45721.6791 | 46511.9968
[7 empty] | 44809.9337 | 45476.8276 | 44297.2707 | 44546.9153 | 44594.5304 | 46714.7287
[7 empty] | 45476.9359 | 45802.3878 | 44840.8731 | 45007.9431 | 45178.3412 | 46679.4973
[7 empty] | 47406.3897 | 46944.083 | 46313.7721 | 46456.857 | 47244.2657 | 48025.1671
[7 empty] | 50547.4749 | 50331.2615 | 50132.8094 | 51081.9514 | 50276.1658 | 52292.95
[7 empty] | 53913.0271 | 53430.5571 | 53706.2276 | 53751.6176 | 53561.8609 | 54936.0925
[7 empty] | 58105.4882 | 57525.672 | 57614.9541 | 58480.2594 | 57380.474 | 58771.7462
[7 empty] | 60559.8572 | 60497.1376 | 60245.6383 | 60743.0756 | 59792.2647 | 62223.9894
[7 empty] | 61623.8536 | 61613.9134 | 60598.4771 | 61911.3914 | 61034.108 | 63064.141
[7 empty] | 60643.1533 | 60582.5226 | 60685.1689 | 60889.6403 | 61892.0423 | 63001.3843
[7 empty] | 59393.3351 | 59491.3297 | 59117.2278 | 59550.1283 | 60088.8281 | 62697.1562
[7 empty] | 58289.5955 | 59157.257 | 58069.6653 | 58383.1834 | 58532.7627 | 59227.9684
[7 empty] | 58776.6892 | 57753.3586 | 57503.4451 | 57876.0965 | 57427.5966 | 58338.2177
[7 empty] | 56984.6935 | 58508.9361 | 57386.3845 | 57653.5094 | 56762.3334 | 58576.9697
[7 empty] | 57599.8335 | 58779.375 | 57712.8163 | 57595.224 | 58011.5829 | 59177.0324
[7 empty] | 58089.4703 | 57652.8995 | 57523.8017 | 57958.4924 | 57410.509 | 58315.1824
[7 empty] | 56051.663 | 56235.7467 | 56872.2933 | 56333.7068 | 56670.2489 | 56610.4889
[7 empty] | 53945.1515 | 55648.6403 | 56371.5802 | 55810.5357 | 54259.2943 | 54607.0039
[7 empty] | 53628.1484 | 54445.0322 | 54286.738 | 53756.0148 | 53298.6026 | 54024.4776
[7 empty] | 52074.9617 | 52601.3426 | 52294.5209 | 51857.5344 | 50941.3012 | 52453.3721
[7 empty] | 49722.2267 | 49957.0563 | 50093.0634 | 48827.2397 | 48363.3631 | 49555.1636
[7 empty] | 46217.0969 | 47445.7805 | 46722.9348 | 45906.7142 | 45743.0448 | 47495.237
[7 empty] | 43449.0261 | 45488.9562 | 44839.3305 | 42912.4288 | 42701.3357 | 44774.8121
[7 empty] | 41336.2575 | 42783.5278 | 41462.8396 | 40715.1856 | 40548.4604 | 40974.0818
[7 empty] | 39947.1447 | 43158.5348 | 40548.8038 | 39627.974 | 39075.2626 | 39519.8722
[7 empty] | 39358.7407 | 42984.9532 | 40485.7821 | 39470.9706 | 39269.6373 | 40262.5389
[7 empty] | 39986.2329 | 42736.2707 | 39958.5488 | 40360.4574 | 39705.2441 | 40717.0251
[7 empty] | 41249.8899 | 42175.0492 | 41044.449 | 41372.5851 | 41073.8227 | 42172.1854
[7 empty] | 44557.2185 | 46098.4386 | 44134.4209 | 44463.5546 | 43876.6446 | 44442.0822
[7 empty] | 47690.454 | 49615.1324 | 47886.1405 | 47480.4962 | 47776.0474 | 47986.4269
[7 empty] | 51969.9089 | 52384.832 | 51326.3292 | 51678.2604 | 51850.8625 | 52185.6005
[7 empty] | 53564.3252 | 53720.9646 | 54070.3474 | 54112.0004 | 53478.4649 | 54465.2253
[7 empty] | 56273.3072 | 56376.3743 | 56300.0505 | 56740.1173 | 56125.6621 | 56668.477
[7 empty] | 57637.3097 | 58973.505 | 57095.4367 | 57410.5039 | 57710.4154 | 58129.338
[7 empty] | 56550.4897 | 57239.1229 | 55734.7361 | 56683.5156 | 56136.9455 | 56766.3457
[7 empty] | 55089.469 | 54238.6445 | 54092.5571 | 54530.9697 | 54226.6436 | 55355.7519
[7 empty] | 52568.6599 | 53785.3452 | 54038.4806 | 54532.4991 | 53462.8614 | 53403.6883
[7 empty] | 53579.8084 | 54801.101 | 54219.3386 | 55135.9641 | 53354.2519 | 54118.5478
[7 empty] | 55290.9891 | 55988.5574 | 55844.4509 | 54700.9538 | 54790.0087 | 55406.2291
[7 empty] | 56836.5006 | 57073.7849 | 57194.2045 | 57126.3184 | 55562.6083 | 57221.0634
[7 empty] | 55647.5248 | 56988.8146 | 56665.1659 | 56549.8323 | 55906.6497 | 57189.3594
[7 empty] | 54619.0204 | 54718.1485 | 54256.3671 | 54154.8882 | 54458.884 | 54728.0923
[7 empty] | 54159.5125 | 54401.0029 | 53656.5957 | 53747.8231 | 52888.9605 | 53214.2656
[7 empty] | 52925.5571 | 53453.8575 | 51838.4336 | 51888.8591 | 51619.056 | 51191.4694
[7 empty] | 49839.1955 | 49982.1764 | 48825.0768 | 48780.4668 | 49661.7225 | 49108.0532
[7 empty] | 48382.8892 | 48003.8262 | 46437.2601 | 46108.2677 | 46801.3406 | 46967.7936
[7 empty] | 46108.2601 | 46458.0582 | 44728.3417 | 44699.9108 | 44950.0948 | 44971.5632
[7 empty] | 45614.7247 | 45763.4635 | 46257.0011 | 45129.8633 | 45268.0921 | 45096.9945
[7 empty] | 45221.4496 | 45086.2243 | 45740.6667 | 44800.9057 | 44745.7927 | 44641.5695
[7 empty] | 45517.5787 | 45665.47 | 46460.3621 | 45599.5473 | 45612.689 | 45403.647
[7 empty] | 49896.0058 | 49859.7912 | 50445.9855 | 49639.787 | 49576.1454 | 49568.4116
[7 empty] | 58924.7911 | 58837.688 | 59444.4897 | 58813.7952 | 58621.104 | 58719.8343
[7 empty] | 64025.9171 | 64113.5518 | 64688.5403 | 64546.3378 | 63992.3097 | 63898.8405
[7 empty] | 68445.2527 | 68365.7131 | 68459.1054 | 68588.9863 | 68090.5045 | 68355.5201
[7 empty] | 70592.0202 | 70240.7868 | 70614.3976 | 70923.1052 | 69770.03 | 69825.0391
[7 empty] | 72564.3798 | 71520.3786 | 72755.0394 | 72246.7025 | 72005.254 | 71523.464
[7 empty] | 72821.9538 | 72367.5957 | 73751.5305 | 72617.5137 | 73205.2852 | 72622.4686
[7 empty] | 73089.804 | 73281.0758 | 73110.5757 | 72858.0357 | 73471.7958 | 72700.5883
[7 empty] | 71889.7781 | 71263.3901 | 72201.6483 | 72362.2554 | 71846.6602 | 72775.9035
[7 empty] | 71158.8686 | 70898.6498 | 71015.6566 | 71122.5171 | 71606.174 | 72721.1024
[7 empty] | 69621.021 | 70003.518 | 70916.0862 | 70572.4783 | 69955.4441 | 69813.4386
[7 empty] | 69118.2829 | 68558.7393 | 69187.7196 | 69801.4164 | 68302.8073 | 68335.2538
[7 empty] | 70023.9885 | 69704.4938 | 69340.7981 | 69169.6875 | 68892.6894 | 68818.8469
[7 empty] | 69977.7492 | 68916.2196 | 69251.9585 | 69940.0948 | 68576.2981 | 68681.9126
[7 empty] | 68887.1318 | 67987.19 | 68990.8314 | 67900.5095 | 68056.7892 | 67615.0915
[7 empty] | 65646.9245 | 65911.5994 | 65815.7434 | 65416.2162 | 65865.8558 | 65185.3027
[7 empty] | 62781.4301 | 63429.4011 | 63776.7345 | 63079.386 | 63396.5683 | 62442.1846
[7 empty] | 58753.7316 | 59552.7 | 59084.9993 | 59392.1725 | 59531.5059 | 58482.0193
[7 empty] | 55621.1752 | 55599.5563 | 56078.0933 | 55518.0976 | 55060.5895 | 54879.6306
[7 empty] | 52712.7956 | 52085.4361 | 51375.5689 | 51136.4075 | 51277.8661 | 50617.2856
[7 empty] | 49531.3186 | 49450.1557 | 49281.7521 | 48910.4707 | 49034.3623 | 48460.135
[7 empty] | 47332.9104 | 47347.7815 | 48358.9424 | 47193.6076 | 47214.7974 | 47081.1685
[7 empty] | 47591.8604 | 47869.1098 | 48731.6092 | 47520.7019 | 47464.6353 | 47302.5845
[7 empty] | 48239.4308 | 48453.6966 | 49470.5139 | 48156.8833 | 48109.9319 | 48183.4468
[7 empty] | 51149.4112 | 51240.1622 | 52635.7018 | 51138.35 | 51080.7757 | 51108.2598
[7 empty] | 58948.0451 | 58911.0421 | 60342.1941 | 58754.9771 | 58678.0738 | 58875.8282
[7 empty] | 64259.5577 | 63974.3043 | 65566.8259 | 64001.9908 | 64231.6545 | 64419.6971
[7 empty] | 68919.9853 | 68437.7 | 69729.7874 | 68392.9977 | 68144.5941 | 68165.9421
[7 empty] | 69930.5073 | 69703.1249 | 70644.6423 | 69823.5679 | 70318.8353 | 69901.1665
[7 empty] | 71763.3391 | 72182.5564 | 72584.0496 | 71895.706 | 72331.3288 | 72397.7892
[7 empty] | 72587.4692 | 72343.7257 | 73780.8789 | 71953.5353 | 73184.0138 | 73244.4682
[7 empty] | 72617.5714 | 72643.3759 | 72745.9595 | 72319.9712 | 73390.9487 | 73215.5832
[7 empty] | 71756.0239 | 72137.7183 | 72372.9529 | 71579.2181 | 72144.9478 | 71942.8034
[7 empty] | 70932.7357 | 71287.9569 | 71087.2757 | 70777.1359 | 71083.0896 | 71065.5562
[7 empty] | 69718.1911 | 70332.1535 | 69772.3318 | 70651.6482 | 70302.0222 | 69997.0534
[7 empty] | 68676.8109 | 68864.0807 | 68707.3187 | 68523.7493 | 68911.0455 | 69099.8204
[7 empty] | 69082.7479 | 68823.9319 | 69192.8367 | 69210.6147 | 69203.0712 | 69936.124
[7 empty] | 68884.7168 | 69100.1178 | 68522.8383 | 68588.7387 | 68436.1837 | 69788.4539
[7 empty] | 68165.2251 | 67603.3219 | 68359.3829 | 68238.5737 | 68463.5201 | 67954.7529
[7 empty] | 65187.5993 | 65170.4773 | 65532.529 | 65515.4888 | 66145.1471 | 65784.1931
[7 empty] | 63132.782 | 62491.0142 | 63208.766 | 62894.5485 | 63418.3485 | 62835.2978
[7 empty] | 59419.5937 | 59117.0825 | 59410.5207 | 58936.3571 | 59309.4378 | 58711.6091
[7 empty] | 55256.7083 | 55103.5758 | 56412.5799 | 54685.9457 | 55064.8475 | 54918.3054
[7 empty] | 51339.7816 | 51198.3153 | 52042.8893 | 51009.8213 | 51337.4658 | 50367.0311
[7 empty] | 49191.232 | 49234.8786 | 50086.6568 | 48890.1991 | 49128.0205 | 48651.3507
[7 empty] | 47198.6706 | 47249.8404 | 47398.3493 | 47167.1393 | 47160.3392 | 48166.9273
[7 empty] | 47479.587 | 47588.9425 | 47543.0925 | 47537.3136 | 47555.5044 | 48415.9354
[7 empty] | 48153.3404 | 48187.3081 | 48283.0072 | 48109.2978 | 48214.2271 | 49135.0051
[7 empty] | 50477.0294 | 50443.889 | 50575.088 | 50334.4779 | 50465.739 | 51431.9229
[7 empty] | 50994.3092 | 50941.5723 | 52357.6686 | 52692.4748 | 53022.9306 | 53557.0428
[7 empty] | 57530.0359 | 56409.6318 | 56738.4386 | 59063.362 | 56882.1327 | 57584.0587
[7 empty] | 61191.4818 | 61003.3088 | 61951.1259 | 62665.5977 | 61553.6005 | 62513.5384
[7 empty] | 64768.1798 | 64493.3437 | 64570.895 | 65347.3307 | 64592.572 | 65182.0393
[7 empty] | 67200.2548 | 66039.1003 | 66397.8598 | 67262.1483 | 66555.4355 | 67555.3516
[7 empty] | 68888.9686 | 68884.2227 | 68699.593 | 69140.4313 | 69420.3257 | 69608.6115
[7 empty] | 71419.6053 | 70040.4075 | 70651.5271 | 71016.3945 | 70461.336 | 70008.6
[7 empty] | 69466.2589 | 68351.5058 | 68815.0293 | 68855.5981 | 68493.5078 | 68803.0678
[7 empty] | 69051.8548 | 69214.9082 | 69650.9465 | 68883.3551 | 69151.7516 | 69548.589
[7 empty] | 66515.4392 | 67251.674 | 67723.7222 | 66369.5426 | 66488.9472 | 67334.3916
[7 empty] | 67428.9411 | 66970.2797 | 68511.4628 | 67105.3878 | 66755.1108 | 67460.9022
[7 empty] | 68372.543 | 68058.9871 | 68616.0639 | 67724.8409 | 66656.5658 | 68189.5191
[7 empty] | 68091.6373 | 69150.1613 | 68694.9388 | 68345.7288 | 67917.1699 | 69310.7096
[7 empty] | 67678.3104 | 67341.727 | 67322.7628 | 69277.046 | 67753.6636 | 68306.1653
[7 empty] | 65119.0444 | 65161.0352 | 64962.3426 | 65404.519 | 65562.8057 | 65299.2385
[7 empty] | 62809.8345 | 62783.7588 | 63093.9103 | 62759.1352 | 62834.1616 | 63505.1822
[7 empty] | 59477.3577 | 59177.2212 | 58790.2416 | 58958.4169 | 58973.7979 | 59900.9134
[7 empty] | 55204.401 | 55372.1645 | 55297.0089 | 54783.0194 | 54759.195 | 56115.1231
[7 empty] | 50583.3704 | 50849.6324 | 51055.5945 | 50238.009 | 50585.867 | 51519.2554
[7 empty] | 48999.6989 | 49359.4188 | 49297.92 | 48959.0788 | 49136.0497 | 49932.5171
[7 empty] | 47312.4568 | 47303.0157 | 47606.0882 | 47215.5853 | 47358.3157 | 48575.5767
[7 empty] | 47524.3329 | 47486.6521 | 47779.2257 | 47425.9889 | 47631.676 | 48845.1559
[7 empty] | 48210.9106 | 48192.2055 | 48424.5006 | 48153.125 | 48310.464 | 49647.3742
[7 empty] | 51196.7656 | 51291.2426 | 51473.0172 | 51103.1691 | 51385.3581 | 52665.7978
[7 empty] | 59014.8139 | 58672.0394 | 59125.6291 | 58667.2148 | 58710.0123 | 60678.6462
[7 empty] | 64124.3542 | 63751.8102 | 64210.3825 | 63941.0329 | 63930.9859 | 65699.6923
[7 empty] | 68635.0042 | 67854.9955 | 68032.5175 | 67860.6662 | 68336.9674 | 70119.2301
[7 empty] | 69630.5609 | 69655.9174 | 71020.5579 | 69445.7371 | 70025.7557 | 71330.3495
[7 empty] | 71104.3808 | 71606.8063 | 72915.074 | 71936.8639 | 71591.4145 | 72124.8694
[7 empty] | 72927.4142 | 72321.2727 | 72639.8851 | 72762.0515 | 72598.2183 | 73946.1139
[7 empty] | 72549.5575 | 72253.3712 | 72657.8335 | 72481.0128 | 72408.8902 | 73707.8551
[7 empty] | 72186.9428 | 71970.8699 | 70955.7378 | 71250.6648 | 71677.2641 | 72627.703
[7 empty] | 71215.8549 | 71493.8543 | 70687.8906 | 70767.0614 | 71336.2451 | 71390.0711
[7 empty] | 70377.3644 | 70602.6084 | 70300.5823 | 70056.9002 | 69992.2275 | 71557.941
[7 empty] | 68174.6366 | 68819.0099 | 68619.1564 | 68382.1077 | 68764.1839 | 69705.6663
[7 empty] | 68561.7332 | 68972.7546 | 69446.0346 | 68252.1779 | 68957.4364 | 69793.413
[7 empty] | 68692.1115 | 68606.3949 | 68778.9256 | 68736.7462 | 68753.5155 | 69543.2837
[7 empty] | 68339.2727 | 68666.6926 | 68138.8794 | 68433.3102 | 68409.6989 | 68729.4239
[7 empty] | 65556.6822 | 65692.0653 | 64862.742 | 65348.2442 | 65804.7012 | 66053.1419
[7 empty] | 62937.7908 | 63352.6596 | 63161.9741 | 62509.1011 | 62961.4508 | 64262.6369
[7 empty] | 59834.5802 | 58907.4288 | 58668.2913 | 59029.1456 | 58911.2938 | 60055.028
[7 empty] | 54782.8703 | 55021.7844 | 54931.0798 | 55090.1195 | 54669.6912 | 56654.0507
[7 empty] | 51003.6002 | 51008.2987 | 50606.5148 | 51121.541 | 51096.1996 | 52033.4958
[7 empty] | 49042.7449 | 49164.8019 | 48051.4945 | 49138.8087 | 49208.1715 | 49770.3029
[7 empty] | 47254.919 | 47450.6387 | 46999.2792 | 47163.3413 | 47507.3906 | 48081.6718
[7 empty] | 47574.1729 | 47580.2348 | 47368.426 | 47540.8293 | 47720.8088 | 48477.7847
[7 empty] | 48236.3637 | 48284.0829 | 48045.3841 | 48232.1609 | 48284.3387 | 49258.2137
[7 empty] | 51321.0187 | 51146.2824 | 51054.3135 | 51123.4939 | 51122.602 | 52128.6068
[7 empty] | 58769.9082 | 58649.1695 | 58817.3943 | 58693.548 | 58869.6788 | 60180.0725
[7 empty] | 63896.3833 | 63927.5289 | 63842.1992 | 64091.6507 | 64491.492 | 65163.8059
[7 empty] | 68066.7587 | 68036.6396 | 68688.9949 | 67976.5025 | 68565.8058 | 69505.0719
[7 empty] | 69925.8911 | 69962.9915 | 70579.3478 | 70219.7214 | 69711.0506 | 71214.1663
[7 empty] | 71400.0426 | 71604.8142 | 71737.2682 | 72378.2031 | 71162.0533 | 72534.5988
[7 empty] | 72990.8596 | 71986.4046 | 73004.8322 | 72314.5238 | 72646.1033 | 73243.2902
[7 empty] | 72605.793 | 72062.1522 | 72262.4535 | 72069.6565 | 73019.1114 | 73192.0955
[7 empty] | 72132.2222 | 70533.9284 | 72567.4584 | 72471.2845 | 71483.1914 | 72688.107
[7 empty] | 70594.8887 | 69995.5799 | 70194.9605 | 70863.9576 | 70824.4922 | 71613.3695
[7 empty] | 70259.0084 | 69296.0023 | 69361.2765 | 70655.8406 | 70017.5689 | 70150.1057
[7 empty] | 68983.2936 | 68416.7162 | 69284.6909 | 69541.5365 | 69060.5554 | 68256.7197
[7 empty] | 68767.5226 | 68609.6132 | 68684.5355 | 69494.2839 | 68935.0364 | 68877.3002
[7 empty] | 67379.4187 | 67180.8957 | 67710.2177 | 68089.4028 | 67448.8492 | 67538.0406
[7 empty] | 65529.979 | 66271.5081 | 66163.474 | 66629.0962 | 66650.8351 | 67064.5839
[7 empty] | 62677.6492 | 63401.3345 | 63115.9848 | 63304.3989 | 63461.5261 | 63454.1053
[7 empty] | 60699.9029 | 61364.3627 | 60919.1201 | 61559.5655 | 61261.8737 | 61744.6105
[7 empty] | 57808.0184 | 57729.5238 | 57447.7669 | 57282.44 | 57889.2359 | 58983.6071
[7 empty] | 54719.4638 | 54104.0231 | 54426.2329 | 54240.4876 | 54421.6129 | 55277.1909
[7 empty] | 50382.3095 | 51224.4907 | 49761.8976 | 52099.1288 | 50398.404 | 50801.0212
[7 empty] | 47622.7517 | 48420.8215 | 47229.2712 | 49191.7747 | 47417.7805 | 48330.3861
[7 empty] | 45925.0192 | 46790.6027 | 45836.4779 | 47030.2075 | 45942.8402 | 46347.818
[7 empty] | 45532.2706 | 45784.8301 | 45332.4983 | 45936.2504 | 45675.0043 | 45769.9246
[7 empty] | 44581.6589 | 45777.8637 | 44369.9747 | 45662.1963 | 44808.3872 | 44498.8074
[7 empty] | 45262.4262 | 45871.2273 | 44947.0558 | 45966.7186 | 45650.6852 | 45626.0806
[7 empty] | 47019.5767 | 47076.5713 | 45975.6258 | 46928.2442 | 47003.7692 | 47076.9859
[7 empty] | 50175.6633 | 50237.6269 | 50410.0387 | 50561.261 | 50417.1956 | 51952.5847
[7 empty] | 53592.658 | 54279.1298 | 54069.0778 | 53307.7959 | 53246.1389 | 54777.3026
[7 empty] | 57468.4212 | 57437.6554 | 57305.0459 | 57726.072 | 57734.8466 | 57822.8087
[7 empty] | 59880.3249 | 60843.3547 | 60010.2918 | 60632.4616 | 59747.7746 | 60376.6933
[7 empty] | 60801.5236 | 60773.6681 | 62274.3289 | 61607.7591 | 61306.1512 | 60994.6458
[7 empty] | 60417.7599 | 61053.3824 | 61499.9846 | 61155.1944 | 60531.281 | 61884.7862
[7 empty] | 59735.3367 | 59892.0687 | 60031.7965 | 60634.7552 | 60124.7042 | 60240.1881
[7 empty] | 58306.2261 | 59010.6421 | 58591.2105 | 59488.5601 | 59791.3404 | 60046.3649
[7 empty] | 58219.4773 | 57330.6647 | 57719.2856 | 58152.1521 | 58240.4198 | 56979.9006
[7 empty] | 57715.203 | 57584.6516 | 57432.9251 | 58389.6047 | 57891.1074 | 57389.1091
[7 empty] | 58748.8305 | 58377.8922 | 58569.7298 | 58552.2311 | 57958.4168 | 59106.9555
[7 empty] | 57713.3929 | 58156.4651 | 57182.6434 | 57547.2859 | 58297.7499 | 58254.6619
[7 empty] | 57567.0185 | 56130.7666 | 55898.9319 | 56334.8679 | 56800.2867 | 57596.8305
[7 empty] | 55127.4126 | 54700.2721 | 54124.0467 | 56725.4004 | 55173.1132 | 54404.0682
[7 empty] | 53319.4335 | 54593.1184 | 53190.691 | 54092.8232 | 54393.2055 | 53245.0645
[7 empty] | 51338.3388 | 51764.4411 | 50753.8013 | 52255.1173 | 52306.3281 | 50856.8024
[7 empty] | 48976.1322 | 48612.3394 | 48369.8353 | 49462.2083 | 48978.546 | 48379.029
[7 empty] | 46018.2093 | 46421.7147 | 45385.929 | 46935.4759 | 45833.0062 | 45902.1102
[7 empty] | 42892.9807 | 45149.3232 | 42607.8887 | 44932.3672 | 42748.373 | 43016.6344
[7 empty] | 41200.7467 | 41756.7096 | 40431.4766 | 43062.2885 | 40771.3207 | 40536.896
[7 empty] | 39995.6973 | 40601.0354 | 39449.4872 | 43131.4113 | 39554.6652 | 39102.1622
[7 empty] | 39524.452 | 40849.0993 | 39660.5601 | 43083.9429 | 39527.7296 | 39339.7545
[7 empty] | 40137.9301 | 40427.2995 | 40128.7701 | 42574.9937 | 39902.0128 | 39980.7691
[7 empty] | 41093.2219 | 41387.1244 | 41209.2292 | 42138.5507 | 41058.3546 | 41198.0962
[7 empty] | 44277.4229 | 43452.4546 | 43735.8032 | 46253.0219 | 44040.5121 | 43917.2018
[7 empty] | 47772.1744 | 47304.2181 | 47666.4637 | 49680.974 | 47151.8414 | 47666.2455
[7 empty] | 51920.3837 | 51597.2959 | 51866.0616 | 52701.2741 | 51667.9196 | 51625.4182
[7 empty] | 54496.1301 | 53307.5583 | 53840.8177 | 54131.6389 | 53320.8322 | 53609.5414
[7 empty] | 56262.3723 | 56708.5034 | 55979.688 | 56825.6909 | 55942.9856 | 56232.2647
[7 empty] | 57137.7139 | 58270.8098 | 58443.7202 | 57976.3052 | 56955.1857 | 58463.9051
[7 empty] | 56360.901 | 56140.5416 | 58403.3556 | 56590.9542 | 56595.4909 | 57971.4282
[7 empty] | 54070.5302 | 54654.6357 | 55867.9782 | 55495.775 | 54561.0582 | 56173.0275
[7 empty] | 53338.8451 | 53002.7803 | 55037.2355 | 54184.1187 | 53436.7694 | 52911.408
[7 empty] | 53642.4361 | 53658.8736 | 55861.6652 | 55528.413 | 53409.4923 | 53052.3328
[7 empty] | 55902.0028 | 54135.3817 | 56839.0991 | 56655.7111 | 54655.989 | 55494.9973
[7 empty] | 56872.1276 | 56260.1489 | 57640.2635 | 57446.6577 | 56120.2705 | 57007.6881
[7 empty] | 56114.2596 | 56184.0838 | 57315.6263 | 56334.6143 | 56793.564 | 56775.1426
[7 empty] | 54183.0874 | 54621.0032 | 55911.0529 | 55777.8217 | 55115.5287 | 55240.027
[7 empty] | 54509.9936 | 53714.5898 | 54314.2251 | 54709.3015 | 54145.9021 | 53183.4826
[7 empty] | 52719.5394 | 51600.7473 | 52283.669 | 52431.1666 | 51912.3414 | 51157.6925
[7 empty] | 49912.4804 | 48829.1254 | 49957.465 | 49948.9223 | 49585.2594 | 48521.0383
[7 empty] | 47111.4601 | 46439.3354 | 47746.9011 | 46849.1645 | 46899.7194 | 46415.8874
[7 empty] | 45565.2742 | 44768.8413 | 45731.6007 | 45801.0287 | 45342.5612 | 44834.7213
[7 empty] | 45543.5483 | 45394.9555 | 45534.8626 | 45605.6535 | 45569.7532 | 45788.782
[7 empty] | 44916.0264 | 44982.6705 | 45316.0826 | 45051.5862 | 44872.4364 | 45149.8264
[7 empty] | 45806.1288 | 45721.3034 | 45648.8667 | 45628.519 | 45551.3982 | 45704.2953
[7 empty] | 49642.9723 | 49749.4807 | 49949.7575 | 49588.1726 | 49559.4516 | 49705.8991
[7 empty] | 58540.8437 | 58644.8865 | 58697.4742 | 58648.4352 | 58820.1632 | 59191.8985
[7 empty] | 63698.272 | 64466.6378 | 64172.9239 | 64572.5837 | 64270.8968 | 64162.2014
[7 empty] | 68935.8658 | 68384.6964 | 69586.3129 | 68471.4435 | 68888.76 | 68821.6725
[7 empty] | 71125.0893 | 69893.962 | 72026.9387 | 70894.9166 | 70035.6595 | 70187.2764
[7 empty] | 73095.4138 | 71648.0087 | 72745.2589 | 72589.6032 | 71565.9186 | 71854.4345
[7 empty] | 73763.9278 | 73266.0546 | 73812.0923 | 73178.5177 | 72778.1741 | 72779.8758
[7 empty] | 73658.8104 | 73412.8763 | 74128.342 | 73299.6968 | 72760.1274 | 72538.2923
[7 empty] | 71560.0416 | 72606.7468 | 73337.8604 | 72188.2959 | 72189.3515 | 71672.2186
[7 empty] | 70497.7935 | 71186.0772 | 71963.9865 | 70227.804 | 71712.0743 | 71455.5814
[7 empty] | 69946.7758 | 70126.4895 | 70389.6098 | 69734.0622 | 70355.8186 | 70354.2033
[7 empty] | 68260.3386 | 68722.4251 | 70048.3844 | 69143.8598 | 68842.4709 | 68785.7954
[7 empty] | 69331.2843 | 68717.4454 | 68750.0168 | 69073.5687 | 68662.8339 | 68744.5338
[7 empty] | 69047.5823 | 69016.3122 | 68061.1937 | 69078.4729 | 68583.337 | 68841.021
[7 empty] | 67937.6113 | 68232.7025 | 68073.1691 | 68100.4306 | 67710.1862 | 67298.9181
[7 empty] | 65062.4365 | 66063.3457 | 64607.0437 | 66190.4318 | 65966.906 | 65223.8122
[7 empty] | 62906.8338 | 63046.6067 | 63315.0832 | 63514.8276 | 63267.1043 | 63044.3655
[7 empty] | 59911.3228 | 59082.8377 | 58655.6951 | 58798.0812 | 59570.8771 | 58699.095
[7 empty] | 55420.9938 | 55038.037 | 55266.9272 | 55178.189 | 55317.418 | 55324.2392
[7 empty] | 52668.8459 | 51373.7551 | 50786.905 | 51309.6533 | 51155.0487 | 50458.7357
[7 empty] | 49835.7581 | 49346.7458 | 49015.5541 | 49381.9455 | 49040.4054 | 48437.0816
[7 empty] | 48167.6362 | 47574.2142 | 47455.0944 | 47488.2558 | 47120.3349 | 47186.7274
[7 empty] | 47776.985 | 47716.0623 | 47565.9178 | 47704.3898 | 47487.6289 | 47254.7188
[7 empty] | 48366.3632 | 48176.463 | 48332.4844 | 48242.1009 | 48268.2667 | 48076.7164
[7 empty] | 51306.5412 | 51465.5079 | 51379.947 | 51112.1794 | 51069.8776 | 51193.9263
[7 empty] | 58780.9468 | 59027.5162 | 58984.5473 | 59181.7389 | 58843.3989 | 59330.3717
[7 empty] | 63945.5553 | 64168.1246 | 64381.0304 | 63877.939 | 63856.3343 | 64068.5191
[7 empty] | 67995.7703 | 68262.2711 | 69309.3835 | 69173.7667 | 68215.2502 | 68417.9158
[7 empty] | 70053.5488 | 70258.7639 | 71233.8099 | 70961.6726 | 69538.1509 | 69747.4664
[7 empty] | 71889.0728 | 71882.7041 | 73337.7887 | 72156.7546 | 71462.1855 | 71309.3594
[7 empty] | 73677.4989 | 72802.3146 | 73797.79 | 73089.6574 | 72977.7822 | 72574.5529
[7 empty] | 73622.9965 | 73404.35 | 73483.2127 | 72677.7606 | 71844.6034 | 72831.2034
[7 empty] | 71924.0947 | 72192.33 | 72015.4913 | 72540.2096 | 71596.9658 | 71286.2062
[7 empty] | 71710.8606 | 71044.8683 | 71577.5336 | 71413.1278 | 71499.5504 | 70345.5353
[7 empty] | 69816.7751 | 70084.2234 | 70638.1628 | 69608.0995 | 70152.2413 | 70515.9874
[7 empty] | 68211.7834 | 68584.2172 | 69414.1408 | 68339.4775 | 68457.6935 | 68500.1896
[7 empty] | 68933.3486 | 70014.7186 | 69096.1359 | 68525.7264 | 68858.344 | 69125.215
[7 empty] | 68822.7917 | 69464.0927 | 68809.83 | 68259.8538 | 69715.7006 | 68207.6447
[7 empty] | 67785.9546 | 69623.3105 | 67677.5963 | 67451.9886 | 67484.614 | 68675.9268
[7 empty] | 65674.4508 | 67758.0442 | 65366.1194 | 64978.479 | 65654.6206 | 65403.1439
[7 empty] | 63257.1692 | 62736.6675 | 63349.8042 | 62507.8427 | 62669.4738 | 62815.7834
[7 empty] | 59256.8846 | 59325.9811 | 59004.3381 | 58867.318 | 59435.805 | 58983.3472
[7 empty] | 55135.6596 | 55022.4117 | 55197.0069 | 54905.1184 | 55014.1766 | 55149.7419
[7 empty] | 51048.1751 | 52055.4269 | 50317.0194 | 50718.9096 | 51045.4565 | 50885.3214
[7 empty] | 48949.3393 | 49001.1507 | 48508.8423 | 48910.6712 | 49155.1309 | 48618.4029
[7 empty] | 47147.354 | 47168.8455 | 47100.0552 | 47122.4164 | 47331.432 | 47164.5408
[7 empty] | 47477.7027 | 47574.5312 | 47459.8839 | 47433.1287 | 47637.3377 | 47472.1038
[7 empty] | 48383.9532 | 48325.6341 | 48275.744 | 48104.9581 | 48314.9714 | 48131.4401
[7 empty] | 51231.8215 | 51071.3326 | 51338.549 | 50999.397 | 51186.7488 | 51223.5825
[7 empty] | 58796.3952 | 58625.701 | 58977.2356 | 58712.9156 | 58867.6407 | 58890.951
[7 empty] | 64012.351 | 64198.1961 | 63818.5167 | 64043.6867 | 64002.4681 | 64371.8328
[7 empty] | 68070.1199 | 69844.6311 | 68054.622 | 69376.3774 | 68418.3325 | 68522.1934
[7 empty] | 70119.8621 | 71667.556 | 69921.5921 | 71444.0675 | 69987.747 | 70340.0586
[7 empty] | 72392.267 | 72703.4451 | 71518.7393 | 72829.7548 | 71197.9001 | 72935.0669
[7 empty] | 73060.4781 | 73819.4784 | 73038.529 | 73110.3528 | 72678.1812 | 73661.5257
[7 empty] | 72976.6783 | 73059.5314 | 72817.5914 | 73309.8764 | 72092.0669 | 73120.7843
[7 empty] | 71863.2849 | 72080.056 | 71218.9413 | 71460.8493 | 70981.8516 | 71441.6795
[7 empty] | 71234.2972 | 70853.8796 | 70924.1219 | 70902.9396 | 70504.7295 | 70848.2977
[7 empty] | 69597.262 | 70016.868 | 70866.4016 | 70024.8318 | 69990.2413 | 69682.884
[7 empty] | 68994.3752 | 68511.1948 | 69344.7826 | 69091.0992 | 68682.1709 | 68054.1643
[7 empty] | 68283.4042 | 69660.5433 | 69258.6973 | 69424.5862 | 68591.9519 | 69448.7287
[7 empty] | 67678.6681 | 68421.8683 | 69531.7017 | 69203.0758 | 68926.6544 | 68638.2369
[7 empty] | 67956.1561 | 68101.4591 | 68711.4089 | 68792.1649 | 67979.5431 | 67574.8182
[7 empty] | 64829.2719 | 65549.852 | 65081.7533 | 65116.3214 | 65743.8634 | 65380.1096
[7 empty] | 63113.526 | 63087.2178 | 63324.1802 | 62810.3497 | 63182.0471 | 62873.1566
[7 empty] | 59395.928 | 59391.6335 | 59361.6776 | 58640.7688 | 59723.0251 | 58797.4617
[7 empty] | 55037.7943 | 55700.9748 | 55934.4134 | 55109.402 | 55666.3314 | 55040.4707
[7 empty] | 51236.6264 | 51581.1797 | 52298.9946 | 50853.7678 | 51167.2289 | 50311.6667
[7 empty] | 49224.473 | 49455.345 | 49520.8025 | 48717.5113 | 49250.4887 | 48402.7941
[7 empty] | 47375.664 | 47482.9722 | 47979.7662 | 47187.1644 | 47309.0612 | 47109.8003
[7 empty] | 47822.7345 | 47754.4 | 47773.7044 | 47443.8547 | 47471.3153 | 47410.5806
[7 empty] | 48448.852 | 48466.4285 | 48420.5901 | 48259.5634 | 48289.3462 | 48213.3433
[7 empty] | 51273.4911 | 51318.7319 | 51375.321 | 51152.5585 | 51275.5023 | 51378.735
[7 empty] | 59106.8216 | 58936.3559 | 59054.3782 | 58630.2829 | 58853.5523 | 59320.1206
[7 empty] | 64092.7185 | 64165.1315 | 63914.1541 | 64128.1871 | 64187.6459 | 64035.5783
[7 empty] | 68650.9484 | 67861.2672 | 68156.672 | 68594.3672 | 68162.4185 | 68833.7883
[7 empty] | 69518.003 | 70392.7979 | 70003.2409 | 71035.0572 | 70540.8197 | 70322.9647
[7 empty] | 70958.6618 | 71562.483 | 71752.7344 | 72648.4117 | 71355.1304 | 73009.7979
[7 empty] | 72654.8747 | 73663.1352 | 73160.5698 | 73575.6089 | 72158.8809 | 73526.9723
[7 empty] | 72771.5805 | 72133.0829 | 72621.9047 | 73006.1891 | 72611.4113 | 73366.9564
[7 empty] | 71950.2929 | 72220.2812 | 71525.3303 | 72224.0957 | 71484.7356 | 72066.055
[7 empty] | 70595.0236 | 70775.8195 | 71124.0182 | 71229.8976 | 70917.2459 | 71294.6113
[7 empty] | 70396.3114 | 69178.591 | 69893.3752 | 70172.5875 | 70428.7548 | 70101.9378
[7 empty] | 68106.4957 | 68201.2043 | 68154.7228 | 69059.1498 | 68470.1108 | 69767.7139
[7 empty] | 68509.8478 | 69536.2767 | 69706.6987 | 69478.2393 | 69247.4517 | 68780.5351
[7 empty] | 68101.4661 | 68821.7935 | 68656.4214 | 68724.8711 | 68893.287 | 68720.6866
[7 empty] | 67402.5082 | 68416.3664 | 68270.7099 | 68253.0883 | 68433.6318 | 67218.2959
[7 empty] | 65511.6586 | 65946.3718 | 65678.2343 | 65452.4504 | 66352.9601 | 64807.4934
[7 empty] | 62657.4408 | 63336.1391 | 63480.5543 | 62536.6533 | 63619.86 | 63199.9783
[7 empty] | 58992.4412 | 60100.9789 | 59119.5683 | 58519.6343 | 59944.2753 | 58863.9473
[7 empty] | 54885.122 | 55889.1648 | 55129.4584 | 55238.1326 | 55178.0537 | 55421.5415
[7 empty] | 50960.865 | 52677.1767 | 50705.0206 | 50790.5233 | 51357.3597 | 50607.7298
[7 empty] | 48842.7351 | 49970.8797 | 48537.1483 | 48238.0424 | 49275.1783 | 48337.4988
[7 empty] | 47193.5196 | 47518.183 | 47076.241 | 47068.0473 | 47313.8592 | 47169.6113
[7 empty] | 47411.1382 | 47651.4829 | 47609.2006 | 47363.5314 | 47551.92 | 47407.7097
[7 empty] | 48056.0044 | 48695.0997 | 48152.7291 | 48072.042 | 48136.7985 | 48230.8399
[7 empty] | 50996.9133 | 51280.4355 | 51231.3089 | 51107.3102 | 51044.5005 | 51085.5245
[7 empty] | 58753.3878 | 59010.245 | 59075.2179 | 59065.5302 | 58912.705 | 59110.7951
[7 empty] | 63741.1658 | 64136.581 | 64329.0003 | 64517.7503 | 64091.7719 | 64094.3776
[7 empty] | 68353.5134 | 68106.725 | 68225.3314 | 68410.0863 | 68101.5763 | 68482.7549
[7 empty] | 69695.4718 | 70185.8464 | 69709.783 | 70229.9185 | 69772.3722 | 69870.4654
[7 empty] | 71017.4188 | 71238.0241 | 71229.5532 | 71383.6043 | 71131.7727 | 71322.5239
[7 empty] | 72916.5628 | 72721.1651 | 72805.6088 | 73740.8589 | 72194.9172 | 72645.0668
[7 empty] | 72393.2944 | 73487.5549 | 72690.4702 | 72842.9347 | 72364.1714 | 72054.6569
[7 empty] | 71328.1563 | 72446.4535 | 71706.2187 | 71750.7661 | 71839.0623 | 71262.2421
[7 empty] | 70718.7417 | 71723.5133 | 71302.5516 | 71902.199 | 71083.0801 | 70661.7905
[7 empty] | 69831.1016 | 69782.5231 | 69809.9058 | 70903.5656 | 70707.4046 | 69492.5809
[7 empty] | 69051.2166 | 68914.2372 | 67794.8445 | 68333.162 | 68437.3136 | 68322.8544
[7 empty] | 68471.2126 | 68532.0632 | 68543.8086 | 68262.8896 | 68453.4879 | 68804.2355
[7 empty] | 67082.9234 | 67458.1361 | 67596.0531 | 67403.4326 | 67315.3302 | 68333.6784
[7 empty] | 66324.261 | 65708.542 | 66750.376 | 65787.6979 | 65848.7709 | 67304.6759
[7 empty] | 63033.9561 | 63302.4355 | 63653.6664 | 62453.9313 | 62701.933 | 63429.9283
[7 empty] | 60847.5468 | 60711.9552 | 60897.6704 | 60956.9079 | 60922.9821 | 61575.3381
[7 empty] | 57571.3867 | 57505.7625 | 57286.3197 | 57413.3181 | 57354.1949 | 57652.5477
[7 empty] | 54623.9726 | 54575.4383 | 54322.7298 | 54234.7866 | 54080.7912 | 54313.993
[7 empty] | 50337.36 | 50621.0751 | 50138.2004 | 49917.5798 | 49877.7814 | 50267.6047
[7 empty] | 47547.9243 | 47819.9197 | 47638.2715 | 47408.5399 | 47352.4153 | 47704.5169
[7 empty] | 45976.896 | 46118.5059 | 46226.6917 | 45886.5229 | 45804.0246 | 46156.4641
[7 empty] | 45557.2507 | 45779.7688 | 45609.0153 | 45466.1312 | 45479.4919 | 45778.5661
[7 empty] | 44755.4348 | 44556.1287 | 44492.6916 | 44660.2366 | 44732.3213 | 44573.2102
[7 empty] | 45837.0792 | 45278.8689 | 45291.5626 | 45824.7078 | 45567.9567 | 45239.4623
[7 empty] | 47193.1843 | 46296.9493 | 46720.2979 | 47032.794 | 47296.9655 | 46222.9736
[7 empty] | 50288.1733 | 50697.0764 | 50743.6027 | 50371.9243 | 50586.945 | 50457.1003
[7 empty] | 53559.2294 | 54434.7202 | 53385.6743 | 53644.661 | 53832.8944 | 53611.6925
[7 empty] | 57943.8234 | 57957.8355 | 57482.2925 | 59034.7203 | 57922.5321 | 57662.7916
[7 empty] | 60900.1375 | 60089.916 | 61005.9318 | 60488.425 | 60101.8809 | 60052.8387
[7 empty] | 60844.278 | 61281.2507 | 61353.5657 | 62503.8863 | 62149.7201 | 61576.6018
[7 empty] | 60945.633 | 60794.391 | 61114.2234 | 62078.4634 | 61135.3797 | 61610.2469
[7 empty] | 61111.6555 | 59837.9716 | 60543.2476 | 60661.3682 | 59988.3123 | 59484.4708
[7 empty] | 58953.004 | 59042.4375 | 57977.2537 | 58739.9694 | 59031.8915 | 58323.4736
[7 empty] | 57953.5087 | 57997.2601 | 57875.0344 | 57666.7764 | 57899.5851 | 57847.0941
[7 empty] | 58926.9437 | 56390.3829 | 56744.5595 | 57197.1184 | 56618.8874 | 56328.2029
[7 empty] | 57527.5735 | 57238.485 | 57928.7538 | 58515.4362 | 58119.9891 | 58407.6933
[7 empty] | 58609.4346 | 56257.5472 | 56924.4734 | 58223.1161 | 57505.0422 | 56784.1471
[7 empty] | 56181.2342 | 55962.5964 | 56162.1765 | 57162.7716 | 56849.952 | 57159.0594
[7 empty] | 55148.4652 | 55004.0206 | 54671.6168 | 56204.3429 | 55618.5107 | 55781.9614
[7 empty] | 54729.0919 | 53178.2983 | 54203.35 | 53302.3512 | 53623.5404 | 55222.6015
[7 empty] | 53547.2258 | 51066.5752 | 52490.9865 | 51676.8894 | 51269.7539 | 51333.9429
[7 empty] | 49183.1779 | 48237.7257 | 50061.9712 | 49586.9868 | 49253.2231 | 48886.5537
[7 empty] | 46386.3154 | 46582.427 | 46728.1258 | 47149.9927 | 46378.8027 | 46290.969
[7 empty] | 45097.104 | 44441.6379 | 45389.5408 | 45338.4976 | 43200.7779 | 43555.1214
[7 empty] | 41565.7783 | 40970.2475 | 41843.4039 | 41976.3585 | 41177.9175 | 41141.0559
[7 empty] | 41060.7951 | 40143.1418 | 39831.326 | 40848.764 | 39955.5142 | 40175.3173
[7 empty] | 41378.8826 | 40568.8589 | 39563.826 | 41099.8818 | 39414.5494 | 39352.0624
[7 empty] | 41360.7422 | 40526.5354 | 39865.6663 | 40601.2125 | 40207.774 | 39953.4663
[7 empty] | 42414.2773 | 41880.3656 | 41156.2398 | 42019.7176 | 41470.7722 | 40953.8105
[7 empty] | 44490.099 | 43747.6446 | 43677.4097 | 44038.5659 | 44333.9023 | 44198.8546
[7 empty] | 49170.2908 | 47558.9886 | 47678.8057 | 48026.4463 | 47508.2421 | 47677.6593
[7 empty] | 52083.6512 | 51733.639 | 53281.9547 | 51731.4853 | 51888.6406 | 51924.6204
[7 empty] | 53833.9598 | 53881.1629 | 53970.1045 | 54925.7969 | 53341.2456 | 54436.5463
[7 empty] | 57237.4685 | 57580.1322 | 56192.1483 | 57065.7556 | 56195.8079 | 55639.7316
[7 empty] | 57752.8311 | 57986.1232 | 57034.3043 | 58303.9218 | 58324.8119 | 57581.1429
[7 empty] | 56394.2842 | 56165.4635 | 56478.3387 | 56590.4815 | 55700.7293 | 55703.5484
[7 empty] | 54581.7359 | 54419.959 | 54960.7404 | 55889.2321 | 54347.4269 | 54639.6187
[7 empty] | 53450.2946 | 53484.5068 | 53238.3259 | 54257.6571 | 53353.2947 | 53089.3036
[7 empty] | 54252.8947 | 53587.3742 | 53468.2322 | 54870.9804 | 52694.8147 | 53723.176
[7 empty] | 55713.0662 | 55081.0755 | 55456.7865 | 55691.2464 | 54963.0491 | 55249.1297
[7 empty] | 57025.9614 | 55828.1699 | 56051.0963 | 57530.1143 | 56936.4627 | 56138.9115
[7 empty] | 56139.6509 | 56264.7051 | 56439.2152 | 57784.6442 | 56621.0617 | 56344.0211
[7 empty] | 54998.3289 | 54511.0976 | 54967.2808 | 55533.5227 | 55484.6781 | 55468.0417
[7 empty] | 54515.0709 | 53844.1509 | 52924.04 | 55857.7817 | 54328.0824 | 53060.4177
[7 empty] | 52083.5466 | 53128.7437 | 51029.0539 | 52951.9615 | 52787.1558 | 51918.1807
[7 empty] | 49497.1163 | 49928.4717 | 48675.0179 | 50114.9559 | 49775.2269 | 49189.7975
[7 empty] | 46710.5497 | 47379.7676 | 46365.8545 | 47891.9428 | 47026.8115 | 47000.8913
[7 empty] | 44958.8464 | 45914.8211 | 44484.4732 | 46252.4333 | 45550.4665 | 46374.2093
[7 empty] | 45554.8673 | 45696.6534 | 45303.0084 | 46621.6437 | 45829.3113 | 45491.4631
[7 empty] | 45098.0149 | 44992.055 | 44909.0697 | 46010.3388 | 44908.3622 | 44988.1719
[7 empty] | 45839.37 | 45707.3897 | 45817.0114 | 46584.2236 | 45572.1542 | 45640.8288
[7 empty] | 49631.8164 | 49770.0961 | 49920.8267 | 50775.9063 | 49627.2008 | 49511.7571
[7 empty] | 59303.4278 | 59188.1606 | 59245.1314 | 60103.44 | 59096.2356 | 58877.458
[7 empty] | 64131.8215 | 65089.225 | 64452.8515 | 65190.2698 | 64212.289 | 64146.4352
[7 empty] | 69063.2646 | 68750.4 | 68657.9918 | 69752.6166 | 68780.5131 | 68137.3885
[7 empty] | 70347.6419 | 70105.9534 | 70035.7934 | 70590.5322 | 70540.2885 | 69799.6964
[7 empty] | 71722.5601 | 71283.7924 | 71698.3869 | 72887.2173 | 72159.0296 | 72078.6075
[7 empty] | 72612.1056 | 72916.3874 | 72802.7726 | 73105.4201 | 73815.3853 | 73715.8528
[7 empty] | 72303.8929 | 73018.9312 | 72461.1304 | 71776.1521 | 73175.7276 | 72574.2402
[7 empty] | 71635.6372 | 72856.1386 | 72070.952 | 71224.3166 | 71514.015 | 71793.795
[7 empty] | 71054.2205 | 70770.4511 | 70765.3793 | 71001.0681 | 70843.4456 | 70281.3204
[7 empty] | 69997.4172 | 69425.7201 | 69772.0217 | 70073.6262 | 69909.1237 | 70015.0583
[7 empty] | 69658.8933 | 69184.6448 | 68349.8801 | 69241.1075 | 68819.5767 | 69038.5166
[7 empty] | 69143.0665 | 69026.2579 | 68801.7964 | 69727.2392 | 69082.0118 | 68795.5867
[7 empty] | 69440.4709 | 68619.7661 | 68557.4213 | 68662.5213 | 68288.9526 | 68544.0959
[7 empty] | 68436.7454 | 67777.2391 | 68480.7866 | 68230.5793 | 67670.896 | 68890.5806
[7 empty] | 65314.9027 | 65883.1175 | 65690.4281 | 65962.7123 | 65653.8244 | 65942.7772
[7 empty] | 63484.0372 | 63512.8184 | 63559.6473 | 63576.076 | 62562.4142 | 63321.2684
[7 empty] | 59287.6022 | 59368.5218 | 59505.3214 | 58657.6272 | 59150.4265 | 58804.2184
[7 empty] | 55494.3471 | 55852.9836 | 55530.569 | 55405.8132 | 55283.8298 | 54955.0002
[7 empty] | 51557.8126 | 51469.8632 | 51052.7632 | 51911.1119 | 51126.9889 | 51897.0472
[7 empty] | 49238.6615 | 49443.2852 | 49314.0037 | 49686.9023 | 49263.0571 | 49574.9696
[7 empty] | 47150.2035 | 47520.9726 | 47441.7158 | 48786.3871 | 47360.9228 | 47774.8757
[7 empty] | 47380.4027 | 47716.3184 | 47703.9704 | 48381.571 | 47596.3219 | 47694.2966
[7 empty] | 48135.5105 | 48287.9083 | 48341.1116 | 49290.9899 | 48324.7139 | 48503.6944
[7 empty] | 51077.4679 | 51020.1923 | 51160.5934 | 52307.5591 | 51281.5429 | 51519.5194
[7 empty] | 59228.5657 | 59087.0732 | 59098.4916 | 60242.0745 | 59161.4902 | 59125.6433
[7 empty] | 64320.458 | 64032.4981 | 64020.1653 | 65632.0045 | 64175.3395 | 63876.0324
[7 empty] | 68263.6995 | 68721.4727 | 68198.7433 | 69293.0734 | 68095.8047 | 68566.8619
[7 empty] | 69978.786 | 70000.9533 | 69759.7975 | 71280.6184 | 69761.7513 | 70593.1171
[7 empty] | 72161.8325 | 70914.1085 | 72716.5537 | 73566.9609 | 72038.1696 | 72084.8286
[7 empty] | 73857.3307 | 72903.1739 | 73024.8345 | 73832.0208 | 72888.8995 | 72931.9269
[7 empty] | 74282.2055 | 72365.5438 | 72219.7506 | 73321.6862 | 72317.1847 | 72604.8681
[7 empty] | 72478.7506 | 71544.7161 | 72439.8152 | 72078.8516 | 71671.3214 | 72215.2011
[7 empty] | 72599.1816 | 70657.9261 | 70740.661 | 72221.1376 | 70862.7227 | 71008.8518
[7 empty] | 70336.6157 | 69874.3133 | 69318.7927 | 70066.4413 | 69900.9751 | 69866.0059
[7 empty] | 68607.9646 | 68811.4062 | 67727.7508 | 69188.0408 | 68874.5978 | 68208.5356
[7 empty] | 68928.5436 | 67988.521 | 68651.7516 | 70269.8051 | 69280.1805 | 69656.7088
[7 empty] | 69435.1074 | 68383.8083 | 68954.1384 | 69344.0191 | 69086.8603 | 68346.0263
[7 empty] | 68358.3433 | 68005.4476 | 68306.8128 | 69530.5727 | 71745.4968 | 68303.9027
[7 empty] | 66025.3854 | 65523.1172 | 65114.909 | 66116.6886 | 67819.8487 | 65497.5368
[7 empty] | 63710.121 | 63128.6543 | 62804.1344 | 63842.0261 | 63548.2534 | 63182.3358
[7 empty] | 59450.3669 | 59443.6957 | 59254.2819 | 59753.6831 | 59490.7307 | 58983.6114
[7 empty] | 55215.6098 | 55322.7598 | 55478.4779 | 56199.0977 | 55589.7006 | 55387.4782
[7 empty] | 51151.6118 | 52459.679 | 51138.7872 | 51755.4254 | 50710.2704 | 51122.3479
[7 empty] | 49233.3345 | 50169.1729 | 48998.0955 | 49920.9214 | 48915.6903 | 49189.2512
[7 empty] | 47253.5661 | 48157.5619 | 47258.2499 | 48383.378 | 47113.8945 | 47337.1379
[7 empty] | 47447.2434 | 47822.8236 | 47577.1435 | 48677.5975 | 47461.8373 | 47561.0194
[7 empty] | 48319.9501 | 48725.3939 | 48339.1058 | 49652.5369 | 48238.9344 | 48456.9737
[7 empty] | 51285.0855 | 51482.0815 | 51287.8144 | 52427.2516 | 51055.0999 | 51263.9067
[7 empty] | 59335.3533 | 59039.0811 | 59166.7221 | 60630.3383 | 58975.0877 | 59271.0351
[7 empty] | 64005.0361 | 64366.7948 | 64498.6765 | 65331.3355 | 63958.2391 | 64464.0456
[7 empty] | 68789.8974 | 68232.3071 | 68532.3423 | 69577.7235 | 68534.1279 | 68356.1394
[7 empty] | 70225.372 | 70265.6568 | 70475.236 | 70546.8988 | 70334.2533 | 69788.2881
[7 empty] | 70939.7761 | 71691.4068 | 71956.9427 | 72140.2042 | 71831.9801 | 71645.0755
[7 empty] | 72173.036 | 73019.155 | 72755.8781 | 73519.1824 | 72822.0053 | 73366.0091
[7 empty] | 72301.52 | 72434.6885 | 72941.799 | 73336.4623 | 72552.8279 | 73318.5972
[7 empty] | 72434.1996 | 71777.659 | 71244.2405 | 73246.1016 | 71261.4685 | 71436.9028
[7 empty] | 70406.0841 | 70725.6608 | 71401.9402 | 71514.0864 | 70911.322 | 70029.3124
[7 empty] | 69839.7166 | 70430.496 | 69597.0868 | 70557.6616 | 69644.44 | 69532.4127
[7 empty] | 68724.5556 | 68829.1721 | 68320.5834 | 69830.2071 | 69029.8365 | 69185.4499
[7 empty] | 69169.4939 | 69230.2973 | 68159.7801 | 69571.5048 | 69660.43 | 68482.7251
[7 empty] | 68690.6691 | 68502.8518 | 68073.4849 | 68490.8201 | 68707.8238 | 68918.8774
[7 empty] | 68007.0066 | 68067.2834 | 68317.9842 | 68310.5684 | 67542.3109 | 67577.8735
[7 empty] | 65500.7984 | 65119.2569 | 66026.0595 | 65987.2976 | 65064.6572 | 64851.801
[7 empty] | 62886.09 | 63289.2398 | 63636.7686 | 63964.8476 | 63243.0438 | 62604.038
[7 empty] | 58700.7403 | 59519.3186 | 59289.9193 | 59649.5961 | 59507.6737 | 58904.4688
[7 empty] | 54909.5503 | 55204.3032 | 55290.0386 | 56178.2579 | 55164.6267 | 55337.7667
[7 empty] | 51003.8192 | 51213.244 | 52211.1422 | 51666.248 | 51403.619 | 50999.8657
[7 empty] | 49011.7774 | 49272.39 | 49492.9766 | 49715.8933 | 49261.8087 | 49326.0833
[7 empty] | 47430.4948 | 47396.4495 | 47956.0967 | 48696.9866 | 47411.1421 | 47326.188
[7 empty] | 47572.8682 | 47693.2062 | 47607.2037 | 49046.5712 | 47629.4069 | 47439.3823
[7 empty] | 48291.6486 | 48328.9688 | 48611.9469 | 49925.2847 | 48240.5795 | 48351.5547
[7 empty] | 51127.2254 | 51133.6875 | 51379.1899 | 52910.5242 | 51038.5239 | 51085.8002
[7 empty] | 59211.9596 | 59209.0248 | 59013.361 | 61192.2316 | 59138.1427 | 59028.1927
[7 empty] | 63994.6067 | 63896.3547 | 64109.4661 | 65827.403 | 64093.9968 | 63992.5902
[7 empty] | 68545.388 | 68419.8782 | 69814.6657 | 69759.0242 | 68252.8988 | 68197.0326
[7 empty] | 69874.6803 | 70013.6924 | 71303.1412 | 70686.2893 | 70199.0589 | 70333.3091
[7 empty] | 71482.708 | 70947.3512 | 72241.3615 | 72097.7696 | 71070.9711 | 71561.5898
[7 empty] | 72975.9418 | 73322.7525 | 73837.1241 | 73697.3369 | 72237.0118 | 72347.2853
[7 empty] | 72658.075 | 72876.6661 | 73029.4129 | 72553.3216 | 71750.7444 | 72172.9121
[7 empty] | 70513.4194 | 71965.9667 | 72435.2944 | 71366.6403 | 71398.9665 | 71756.5533
[7 empty] | 70277.7837 | 71309.0844 | 71331.0404 | 72010.8505 | 70813.5237 | 70629.8183
[7 empty] | 69565.4344 | 70284.3754 | 69986.2071 | 69943.1065 | 69875.7868 | 70604.5508
[7 empty] | 69149.7157 | 68663.1375 | 70473.6651 | 69252.2332 | 68914.0557 | 68601.9818
[7 empty] | 68652.9233 | 69529.7775 | 71432.9898 | 69395.5433 | 68534.5663 | 69007.1641
[7 empty] | 68112.6123 | 68563.6438 | 75179.1805 | 69370.9169 | 68265.9164 | 69147.1523
[7 empty] | 67572.3702 | 67498.3491 | 72463.1166 | 68935.1725 | 67749.4875 | 67636.7048
[7 empty] | 65270.5156 | 65863.6889 | 69444.947 | 67460.3153 | 65303.1604 | 65500.0348
[7 empty] | 62891.6566 | 62746.5806 | 63569.7233 | 64370.3264 | 63160.9676 | 62990.7899
[7 empty] | 58988.2581 | 59217.2988 | 59128.6673 | 59998.1251 | 59428.6035 | 58605.73
[7 empty] | 55239.8156 | 55192.7115 | 55211.2017 | 56377.7763 | 55022.2007 | 54884.9307
[7 empty] | 50843.2278 | 51540.376 | 52199.5562 | 52076.6821 | 51221.1665 | 50870.4898
[7 empty] | 49049.1967 | 49160.8209 | 49541.4011 | 49833.6531 | 49214.3387 | 49263.7323
[7 empty] | 47316.0272 | 47368.8048 | 48045.5187 | 48896.869 | 47377.3799 | 47842.9505
[7 empty] | 47551.5096 | 47512.2452 | 47714.7175 | 49243.6113 | 47578.2202 | 48098.4151
[7 empty] | 48413.6583 | 48230.2543 | 48595.5966 | 50077.478 | 48339.3533 | 48772.3497
[7 empty] | 51084.6481 | 51178.6039 | 51443.6673 | 53322.2836 | 51203.961 | 51620.0607
[7 empty] | 59297.6273 | 58989.2513 | 59301.5936 | 61663.2795 | 59039.6818 | 59471.3932
[7 empty] | 64039.0878 | 64017.7531 | 64698.0755 | 65982.8829 | 64040.9189 | 64419.2782
[7 empty] | 68232.1297 | 67939.9386 | 70185.1674 | 70524.4853 | 68024.7754 | 68841.4221
[7 empty] | 69765.845 | 69791.7612 | 71908.5629 | 72855.3968 | 69555.3792 | 70395.1115
[7 empty] | 71315.3508 | 71186.6984 | 72887.3954 | 74431.549 | 71384.5838 | 71548.2855
[7 empty] | 73831.8997 | 72335.8148 | 73305.3905 | 76301.7482 | 72941.2851 | 73716.2259
[7 empty] | 72956.627 | 72908.897 | 73117.0205 | 76112.9471 | 72896.2188 | 72722.5974
[7 empty] | 71737.9564 | 72206.2612 | 71635.6693 | 76213.8116 | 71972.1295 | 72028.1423
[7 empty] | 71546.5877 | 71270.8771 | 72395.7728 | 74898.8525 | 71375.1114 | 71328.3031
[7 empty] | 69550.2507 | 70527.2162 | 70324.0977 | 73911.6574 | 69810.1801 | 70774.7327
[7 empty] | 68086.5599 | 68088.0421 | 69548.9586 | 72676.8444 | 68473.2748 | 68776.2047
[7 empty] | 69608.6822 | 68668.3213 | 69851.0286 | 72888.02 | 69250.5064 | 68942.8302
[7 empty] | 68503.9395 | 67633.8304 | 69457.5132 | 71659.1102 | 67649.9156 | 67339.1075
[7 empty] | 67804.2377 | 66298.0651 | 68602.9186 | 72297.8289 | 66399.8267 | 65864.873
[7 empty] | 65170.4017 | 63033.055 | 66023.0354 | 70156.2255 | 65333.6186 | 63369.2498
[7 empty] | 61377.9001 | 61267.1514 | 62351.5992 | 63952.0955 | 60969.8818 | 61661.7942
[7 empty] | 58106.4791 | 58184.9043 | 58519.6425 | 59697.6761 | 57688.959 | 58337.8019
[7 empty] | 54467.7529 | 55117.1247 | 54898.1867 | 56523.1962 | 54169.0793 | 55062.6744
[7 empty] | 50664.3415 | 52857.9473 | 52136.9394 | 53624.4954 | 50131.3335 | 51892.6115
[7 empty] | 48027.0636 | 49121.1155 | 47927.2359 | 50515.6631 | 47440.1384 | 49085.7092
[7 empty] | 46431.6595 | 46204.0591 | 46017.0388 | 48586.2406 | 45931.7553 | 47568.6798
[7 empty] | 45825.7977 | 45632.7956 | 45549.7873 | 47411.8934 | 45600.5839 | 46361.1427
[7 empty] | 44653.191 | 44750.6656 | 44351.285 | 47550.5235 | 44318.7064 | 45669.3269
[7 empty] | 45131.1155 | 45441.0212 | 44974.3672 | 47823.8119 | 44998.7621 | 46253.6755
[7 empty] | 46427.2239 | 46747.7627 | 46794.9492 | 49443.3962 | 46352.6899 | 48360.2756
[7 empty] | 50095.7823 | 50540.3374 | 50351.8692 | 53032.4382 | 50515.5795 | 52434.6558
[7 empty] | 53935.2276 | 53227.0399 | 53864.043 | 56421.8863 | 53886.5569 | 54881.021
[7 empty] | 57348.0155 | 57755.7672 | 58293.8614 | 61119.5966 | 58181.6806 | 58915.4499
[7 empty] | 60375.4761 | 59693.7898 | 60113.2842 | 63368.7454 | 60458.6167 | 61509.9
[7 empty] | 61573.9609 | 60929.1414 | 61607.9696 | 65005.6959 | 60991.4153 | 62349.0798
[7 empty] | 60512.3871 | 61404.1405 | 60850.0622 | 65495.8978 | 61453.9541 | 61672.8814
[7 empty] | 60160.283 | 60213.1209 | 59870.7215 | 64180.5078 | 59960.1667 | 61022.1782
[7 empty] | 59106.5491 | 58255.095 | 59115.9193 | 61286.0346 | 59047.9096 | 59274.272
[7 empty] | 57876.7207 | 57062.1778 | 58103.5684 | 60778.4809 | 56783.6649 | 58202.4457
[7 empty] | 57212.1036 | 56577.267 | 57496.1363 | 59632.4946 | 57081.5658 | 58405.9263
[7 empty] | 57192.7545 | 57345.5837 | 57886.9749 | 60293.1077 | 57693.127 | 58639.5125
[7 empty] | 58119.3271 | 56871.7408 | 57391.466 | 58560.754 | 57631.7009 | 58141.7932
[7 empty] | 56303.2138 | 56185.6634 | 56757.7585 | 58325.49 | 56553.1316 | 59226.5375
[7 empty] | 56069.7694 | 56565.7323 | 57468.565 | 57587.1442 | 55628.575 | 58818.6631
[7 empty] | 53906.3792 | 54526.1739 | 55074.4524 | 55220.4008 | 52729.1421 | 55666.889
[7 empty] | 51541.1499 | 51725.9233 | 52643.7776 | 52224.2207 | 51528.4571 | 52883.2656
[7 empty] | 48926.9756 | 48701.9491 | 49838.6769 | 50508.9328 | 48322.0651 | 50823.6426
[7 empty] | 45777.0635 | 45906.426 | 46777.2703 | 47302.8573 | 46362.1725 | 47927.096
[7 empty] | 43231.0113 | 43972.3377 | 44684.6251 | 44351.4901 | 45034.7396 | 45731.5557
[7 empty] | 40639.1345 | 40828.4983 | 42592.3015 | 41579.1535 | 41845.5635 | 42338.3646
[7 empty] | 39272.0976 | 39659.5681 | 42626.4181 | 40308.466 | 42187.5048 | 41283.9573
[7 empty] | 39588.7048 | 39620.2764 | 42441.9248 | 41081.7115 | 42699.2172 | 40818.6713
[7 empty] | 40039.0955 | 40040.0648 | 41404.4473 | 41635.4741 | 42694.0943 | 41338.1427
[7 empty] | 41823.833 | 41234.0844 | 42067.4767 | 43909.4837 | 42712.0433 | 42450.2105
[7 empty] | 43970.6243 | 43647.5073 | 43683.58 | 45117.9985 | 46607.9632 | 44619.9906
[7 empty] | 47664.2232 | 47712.3542 | 48610.4214 | 49421.1232 | 49063.8618 | 49414.4767
[7 empty] | 51418.1864 | 51683.0676 | 52132.2661 | 53122.9508 | 52270.6518 | 52426.8188
[7 empty] | 54017.9627 | 53746.1293 | 53671.3517 | 55402.1321 | 53896.5217 | 54713.064
[7 empty] | 55875.2264 | 56316.9387 | 56320.5924 | 57144.1874 | 57207.3562 | 57662.5246
[7 empty] | 58257.8446 | 57359.6365 | 57429.0039 | 58823.6371 | 57518.8347 | 58244.2203
[7 empty] | 55485.7967 | 56258.2364 | 56881.3785 | 56901.723 | 56507.8447 | 56961.9383
[7 empty] | 54444.7294 | 54793.9974 | 54559.0256 | 55214.5483 | 54647.1839 | 55723.161
[7 empty] | 53454.8605 | 53692.6026 | 54243.0114 | 53090.029 | 53458.6796 | 54321.6107
[7 empty] | 52870.83 | 55175.5245 | 54012.5889 | 53686.8286 | 53667.7958 | 55150.3011
[7 empty] | 54222.8191 | 56248.7946 | 54786.5848 | 55048.5338 | 56197.8873 | 56721.459
[7 empty] | 55186.7082 | 56668.1324 | 56052.6887 | 57018.0819 | 57357.353 | 57601.6434
[7 empty] | 55327.0266 | 58552.0273 | 55916.316 | 57606.733 | 56268.5542 | 57370.148
[7 empty] | 55131.3611 | 57890.825 | 56191.7175 | 56412.3557 | 56275.3176 | 57155.8452
[7 empty] | 53706.2315 | 53850.128 | 53074.2008 | 53843.9179 | 54968.4212 | 54224.2111
[7 empty] | 52078.2459 | 51865.217 | 51298.5764 | 51892.9242 | 52460.2557 | 52214.9177
[7 empty] | 49782.0177 | 48973.6711 | 48719.5754 | 50288.78 | 50456.1097 | 49663.385
[7 empty] | 46783.5983 | 46327.8033 | 46272.9196 | 47772.8842 | 47410.5401 | 47848.7438
[7 empty] | 45212.5825 | 44553.6346 | 44331.9299 | 45793.3916 | 45566.6007 | 46343.1162
[7 empty] | 45358.103 | 45111.6636 | 45127.6979 | 45563.463 | 45705.8525 | 47612.4742
[7 empty] | 44860.5189 | 44615.1985 | 44857.1372 | 44997.582 | 44975.3835 | 46859.9356
[7 empty] | 45694.4878 | 45679.1669 | 45620.622 | 45686.9802 | 45660.328 | 47786.8907
[7 empty] | 49802.1544 | 49615.4307 | 49515.4241 | 49577.4811 | 49738.2346 | 52130.8206
[7 empty] | 59211.8723 | 59170.9232 | 59052.4815 | 59211.3396 | 59087.4347 | 61317.4011
[7 empty] | 64676.7923 | 65504.0826 | 64491.1784 | 64957.8332 | 64566.3984 | 66628.4087
[7 empty] | 68689.0437 | 68640.3945 | 69039.1672 | 68621.5529 | 68391.3704 | 70399.4647
[7 empty] | 69927.5167 | 70253.7658 | 70754.7587 | 70155.319 | 70326.7507 | 72498.8064
[7 empty] | 71824.4573 | 71754.8176 | 71912.4866 | 71544.5405 | 71602.8801 | 74774.1386
[7 empty] | 72584.5427 | 72870.227 | 73108.0118 | 73420.1404 | 72694.8552 | 76615.8435
[7 empty] | 73418.2487 | 72481.1079 | 72740.3498 | 72196.0753 | 72532.0577 | 76237.2215
[7 empty] | 72457.5175 | 71563.2072 | 71555.1665 | 70988.2813 | 71336.7319 | 76334.6006
[7 empty] | 70757.5838 | 71035.8299 | 70983.5434 | 70994.8225 | 70677.446 | 75237.2296
[7 empty] | 70055.2094 | 70225.0372 | 69642.1661 | 69990.2259 | 70639.0171 | 73256.2657
[7 empty] | 68245.4866 | 68323.7565 | 68819.6349 | 68042.1642 | 68562.2716 | 70638.6921
[7 empty] | 68229.1374 | 69263.1297 | 69877.114 | 68444.3402 | 69484.6286 | 72570.061
[7 empty] | 68376.7799 | 68691.7271 | 70002.3668 | 68016.2426 | 68790.9772 | 70991.0807
[7 empty] | 67987.6755 | 68129.6792 | 73140.0525 | 67434.4147 | 68535.3267 | 72540.1181
[7 empty] | 65978.4546 | 65415.6944 | 69221.7002 | 66363.2378 | 67427.8582 | 72798.689
[7 empty] | 63973.6959 | 63874.1862 | 63105.3375 | 63529.5059 | 64274.3079 | 66311.9852
[7 empty] | 59573.1179 | 59025.7525 | 58570.5158 | 58206.7093 | 59192.0182 | 60466.5191
[7 empty] | 55458.0028 | 55137.3431 | 55230.2879 | 54919.4771 | 55202.8594 | 57104.936
[7 empty] | 51769.0965 | 51135.5233 | 50701.8021 | 50335.2701 | 52709.3243 | 53995.9252
[7 empty] | 49174.7889 | 49168.7772 | 48572.5687 | 48155.9937 | 49599.033 | 51155.1768
[7 empty] | 47334.2757 | 47415.6771 | 48589.1078 | 46910.2315 | 48088.3739 | 50193.2574
[7 empty] | 47495.7103 | 47725.786 | 48764.7531 | 47174.0637 | 47767.5528 | 49893.1032
[7 empty] | 48171.3038 | 48468.0449 | 49693.6636 | 48099.8126 | 48555.8441 | 51176.8812
[7 empty] | 51054.2196 | 51224.5303 | 52766.6158 | 51335.858 | 51302.2698 | 54283.1752
[7 empty] | 58881.1439 | 59379.1252 | 60637.2007 | 59390.4127 | 59149.9691 | 62233.2472
[7 empty] | 64566.7116 | 64565.0724 | 66147.0815 | 64666.0251 | 64650.3736 | 67008.444
[7 empty] | 68437.5883 | 68599.7467 | 69879.3453 | 68216.342 | 68500.8441 | 71090.2199
[7 empty] | 69930.6085 | 70134.3321 | 71387.0798 | 70330.5942 | 69986.6049 | 72569.8945
[7 empty] | 71605.0274 | 72081.1451 | 72646.3153 | 72196.0295 | 71910.426 | 74136.3087
[7 empty] | 73443.6256 | 72103.1934 | 74453.9979 | 72802.8544 | 73623.7 | 76580.1566
[7 empty] | 72918.0435 | 72331.7448 | 72762.0384 | 73673.8386 | 72920.3442 | 76812.2365
[7 empty] | 71997.5599 | 71807.3797 | 71975.3265 | 72281.9393 | 71653.4592 | 76211.3786
[7 empty] | 71040.346 | 71189.2098 | 70699.3592 | 71195.5332 | 71607.6024 | 75051.4403
[7 empty] | 70670.4619 | 70286.2939 | 71281.8888 | 70189.6639 | 70568.5366 | 72833.4902
[7 empty] | 68581.8094 | 69167.095 | 69478.7405 | 68653.6586 | 69402.9876 | 70924.1091
[7 empty] | 68233.8437 | 69116.7023 | 69820.2986 | 69704.7076 | 68973.523 | 71206.3966
[7 empty] | 68165.3348 | 68886.5649 | 69648.9641 | 69480.7032 | 69930.5427 | 70690.586
[7 empty] | 68043.0495 | 68023.8828 | 69563.2787 | 70168.8817 | 68052.5594 | 70135.41
[7 empty] | 67242.8439 | 66610.4119 | 68809.5126 | 68910.1229 | 66868.3945 | 70273.8504
[7 empty] | 64290.3528 | 64190.5364 | 65024.1191 | 63460.8953 | 64899.0342 | 67066.1031
[7 empty] | 59413.3276 | 59420.3282 | 60630.6833 | 58882.5849 | 59181.4267 | 61218.1569
[7 empty] | 55171.8311 | 55567.7216 | 57593.1297 | 55417.7713 | 55917.8169 | 58876.4033
[7 empty] | 51151.9797 | 51381.931 | 53208.7421 | 50938.8608 | 52750.4642 | 54569.2379
[7 empty] | 49331.2945 | 49311.6448 | 50734.869 | 48550.2907 | 49535.1027 | 51577.9932
[7 empty] | 47567.2765 | 47374.6442 | 49123.4509 | 47196.8072 | 49806.6728 | 49985.8377
[7 empty] | 47681.5985 | 47586.0902 | 49335.5357 | 47411.4649 | 49644.7712 | 49689.5838
[7 empty] | 48243.9298 | 48361.8799 | 50026.6685 | 48100.0837 | 50464.0371 | 50853.7516
[7 empty] | 51108.229 | 51131.0343 | 53304.8848 | 51257.5821 | 53361.977 | 54116.0379
[7 empty] | 58944.2155 | 59173.3852 | 61203.51 | 59147.3573 | 61331.5164 | 61903.9528
[7 empty] | 64582.7683 | 64393.0965 | 67072.6875 | 64404.6694 | 66646.9921 | 67166.0111
[7 empty] | 68473.9306 | 68405.1817 | 71217.0007 | 68789.9933 | 70393.2403 | 70476.4645
[7 empty] | 70006.682 | 70371.9993 | 72280.7066 | 69629.9358 | 72110.1455 | 72286.9982
[7 empty] | 71492.3139 | 71767.4201 | 74354.7693 | 71624.8037 | 74015.8495 | 73576.6516
[7 empty] | 72003.2733 | 72759.1069 | 74097.8141 | 73471.6769 | 76206.2974 | 76261.1758
[7 empty] | 72879.7147 | 72183.5822 | 73684.812 | 72454.1958 | 74519.5754 | 75262.2295
[7 empty] | 72349.6343 | 71245.7756 | 71860.4161 | 73003.8046 | 75180.9501 | 74748.6101
[7 empty] | 71273.5609 | 70723.3139 | 71452.8183 | 70682.8146 | 72519.0115 | 72649.6656
[7 empty] | 70211.6205 | 70005.5079 | 70879.211 | 69355.7011 | 71678.0962 | 71490.8218
[7 empty] | 68590.44 | 68917.9815 | 69576.4338 | 68735.1388 | 70067.0978 | 70728.743
[7 empty] | 69375.7396 | 69087.9766 | 69474.2915 | 69174.1357 | 71105.7879 | 70587.5079
[7 empty] | 69572.3756 | 69772.3317 | 69404.7155 | 69731.0525 | 70777.6553 | 70162.4949
[7 empty] | 68115.0683 | 69067.6961 | 70373.6785 | 69011.0196 | 69563.0673 | 70040.2091
[7 empty] | 67253.0936 | 67658.0239 | 69647.1392 | 67697.9728 | 68439.4414 | 68876.6049
[7 empty] | 63455.1438 | 63962.7628 | 65312.9825 | 63929.6296 | 65658.1093 | 66123.0911
[7 empty] | 59233.2289 | 59689.1259 | 60707.1404 | 59011.3669 | 61145.6542 | 61263.5121
[7 empty] | 54940.2481 | 55639.6954 | 56763.3337 | 55573.466 | 58072.3051 | 57451.3568
[7 empty] | 50985.7511 | 51335.5906 | 52475.8079 | 51415.4017 | 53394.9195 | 53350.5909
[7 empty] | 49053.711 | 49151.6511 | 50302.621 | 48853.494 | 50999.6776 | 51045.6921
[7 empty] | 47256.0321 | 47173.0049 | 49422.2954 | 48295.6527 | 49275.1721 | 49695.6003
[7 empty] | 47548.0112 | 47436.1321 | 49692.8522 | 48495.2198 | 49456.7405 | 48905.841
[7 empty] | 48353.0394 | 48284.1127 | 50347.8814 | 49196.0173 | 50250.8991 | 50021.7566
[7 empty] | 51089.363 | 51115.9012 | 53175.8179 | 52203.5234 | 53115.133 | 52851.3053
[7 empty] | 59080.3899 | 59230.6622 | 61298.5934 | 60507.9583 | 61038.7247 | 61265.1427
[7 empty] | 64597.0385 | 64866.5832 | 66874.4088 | 65688.0557 | 66536.4599 | 66387.7423
[7 empty] | 68609.2047 | 68264.086 | 72447.4589 | 69222.9141 | 69673.7417 | 70765.7074
[7 empty] | 70403.6081 | 70459.349 | 73804.9613 | 70681.1619 | 71576.0551 | 73015.2991
[7 empty] | 72812.648 | 71924.7667 | 75526.1619 | 72386.8909 | 74047.6169 | 75042.0124
[7 empty] | 73424.332 | 73473.8256 | 76307.5666 | 73473.5924 | 74907.9947 | 75224.6634
[7 empty] | 73399.8154 | 72951.887 | 76657.9678 | 73205.4351 | 73794.6603 | 73961.6099
[7 empty] | 72692.2494 | 72170.1114 | 75033.7504 | 72350.1323 | 72561.9718 | 71870.713
[7 empty] | 71191.4175 | 71359.1972 | 76028.3149 | 71463.5498 | 72877.7112 | 71772.3991
[7 empty] | 70718.1184 | 70171.747 | 72727.0838 | 70183.2726 | 71180.749 | 71495.9062
[7 empty] | 69154.9506 | 68490.7435 | 71670.9667 | 69729.7802 | 70756.0565 | 69643.5092
[7 empty] | 69568.4224 | 69478.4537 | 72184.8547 | 69595.7755 | 71086.6608 | 69916.4833
[7 empty] | 68991.8622 | 68779.8455 | 72272.1137 | 69354.7608 | 69775.9714 | 69543.3883
[7 empty] | 68666.4328 | 71140.3943 | 73148.2452 | 69533.3821 | 70321.7717 | 71530.7511
[7 empty] | 68771.938 | 69467.2886 | 72921.4237 | 68559.386 | 69894.1428 | 69659.7994
[7 empty] | 64582.703 | 64098.8924 | 66810.0109 | 64439.9931 | 65106.1284 | 65288.2551
[7 empty] | 59892.6253 | 59360.2979 | 61460.0397 | 58979.3759 | 60383.386 | 59655.3569
[7 empty] | 55355.0757 | 55106.9738 | 57955.6784 | 55668.9976 | 56752.7189 | 56117.5346
[7 empty] | 51408.771 | 51337.3776 | 54506.796 | 51640.8986 | 52050.7918 | 52780.127
[7 empty] | 49278.3928 | 49271.8236 | 51664.4241 | 49506.8083 | 49932.5375 | 49437.1264
[7 empty] | 47433.0577 | 47579.6491 | 50634.8311 | 48376.6085 | 47276.2052 | 47436.9328
[7 empty] | 47580.0422 | 47758.3503 | 50336.5748 | 48596.8088 | 47572.3808 | 47784.8377
[7 empty] | 48283.8904 | 48449.7624 | 51331.6418 | 49389.1333 | 48203.032 | 48501.7237
[7 empty] | 51102.7126 | 51227.4118 | 54284.3171 | 52362.7264 | 51118.0886 | 51498.4772
[7 empty] | 59295.1961 | 59272.1889 | 62747.7693 | 60683.2741 | 59146.8373 | 59835.0103
[7 empty] | 65009.012 | 64603.4951 | 68217.9822 | 66221.0226 | 64446.1953 | 65380.4078
[7 empty] | 69318.2167 | 68664.077 | 72376.1748 | 70797.9299 | 68466.045 | 68619.4719
[7 empty] | 70893.8359 | 70056.098 | 73193.2879 | 71843.7116 | 69858.5369 | 70849.3591
[7 empty] | 72600.9008 | 71236.2053 | 74826.4007 | 74342.8583 | 71150.2571 | 72278.7367
[7 empty] | 72806.3831 | 73149.0454 | 76220.1287 | 75991.4037 | 72687.3668 | 73345.6447
[7 empty] | 73054.3895 | 72321.4999 | 76798.8452 | 72953.9085 | 72634.7238 | 73470.162
[7 empty] | 71777.7442 | 71801.5697 | 76097.6782 | 71819.7512 | 71659.8068 | 72513.4715
[7 empty] | 70739.3817 | 70079.098 | 75246.5466 | 72481.2013 | 70365.0525 | 71537.1757
[7 empty] | 70212.0851 | 69306.1706 | 72867.9791 | 71166.6138 | 69304.2043 | 70341.2808
[7 empty] | 68337.917 | 67907.6002 | 71435.1274 | 68858.9739 | 67929.6663 | 67956.9726
[7 empty] | 69129.0083 | 68429.0164 | 72850.647 | 69215.9355 | 68315.973 | 68695.3598
[7 empty] | 66869.151 | 67195.3289 | 70099.8612 | 68976.0619 | 67465.116 | 67179.8124
[7 empty] | 65846.443 | 66520.4286 | 70345.0479 | 69373.0605 | 65862.6756 | 65855.5765
[7 empty] | 65660.3233 | 65112.5548 | 70149.6643 | 69738.3292 | 65181.4518 | 64945.3404
[7 empty] | 62433.2915 | 62845.886 | 66261.5806 | 63620.3847 | 62345.183 | 62617.3909
[7 empty] | 57827.9451 | 58079.0019 | 60533.2082 | 58817.599 | 57239.0718 | 57957.8951
[7 empty] | 54238.1743 | 54386.2626 | 57657.0911 | 55823.8991 | 54058.6441 | 54949.1412
[7 empty] | 50437.5122 | 50101.9007 | 53112.1341 | 51736.0812 | 50108.365 | 50996.9098
[7 empty] | 47789.9849 | 47547.5349 | 50253.7367 | 48645.4115 | 47332.8237 | 48247.6704
[7 empty] | 46276.2112 | 45885.398 | 48809.2949 | 47280.7387 | 45910.6579 | 47511.7271
[7 empty] | 45858.4203 | 45577.7343 | 48108.6676 | 46842.8545 | 45384.9395 | 46792.0042
[7 empty] | 44577.2693 | 44467.2561 | 47643.3887 | 45747.4212 | 44720.3295 | 45636.7195
[7 empty] | 45339.9124 | 45078.9721 | 47772.3147 | 46861.1266 | 45087.2096 | 46276.403
[7 empty] | 46732.6306 | 46811.0617 | 50304.0372 | 48706.6391 | 46636.8176 | 48306.271
[7 empty] | 50597.217 | 50965.2173 | 54497.9597 | 52940.1176 | 50825.9143 | 52276.044
[7 empty] | 54088.9069 | 53712.6676 | 57721.6971 | 55307.201 | 53756.3316 | 55477.768
[7 empty] | 57789.4848 | 57835.4399 | 61992.4087 | 60620.6363 | 57356.434 | 59996.4446
[7 empty] | 60083.7855 | 60416.8317 | 64912.9614 | 62884.7159 | 60084.7095 | 61388.9189
[7 empty] | 61620.4521 | 60979.6574 | 65760.6279 | 63534.6024 | 61264.166 | 63062.3197
[7 empty] | 61004.2297 | 60040.2626 | 65750.4167 | 62670.6605 | 60571.5716 | 61988.9176
[7 empty] | 60541.9931 | 59893.3322 | 64711.571 | 62323.4136 | 60622.9114 | 62025.9433
[7 empty] | 59238.5773 | 58740.4046 | 62970.7228 | 60683.2569 | 59556.2517 | 60091.6045
[7 empty] | 57286.4314 | 57015.3024 | 62425.3147 | 59300.9723 | 58746.1376 | 59207.2134
[7 empty] | 56367.7958 | 56287.9171 | 60608.7914 | 59018.0974 | 57116.6585 | 58120.0159
[7 empty] | 58431.2003 | 57794.9156 | 61308.6368 | 59336.9574 | 57873.1126 | 58112.8259
[7 empty] | 57390.8817 | 56982.4167 | 60653.3621 | 58041.7025 | 58685.9402 | 58287.5427
[7 empty] | 56917.1779 | 56900.8469 | 60738.2094 | 57546.0175 | 57057.9951 | 57538.5097
[7 empty] | 57568.5456 | 58819.0441 | 61166.6401 | 58960.2622 | 57821.476 | 58150.461
[7 empty] | 54126.7293 | 53324.8637 | 58049.643 | 55261.6723 | 55086.676 | 54029.2286
[7 empty] | 51713.3677 | 51792.6065 | 54488.6287 | 52773.3296 | 53237.5763 | 51872.9486
[7 empty] | 49001.7893 | 49087.6255 | 52240.7653 | 49796.6418 | 50268.0947 | 49448.2128
[7 empty] | 45866.2608 | 46783.6832 | 49578.4471 | 46926.6417 | 47333.221 | 47106.4495
[7 empty] | 42744.1006 | 44849.2432 | 46042.8011 | 44387.5779 | 45271.6253 | 43862.6195
[7 empty] | 40601.8891 | 41821.1848 | 44474.8738 | 41726.6261 | 42694.9917 | 41923.3522
[7 empty] | 39381.1769 | 41836.6209 | 41808.4208 | 40287.6562 | 43474.8287 | 40599.999
[7 empty] | 39964.504 | 40936.9356 | 42792.5912 | 40551.8178 | 42962.5306 | 41163.3911
[7 empty] | 40428.2419 | 40281.5805 | 42921.4466 | 41174.8255 | 42797.7625 | 41364.3506
[7 empty] | 41552.8372 | 41796.2199 | 45282.4846 | 42822.1616 | 42815.752 | 43315.191
[7 empty] | 44009.1571 | 43999.9608 | 46550.2415 | 45417.5245 | 45579.1436 | 45696.9297
[7 empty] | 47461.4496 | 47653.2487 | 51153.6617 | 49293.9155 | 49495.525 | 49411.6959
[7 empty] | 52873.2062 | 51550.8111 | 55488.084 | 52993.2499 | 51996.7354 | 53210.5913
[7 empty] | 54444.5244 | 53217.7272 | 58820.4991 | 55156.0152 | 53714.1945 | 55799.9915
[7 empty] | 55823.744 | 56924.3104 | 61671.6159 | 57573.6929 | 55982.8687 | 57229.0513
[7 empty] | 57269.3539 | 57763.3703 | 62367.7163 | 58206.6089 | 57678.2895 | 58837.125
[7 empty] | 56590.246 | 58547.0311 | 62558.0063 | 57849.7382 | 55691.5249 | 58129.169
[7 empty] | 54612.3565 | 55381.9586 | 59063.3812 | 55238.969 | 54177.0853 | 56109.6414
[7 empty] | 52771.9044 | 54706.016 | 57636.4894 | 53634.5538 | 53915.1527 | 55471.3742
[7 empty] | 53085.9207 | 55014.7927 | 56329.6426 | 54087.1264 | 53339.2347 | 55471.8775
[7 empty] | 55074.6217 | 55862.771 | 58356.7146 | 56191.1819 | 55178.4966 | 56970.084
[7 empty] | 56334.9781 | 60344.1377 | 58997.713 | 57120.2436 | 57620.1136 | 58461.3423
[7 empty] | 56108.6709 | 60377.7596 | 60619.7463 | 57323.5085 | 56137.5072 | 59346.3141
[7 empty] | 56861.9887 | 58642.9111 | 61986.493 | 57262.9883 | 59073.6584 | 61173.9172
[7 empty] | 53825.4511 | 53741.8886 | 58334.7352 | 54753.9582 | 54885.6759 | 56352.4959
[7 empty] | 52012.1571 | 52294.7466 | 56414.7018 | 52983.8068 | 52858.8009 | 53428.5319
[7 empty] | 50035.1943 | 49228.9355 | 53146.2471 | 50401.4339 | 50056.1995 | 50986.2156
[7 empty] | 47617.0409 | 46646.1948 | 50741.1607 | 47835.1223 | 47667.7003 | 48085.3296
[7 empty] | 46182.6295 | 45580.8409 | 47547.1026 | 45912.3357 | 45815.5214 | 46238.9184
[7 empty] | 45597.3885 | 45567.9539 | 49295.9833 | 46925.2666 | 45400.2747 | 47989.6604
[7 empty] | 44912.0604 | 44920.526 | 49001.7816 | 46333.8119 | 45023.2679 | 47332.0646
[7 empty] | 45596.5616 | 45772.888 | 50561.6908 | 47351.7916 | 45601.501 | 48337.7982
[7 empty] | 49628.1053 | 49554.6938 | 56019.8941 | 51324.4834 | 49767.5591 | 52713.7256
[7 empty] | 59018.1764 | 58862.5815 | 64163.692 | 60958.1189 | 58862.4924 | 62044.4137
[7 empty] | 65721.936 | 65453.4805 | 71913.658 | 67091.0641 | 65146.2853 | 68436.345
[7 empty] | 68330.4191 | 68581.5418 | 75366.7742 | 70203.3174 | 69380.9517 | 71211.8033
[7 empty] | 70208.1626 | 70523.1634 | 74682.68 | 70959.0407 | 70201.7982 | 72689.0696
[7 empty] | 71674.8398 | 72266.0916 | 75363.1492 | 72678.8546 | 72063.0455 | 74628.827
[7 empty] | 73469.8681 | 72884.9532 | 76339.4683 | 74166.5642 | 72873.8406 | 76466.3676
[7 empty] | 73534.1019 | 72840.9413 | 75782.7042 | 74477.8636 | 72143.8439 | 75673.4792
[7 empty] | 71697.422 | 72112.8914 | 75705.7868 | 72748.1498 | 71804.9288 | 75904.8276
[7 empty] | 71107.2852 | 71228.7707 | 75017.5563 | 71639.5498 | 71021.3376 | 73862.8633
[7 empty] | 70402.857 | 69763.7396 | 72664.1451 | 70868.1782 | 70031.4555 | 73500.1813
[7 empty] | 69864.7051 | 68842.0757 | 71370.8362 | 69813.5688 | 68677.2445 | 70478.238
[7 empty] | 69723.7476 | 69274.7133 | 71374.8339 | 70109.9857 | 68669.3593 | 72499.3686
[7 empty] | 70332.2735 | 69033.8526 | 71013.1137 | 70126.8054 | 68993.3957 | 71700.0449
[7 empty] | 68806.7917 | 69266.2297 | 70549.0776 | 72234.0742 | 69262.0823 | 73946.8512
[7 empty] | 67452.0442 | 69537.3364 | 72470.494 | 69892.5866 | 68730.12 | 71464.5119
[7 empty] | 64145.7615 | 64205.3646 | 67103.6822 | 64614.7796 | 63694.4084 | 66174.4708
[7 empty] | 59074.1401 | 59303.2377 | 61916.0741 | 58754.6931 | 59021.944 | 61564.4505
[7 empty] | 55561.1352 | 55931.7947 | 59113.6627 | 55965.0223 | 54944.5907 | 57890.9228
[7 empty] | 52400.7756 | 51451.0208 | 54384.809 | 51680.5284 | 50691.7389 | 53337.6235
[7 empty] | 50031.3798 | 49342.1695 | 52240.2599 | 49336.45 | 48604.5592 | 50697.7903
[7 empty] | 48482.8752 | 47290.9093 | 51193.0126 | 47676.1166 | 47403.3185 | 49312.8827
[7 empty] | 48080.0015 | 47482.0631 | 51483.8038 | 47994.0316 | 47571.9803 | 49301.1754
[7 empty] | 48861.8295 | 48252.5416 | 53341.4929 | 48849.5183 | 48434.7946 | 50845.7543
[7 empty] | 51327.5389 | 50842.0172 | 58976.093 | 51463.8629 | 51079.5543 | 54354.0982
[7 empty] | 59412.824 | 59052.1208 | 65298.7006 | 60024.37 | 59262.2323 | 63246.8362
[7 empty] | 65551.5003 | 65155.1223 | 72764.498 | 66474.4947 | 65285.1075 | 68891.5789
[7 empty] | 70285.4217 | 68997.108 | 76758.2326 | 70965.4499 | 68721.6698 | 72189.5693
[7 empty] | 72342.3121 | 70228.8738 | 74694.838 | 71339.9028 | 70309.9836 | 73463.8902
[7 empty] | 74110.5616 | 72351.8371 | 75291.1932 | 73348.207 | 71932.4486 | 75107.5094
[7 empty] | 73550.4643 | 72597.2558 | 76376.8752 | 73767.1229 | 73153.7866 | 75652.9504
[7 empty] | 73480.3323 | 73234.904 | 76442.6135 | 73997.2378 | 72653.7713 | 75619.2916
[7 empty] | 72411.1529 | 71748.0243 | 76255.8379 | 72329.1112 | 72683.3218 | 73215.1827
[7 empty] | 72102.1417 | 71217.7155 | 73583.913 | 71056.0164 | 70899.3091 | 71937.86
[7 empty] | 70637.0279 | 69930.2954 | 72279.4033 | 69970.9627 | 70773.4924 | 71887.6934
[7 empty] | 70093.7546 | 68656.7993 | 72498.9127 | 69172.5078 | 70123.1068 | 71141.6341
[7 empty] | 70190.938 | 69551.6216 | 71079.5972 | 71744.9386 | 70577.6298 | 70133.5914
[7 empty] | 70523.5652 | 68325.4639 | 71894.0527 | 75610.7986 | 69791.9548 | 71038.1785
[7 empty] | 73229.4138 | 71167.4073 | 70465.6482 | 74387.5314 | 70205.8481 | 72752.026
[7 empty] | 70884.7012 | 69339.7403 | 73182.8051 | 70538.8399 | 70635.2072 | 71440.2055
[7 empty] | 65548.5692 | 63723.8661 | 67612.6251 | 64482.741 | 64761.328 | 65341.1793
[7 empty] | 60229.7828 | 59846.2649 | 62049.4669 | 59702.4426 | 58817.8489 | 61029.7317
[7 empty] | 56681.9717 | 55534.1148 | 58494.6149 | 55665.4584 | 55236.152 | 56689.8635
[7 empty] | 52019.696 | 51488.8159 | 53999.4017 | 52149.3921 | 50569.78 | 52842.7053
[7 empty] | 49597.3106 | 49439.2218 | 51548.5705 | 49353.2994 | 48532.6404 | 50014.7466
[7 empty] | 47748.5598 | 47568.0069 | 49902.0958 | 48521.082 | 47282.4402 | 48236.3421
[7 empty] | 48084.7994 | 47803.1535 | 50352.6602 | 48294.0936 | 47728.6334 | 48390.1616
[7 empty] | 48851.399 | 48358.4679 | 51940.2915 | 49252.5356 | 48494.6398 | 49736.9299
[7 empty] | 51395.4303 | 50777.1088 | 55248.7693 | 52049.2628 | 51173.6574 | 53245.6748
[7 empty] | 59842.3346 | 59174.0825 | 63766.5317 | 60402.5056 | 59492.6845 | 62042.889
[7 empty] | 65663.8635 | 65278.5648 | 70417.1113 | 66008.5721 | 65455.2139 | 68131.6394
[7 empty] | 70452.1272 | 68158.4759 | 73954.1265 | 71136.4301 | 69646.7689 | 70825.3426
[7 empty] | 71755.6921 | 70412.7648 | 74031.7789 | 72571.7827 | 71070.6767 | 72134.4609
[7 empty] | 72901.9057 | 71933.0967 | 75350.1584 | 73288.642 | 72768.6907 | 72403.3931
[7 empty] | 73829.8757 | 72652.2616 | 75868.7603 | 73840.519 | 73036.8728 | 73880.7309
[7 empty] | 73725.2049 | 72804.138 | 75142.6442 | 74182.0821 | 73250.5672 | 73183.3231
[7 empty] | 72087.7681 | 71432.5078 | 74343.0473 | 72645.2093 | 72437.8735 | 72186.2126
[7 empty] | 71432.1693 | 70972.8935 | 72117.0451 | 71359.041 | 71411.0637 | 71903.1897
[7 empty] | 70057.6734 | 70463.5246 | 71092.1161 | 71105.4066 | 70594.3119 | 70520.2398
[7 empty] | 69201.6247 | 69205.2369 | 69928.266 | 69698.7757 | 68937.2346 | 69376.0423
[7 empty] | 69638.171 | 70033.7935 | 70621.8585 | 70311.9397 | 69840.2227 | 69321.9398
[7 empty] | 69235.6959 | 70039.6346 | 70843.0927 | 69824.5634 | 71228.1367 | 69958.162
[7 empty] | 71195.7415 | 69074.7312 | 72832.4771 | 69975.4962 | 74066.6552 | 73413.7594
[7 empty] | 69904.6894 | 69574.0029 | 71254.4939 | 70314.3763 | 70303.0624 | 70383.3925
[7 empty] | 63822.027 | 64182.2175 | 66084.6142 | 65215.116 | 64317.8478 | 64464.6649
[7 empty] | 58470.6224 | 59424.4718 | 61553.328 | 60226.7299 | 58698.5598 | 59598.8798
[7 empty] | 55374.448 | 55029.6127 | 57977.1988 | 56782.6937 | 55239.5012 | 56093.6891
[7 empty] | 51044.286 | 50952.775 | 53393.3997 | 52266.2295 | 52037.8262 | 51814.6769
[7 empty] | 48965.6438 | 48926.9386 | 50876.7564 | 49786.8965 | 49204.0011 | 49630.598
[7 empty] | 47228.664 | 47301.0373 | 49044.3545 | 48401.4365 | 48096.0663 | 48471.9152
[7 empty] | 47634.677 | 47574.853 | 49412.9747 | 48768.9107 | 47725.5054 | 48435.5397
[7 empty] | 48247.0045 | 48414.7132 | 51081.2009 | 49552.9415 | 48567.4267 | 49338.959
[7 empty] | 51172.4695 | 51000.5644 | 54228.2207 | 52528.751 | 51423.5162 | 52392.5768
[7 empty] | 59413.4543 | 59349.3032 | 62811.942 | 61194.2964 | 59481.5576 | 61331.2649
[7 empty] | 65782.9705 | 65908.0592 | 69348.4741 | 67188.7389 | 66176.0307 | 67846.4268
[7 empty] | 69944.1078 | 68500.5207 | 71207.7849 | 70578.435 | 69938.4898 | 72173.1737
[7 empty] | 71368.8593 | 70214.2087 | 72340.8396 | 71673.8401 | 71592.8343 | 73051.4928
[7 empty] | 73415.9288 | 71665.2363 | 73825.1849 | 72412.9387 | 73038.3001 | 74412.7381
[7 empty] | 74389.2959 | 73551.1576 | 73797.2722 | 73514.5231 | 73669.768 | 75487.3397
[7 empty] | 73204.7 | 72856.108 | 73080.6024 | 72984.9966 | 72820.2595 | 73967.5295
[7 empty] | 72654.9312 | 71793.9255 | 72043.3184 | 72342.7643 | 72070.1281 | 71502.8126
[7 empty] | 71387.1135 | 70803.7612 | 71438.493 | 71222.5167 | 70884.9227 | 70853.0609
[7 empty] | 70862.2658 | 70268.573 | 70592.6423 | 70751.9396 | 70405.5249 | 71169.5911
[7 empty] | 70651.7871 | 69051.9395 | 70220.6431 | 69705.0643 | 68652.111 | 70048.4118
[7 empty] | 71420.9686 | 69346.1904 | 69486.1133 | 69188.079 | 69010.8978 | 70343.6199
[7 empty] | 73947.1704 | 68944.8011 | 69609.2014 | 69715.4773 | 68434.4032 | 70041.5845
[7 empty] | 73521.7566 | 68000.899 | 68835.4711 | 69979.1148 | 69687.7686 | 70101.8169
[7 empty] | 69176.2356 | 69314.4002 | 70654.8888 | 69951.0361 | 68859.3634 | 70538.9865
[7 empty] | 63610.7932 | 63536.3074 | 64638.3191 | 63959.793 | 63337.4177 | 65432.2765
[7 empty] | 58942.9719 | 59301.8845 | 60538.4637 | 59342.2024 | 59066.0879 | 61081.22
[7 empty] | 55260.6951 | 55351.9385 | 56590.0679 | 55414.0047 | 55502.3718 | 56963.3068
[7 empty] | 50811.6743 | 51450.9566 | 52116.3737 | 51770.7108 | 51106.5635 | 52410.0587
[7 empty] | 48483.9393 | 49054.3757 | 49574.4739 | 49314.538 | 48789.7609 | 50060.5316
[7 empty] | 47702.8699 | 47247.6477 | 47406.864 | 48263.8004 | 48126.4517 | 49449.8337
[7 empty] | 48096.4061 | 47619.2401 | 47746.4664 | 48597.6497 | 48278.8818 | 49457.7088
[7 empty] | 48786.5559 | 48372.5698 | 49338.8546 | 49583.0444 | 49207.347 | 50685.0149
[7 empty] | 51412.1585 | 51212.0398 | 52417.8697 | 52181.7207 | 52168.2845 | 53871.4872
[7 empty] | 59949.8681 | 59846.6744 | 61167.1719 | 60894.8285 | 60599.2693 | 62758.8696
[7 empty] | 66465.746 | 66079.8416 | 67895.6664 | 67352.865 | 66826.9167 | 69225.7087
[7 empty] | 70778.5254 | 68484.9005 | 70232.9354 | 70962.1149 | 70328.8623 | 71451.0097
[7 empty] | 70981.1988 | 71227.2631 | 70918.4712 | 72586.1565 | 71180.2483 | 72933.7438
[7 empty] | 72953.6951 | 72184.8761 | 72207.7791 | 73766.8518 | 72113.14 | 74123.7607
[7 empty] | 73329.8739 | 72524.5775 | 73188.9689 | 75537.4579 | 73423.1602 | 74749.69
[7 empty] | 73027.658 | 72857.1522 | 72964.5953 | 75111.8025 | 73386.1261 | 74814.4636
[7 empty] | 72088.1134 | 73365.4322 | 71710.1186 | 72556.2258 | 72116.4595 | 73312.317
[7 empty] | 71392.5286 | 72248.0629 | 70433.3179 | 72715.0972 | 71613.6353 | 72215.5166
[7 empty] | 70332.1397 | 70016.2089 | 69755.2683 | 70894.2273 | 70580.5642 | 71291.9308
[7 empty] | 68871.9379 | 69416.1324 | 69075.874 | 69323.9296 | 68815.8014 | 69584.4928
[7 empty] | 69161.9073 | 68435.8079 | 68805.9143 | 71273.8638 | 69013.6265 | 69914.7668
[7 empty] | 67224.5992 | 67735.0523 | 67592.2553 | 74197.5856 | 68966.1721 | 69089.2154
[7 empty] | 68692.8558 | 67598.4906 | 66146.1998 | 73890.9346 | 73415.4934 | 67653.4125
[7 empty] | 69346.6576 | 69130.9101 | 69310.5395 | 70409.7344 | 69503.2202 | 71441.9124
[7 empty] | 63047.7131 | 62576.9017 | 63340.7404 | 63730.9271 | 62907.0022 | 65306.8924
[7 empty] | 58427.7561 | 58037.7527 | 58186.4202 | 58961.465 | 58517.3982 | 60222.0662
[7 empty] | 54931.0277 | 54671.8093 | 55312.1639 | 55975.4514 | 55375.8112 | 56758.0404
[7 empty] | 50920.1308 | 50584.7304 | 51139.1067 | 53289.7032 | 51001.3298 | 52198.004
[7 empty] | 48128.6695 | 47587.3718 | 48146.6504 | 49959.0418 | 48155.5102 | 49322.1934
[7 empty] | 47027.1811 | 46004.0127 | 46362.7267 | 48216.4936 | 47087.4451 | 47151.7163
[7 empty] | 46633.2711 | 45578.707 | 45458.7457 | 47072.7694 | 46588.9528 | 46270.332
[7 empty] | 45825.1415 | 44521.9065 | 45045.0349 | 47542.4012 | 45621.4935 | 46152.686
[7 empty] | 46753.6567 | 45440.0326 | 45315.2163 | 47417.1274 | 46729.2197 | 46602.5074
[7 empty] | 48709.4016 | 47623.7942 | 47380 | 49296.3161 | 48804.3222 | 48983.9479
[7 empty] | 53364.3077 | 51440.7144 | 51892.8288 | 53850.8982 | 53176.3315 | 53375.3994
[7 empty] | 56186.2916 | 53853.8174 | 54734.5106 | 56503.099 | 56180.9913 | 56104.2938
[7 empty] | 60001.2074 | 57743.0249 | 57607.3501 | 61337.6346 | 60260.9486 | 60154.5037
[7 empty] | 61447.0331 | 60833.9949 | 59772.8237 | 63359.3189 | 62016.918 | 61395.8921
[7 empty] | 62862.8983 | 61733.7218 | 62192.1952 | 64833.9253 | 63009.9247 | 62979.3094
[7 empty] | 62610.4821 | 61380.6086 | 61512.1944 | 64770.8698 | 62310.2438 | 61231.63
[7 empty] | 61728.2105 | 59861.6338 | 60409.9392 | 65281.1958 | 61187.6287 | 60470.6902
[7 empty] | 60538.0304 | 58618.8166 | 58526.9279 | 61805.8271 | 60163.4975 | 60649.3927
[7 empty] | 59283.5361 | 57823.7701 | 58099.3502 | 61813.7404 | 59251.864 | 58728.3223
[7 empty] | 60900.5326 | 56975.1803 | 56883.2489 | 61891.0707 | 58848.2468 | 56974.5013
[7 empty] | 60178.7656 | 57771.228 | 58165.5245 | 62269.2992 | 58350.5965 | 58901.1132
[7 empty] | 59042.3391 | 57539.4552 | 57162.984 | 64026.7407 | 59341.8974 | 58165.9518
[7 empty] | 62095.8153 | 56883.8576 | 57065.3892 | 63570.1382 | 60300.3122 | 58045.1134
[7 empty] | 59891.8036 | 57751.0097 | 59614.5585 | 61897.4273 | 58562.9335 | 59872.0513
[7 empty] | 55486.8065 | 53502.2328 | 54483.2993 | 57183.596 | 54750.8169 | 56115.5416
[7 empty] | 53899.2637 | 51714.2957 | 52171.8489 | 53881.5911 | 51973.7704 | 54018.2071
[7 empty] | 50944.8363 | 49805.5323 | 49469.5731 | 51675.2445 | 49797.9702 | 51342.7506
[7 empty] | 47615.1326 | 46630.9116 | 46651.3519 | 48317.301 | 47000.1406 | 48034.764
[7 empty] | 45455.5597 | 43644.0928 | 43972.2853 | 46200.3849 | 44198.7596 | 45713.06
[7 empty] | 43736.9388 | 41756.7732 | 40778.207 | 42936.1392 | 42075.0541 | 43754.9685
[7 empty] | 42800.5391 | 40179.333 | 39265.0821 | 42245.4669 | 40847.6358 | 43575.7408
[7 empty] | 43566.1167 | 39494.4601 | 39770.2722 | 42066.2078 | 40871.3613 | 43762.5707
[7 empty] | 43803.831 | 39972.4017 | 40094.7191 | 42050.651 | 41412.1862 | 43828.6798
[7 empty] | 44667.883 | 41132.9541 | 43201.6394 | 44052.9896 | 43023.3769 | 45244.7377
[7 empty] | 47770.3826 | 44014.7945 | 44087.4474 | 45113.4805 | 45499.0623 | 46628.1237
[7 empty] | 50624.4026 | 47220.7288 | 48507.3499 | 49605.5844 | 49905.6885 | 50613.7964
[7 empty] | 53450.3654 | 51378.0914 | 51481.7441 | 53478.4521 | 53025.8781 | 52802.0091
[7 empty] | 56050.5812 | 53286.8152 | 54819.8595 | 54862.0795 | 55650.5084 | 54404.7729
[7 empty] | 58581.9391 | 56075.172 | 56073.7677 | 59689.0808 | 58372.9932 | 58364.9764
[7 empty] | 60423.5809 | 56489.0639 | 58053.0592 | 60459.936 | 58827.2233 | 57981.1304
[7 empty] | 60295.176 | 55239.6465 | 56046.0681 | 60818.3441 | 57415.8703 | 56256.821
[7 empty] | 58484.0652 | 54357.873 | 54038.869 | 58286.1857 | 55500.5582 | 54514.7326
[7 empty] | 57930.7887 | 53153.5316 | 53115.1845 | 56531.6961 | 54275.0067 | 55213.2632
[7 empty] | 59648.7005 | 53255.0526 | 53456.8962 | 55153.045 | 55174.713 | 55495.5348
[7 empty] | 61030.1438 | 54411.1505 | 54915.6833 | 56596.7127 | 55682.1857 | 56249.9943
[7 empty] | 65574.2889 | 56207.3739 | 56136.9591 | 57983.9319 | 57677.5111 | 61437.0477
[7 empty] | 63790.2274 | 56253.7182 | 57004.9664 | 63532.0108 | 59262.0367 | 61778.6299
[7 empty] | 61556.3983 | 57518.1381 | 57534.0972 | 61769.3095 | 58266.2575 | 59390.8695
[7 empty] | 58546.1648 | 53928.9824 | 53361.2332 | 57880.7499 | 54205.3568 | 55709.0608
[7 empty] | 54051.9098 | 52192.1033 | 51360.7716 | 54312.9183 | 52674.6146 | 53440.6066
[7 empty] | 52454.6392 | 49785.1911 | 48734.6099 | 50950.9556 | 50289.3793 | 50970.9099
[7 empty] | 49914.221 | 46975.7705 | 46396.3628 | 48066.5219 | 48238.4813 | 47799.5095
[7 empty] | 47806.9272 | 45381.026 | 44456.9845 | 46466.343 | 46180.5901 | 46329.1751
[7 empty] | 48788.3766 | 45431.0685 | 45131.9064 | 47068.9532 | 47093.6005 | 47830.3253
[7 empty] | 48304.9481 | 44958.3351 | 44743.5018 | 46516.3805 | 46567.1452 | 47424.037
[7 empty] | 48979.7144 | 45701.3454 | 45559.559 | 47284.7125 | 47464.1151 | 48720.737
[7 empty] | 53442.219 | 49630.326 | 49744.5631 | 51826.9498 | 51261.6492 | 53496.8945
[7 empty] | 62460.2775 | 59153.5561 | 59229.4662 | 61197.2241 | 60899.0165 | 63022.467
[7 empty] | 69388.1486 | 66315.0469 | 66374.921 | 68154.3903 | 67929.863 | 69998.9295
[7 empty] | 73656.0035 | 69530.0048 | 70123.4472 | 71883.5936 | 70966.6637 | 72791.3792
[7 empty] | 75471.8991 | 70789.8763 | 69839.8272 | 73084.34 | 71916.7478 | 73848.334
[7 empty] | 76459.1245 | 71539.5708 | 71867.4014 | 74421.7197 | 72732.1127 | 74624.8098
[7 empty] | 78682.303 | 73082.6192 | 72645.4472 | 75818.8191 | 73969.3009 | 77034.6931
[7 empty] | 78915.7082 | 72387.717 | 72439.3341 | 74962.1735 | 73208.887 | 76141.9976
[7 empty] | 78399.1388 | 72171.6536 | 71480.9363 | 72826.0432 | 71882.4553 | 75132.0854
[7 empty] | 77241.8718 | 70692.9278 | 70701.5586 | 71286.09 | 71009.8056 | 73945.6834
[7 empty] | 74226.9352 | 70080.1017 | 69468.4459 | 70328.7424 | 70032.375 | 73093.0216
[7 empty] | 74954.4677 | 68576.619 | 68145.5167 | 69595.5788 | 68663.7303 | 70490.4833
[7 empty] | 76369.2988 | 68827.852 | 68615.381 | 69577.5777 | 68996.7715 | 69897.8471
[7 empty] | 78191.68 | 68041.6105 | 69003.8778 | 70399.0594 | 68534.1652 | 70480.2298
[7 empty] | 76305.635 | 68846.5149 | 68066.3781 | 71582.7369 | 68775.9077 | 71894.7878
[7 empty] | 71973.3238 | 69479.1099 | 68886.5824 | 70357.1716 | 69302.7588 | 72055.6602
[7 empty] | 67909.3139 | 63680.8977 | 63589.9771 | 64924.227 | 63911.2928 | 66476.2993
[7 empty] | 62358.2529 | 59403.1274 | 59231.7689 | 60131.1164 | 59220.1452 | 61809.1452
[7 empty] | 58963.3173 | 55152.2201 | 55346.1589 | 57172.8484 | 56206.3324 | 58815.4779
[7 empty] | 55198.9952 | 51573.2444 | 50703.2685 | 52751.2037 | 53297.6507 | 53849.8642
[7 empty] | 52034.5384 | 49081.6031 | 48654.9577 | 50309.4286 | 50599.8139 | 51415.5155
[7 empty] | 51125.1696 | 47237.6212 | 47319.9389 | 49358.7391 | 48631.3083 | 49884.302
[7 empty] | 50255.3497 | 47545.1175 | 47490.8625 | 49343.7808 | 48294.2576 | 49979.7208
[7 empty] | 51610.2061 | 48392.2054 | 48192.1478 | 50239.2977 | 49568.0812 | 50902.0236
[7 empty] | 54694.3954 | 50950.6153 | 50924.4763 | 53167.2412 | 52544.4033 | 55222.0519
[7 empty] | 63052.196 | 59481.7443 | 59663.9963 | 62025.5608 | 60870.0897 | 63477.904
[7 empty] | 69771.3238 | 66439.16 | 66384.9032 | 68473.7262 | 67681.5772 | 70783.5112
[7 empty] | 73311.7101 | 68328.1531 | 69886.1381 | 72389.5987 | 70828.0886 | 73821.9287
[7 empty] | 74941.7841 | 70285.0303 | 70563.629 | 73876.0581 | 70125.2282 | 73545.7803
[7 empty] | 76899.7305 | 71313.5573 | 71408.6718 | 74986.22 | 72174.328 | 74064.5031
[7 empty] | 77608.9495 | 72682.8899 | 72707.7823 | 76170.6691 | 72980.8858 | 74933.2507
[7 empty] | 77618.0448 | 72521.1179 | 72320.7874 | 76712.9566 | 72315.8141 | 73755.9076
[7 empty] | 76972.6135 | 71279.8281 | 72016.9247 | 75053.0647 | 73183.0502 | 73471.7397
[7 empty] | 75250.0692 | 70379.7665 | 70654.0877 | 73358.1664 | 71859.6387 | 72268.0442
[7 empty] | 73856.3481 | 69416.0858 | 71120.6085 | 72486.8238 | 70740.3263 | 70738.8393
[7 empty] | 72022.7558 | 68467.8686 | 69197.6297 | 70902.5646 | 69107.3563 | 69750.9927
[7 empty] | 73015.9837 | 68868.1388 | 68684.5739 | 72404.4501 | 69134.3285 | 70527.7238
[7 empty] | 73348.1786 | 68190.3697 | 68572.6245 | 72017.2855 | 68954.313 | 70040.2137
[7 empty] | 75741.2701 | 68497.5458 | 68798.1743 | 75132.3456 | 69385.8439 | 71338.2938
[7 empty] | 71851.9184 | 69418.8461 | 69637.1479 | 72353.6319 | 69841.2992 | 71272.0366
[7 empty] | 66902.6083 | 64287.6925 | 63825.1747 | 66395.8398 | 64118.5237 | 65510.3797
[7 empty] | 61892.5315 | 59988.3379 | 59372.1853 | 60675.0552 | 58963.1209 | 60657.3436
[7 empty] | 58164.6916 | 56325.5994 | 55647.226 | 57038.5035 | 56256.1446 | 56854.2447
[7 empty] | 53475.4796 | 52029.3902 | 50624.0447 | 52832.2295 | 52758.5348 | 53046.234
[7 empty] | 51238.6674 | 49551.0722 | 48584.1396 | 50588.3818 | 50140.9107 | 50166.0322
[7 empty] | 49351.3708 | 47496.0632 | 47276.0565 | 49418.6565 | 47809.6719 | 49262.3296
[7 empty] | 49364.3943 | 47672.5433 | 47553.7149 | 49499.3453 | 47399.3856 | 49259.5937
[7 empty] | 50672.6025 | 48150.9672 | 48193.1006 | 50776.7522 | 48413.4856 | 50342.2568
[7 empty] | 53937.5888 | 50771.9838 | 50845.228 | 54188.4704 | 51097.3702 | 53956.0055
[7 empty] | 62700.5877 | 59182.0253 | 59115.6083 | 63227.3383 | 60059.4072 | 62544.5256
[7 empty] | 69368.5143 | 66425.144 | 66091.3984 | 69572.4164 | 66512.1221 | 69066.7387
[7 empty] | 72182.364 | 68796.9223 | 69334.4789 | 72314.4757 | 69708.683 | 72520.3326
[7 empty] | 72553.5122 | 69665.6568 | 69879.2274 | 73854.3802 | 70679.6791 | 74088.2895
[7 empty] | 73924.8195 | 71575.2818 | 71760.5947 | 75187.6947 | 72074.4124 | 75432.4714
[7 empty] | 75922.1057 | 72694.714 | 73230.3686 | 75674.9626 | 73185.5591 | 76404.6585
[7 empty] | 73371.8323 | 72497.2489 | 72448.0953 | 75876.2113 | 73240.414 | 76615.9285
[7 empty] | 72260.0372 | 70847.3707 | 71832.4038 | 74314.8839 | 72039.8349 | 76719.7316
[7 empty] | 71855.9309 | 70599.0237 | 70759.1548 | 72931.1772 | 71213.5332 | 76379.3061
[7 empty] | 70455.846 | 69850.9563 | 70782.7453 | 71399.6423 | 69499.4212 | 73033.2833
[7 empty] | 69401.6086 | 68270.6821 | 68386.9378 | 69295.8134 | 68535.6237 | 73960.5455
[7 empty] | 69582.6834 | 68539.0142 | 68740.3074 | 69097.7693 | 68620.9072 | 74944.8733
[7 empty] | 69511.5186 | 68652.2992 | 68725.7958 | 70379.9585 | 68540.4661 | 77283.6538
[7 empty] | 73451.3122 | 68869.2182 | 68410.6335 | 74291.1032 | 68188.9863 | 76721.1017
[7 empty] | 70508.2329 | 69762.9795 | 69157.719 | 70542.7813 | 68988.854 | 72945.5785
[7 empty] | 65321.2485 | 64124.5607 | 63789.0948 | 64931.834 | 63539.0404 | 67428.1566
[7 empty] | 60339.2081 | 59750.003 | 59264.9868 | 60514.9022 | 58218.6378 | 61415.1189
[7 empty] | 57059.5971 | 55334.0795 | 55516.7213 | 56900.7835 | 54869.472 | 58286.8324
[7 empty] | 52772.2284 | 51116.5401 | 50887.2212 | 52731.3429 | 51671.1628 | 55074.933
[7 empty] | 50105.1855 | 49060.9694 | 48538.1259 | 50196.1414 | 48977.2736 | 51853.2259
[7 empty] | 47626.1837 | 47258.8072 | 47120.8573 | 48399.3618 | 47633.5355 | 51174.7773
[7 empty] | 47643.1304 | 47473.5743 | 47358.9755 | 48530.553 | 47420.2716 | 50779.9876
[7 empty] | 48685.0266 | 48326.1201 | 48080.5143 | 49672.7227 | 48373.1783 | 52371.3619
[7 empty] | 52025.8031 | 50918.9619 | 50743.3485 | 53148.0065 | 50936.6101 | 56137.3495
[7 empty] | 61006.2376 | 59363.1425 | 59303.5454 | 62168.2634 | 59715.3326 | 64246.0088
[7 empty] | 67718.4807 | 66049.7302 | 65995.7221 | 68744.2579 | 66298.3822 | 71834.9444
[7 empty] | 70579.3388 | 68768.3193 | 69887.1659 | 71479.321 | 70260.3647 | 74701.6473
[7 empty] | 70526.0386 | 70067.0277 | 70820.9124 | 72669.5385 | 70361.0257 | 75268.9333
[7 empty] | 72265.8578 | 72014.6278 | 72528.8782 | 72928.1186 | 72813.0678 | 77135.4645
[7 empty] | 73903.9318 | 73633.6286 | 72497.0945 | 73781.5543 | 73713.5273 | 77627.6088
[7 empty] | 73037.0541 | 72685.462 | 72488.9814 | 73206.9231 | 73221.9511 | 78897.7229
[7 empty] | 71606.6227 | 71327.809 | 71221.651 | 72032.5553 | 72079.7029 | 77097.7924
[7 empty] | 71056.5836 | 71141.5147 | 71015.2173 | 71313.3331 | 70444.746 | 77021.2286
[7 empty] | 70092.1471 | 69964.5441 | 69265.939 | 70526.3598 | 70013.0078 | 73443.5652
[7 empty] | 68926.0111 | 69536.2659 | 68761.45 | 68707.0967 | 68931.1467 | 71456.7063
[7 empty] | 69317.5769 | 69138.5454 | 68939.6078 | 69772.0024 | 69771.2176 | 73286.4602
[7 empty] | 68397.3323 | 68423.7836 | 68717.0275 | 69367.9926 | 69679.5971 | 72410.2992
[7 empty] | 69450.5435 | 68782.4505 | 72685.7636 | 71930.2545 | 72977.9734 | 76203.8181
[7 empty] | 69197.7194 | 69688.3301 | 68948.1055 | 71247.3465 | 69668.4176 | 74646.1547
[7 empty] | 63740.5015 | 63309.4411 | 63309.1319 | 65775.6754 | 63923.5546 | 66777.0095
[7 empty] | 59092.0566 | 59277.7433 | 58317.5233 | 59891.7607 | 58698.2118 | 61733.0565
[7 empty] | 55475.1858 | 55174.7638 | 54836.6611 | 56544.4868 | 54971.9944 | 58599.3824
[7 empty] | 51104.4235 | 50954.1874 | 50610.0721 | 53578.356 | 50597.381 | 54875.5924
[7 empty] | 48395.5539 | 48993.432 | 48457.5824 | 50522.6395 | 48586.9538 | 51883.2276
[7 empty] | 46828.3717 | 47355.7137 | 48224.1568 | 49194.9257 | 47611.3311 | 50860.6728
[7 empty] | 46948.7903 | 47482.8622 | 48549.3515 | 48556.0981 | 47950.2812 | 50477.6511
[7 empty] | 47911.2186 | 48214.563 | 49183.0588 | 50146.5965 | 48919.6265 | 52211.9012
[7 empty] | 51525.6366 | 51004.6296 | 52037.533 | 53406.4887 | 51722.7603 | 55485.8459
[7 empty] | 60009.649 | 59014.4833 | 60575.0114 | 61981.8581 | 60093.9335 | 63422.7931
[7 empty] | 66895.1049 | 66399.0306 | 67345.6746 | 68649.7715 | 67061.4187 | 70307.3603
[7 empty] | 70287.9891 | 69401.9425 | 71526.623 | 71580.206 | 71137.2969 | 73128.1838
[7 empty] | 70426.0682 | 69903.8428 | 72955.4673 | 72436.4499 | 71914.517 | 75478.9229
[7 empty] | 71535.2921 | 71501.5588 | 74333.6386 | 73342.707 | 72850.0261 | 76148.8385
[7 empty] | 72283.9665 | 72889.8021 | 74393.5017 | 74277.3463 | 73225.6156 | 76614.4181
[7 empty] | 72504.7588 | 72327.2668 | 74158.1988 | 73310.2534 | 72988.0462 | 78053.0096
[7 empty] | 71542.6748 | 72049.3788 | 73265.0822 | 72912.3669 | 72247.584 | 76631.2412
[7 empty] | 71328.4508 | 70415.6308 | 71874.4043 | 71303.9788 | 70851.0778 | 77104.9625
[7 empty] | 70641.3157 | 70614.4907 | 69887.5666 | 70147.3593 | 70503.6617 | 74196.3907
[7 empty] | 68523.9957 | 68244.8521 | 69384.137 | 68823.7602 | 69550.3132 | 72662.2347
[7 empty] | 68778.7696 | 68483.9946 | 69697.9813 | 69100.2225 | 68702.5884 | 73484.1685
[7 empty] | 67120.3059 | 67806.299 | 68924.7841 | 68269.3604 | 69414.2861 | 71920.8664
[7 empty] | 69589.7884 | 67928.3059 | 73723.3855 | 73712.3386 | 73904.8724 | 77324.1881
[7 empty] | 68922.727 | 68558.8738 | 70346.5263 | 70683.6395 | 69520.7164 | 72463.0681
[7 empty] | 62567.5624 | 62146.7891 | 63121.2399 | 64476.7477 | 62543.8631 | 66761.2964
[7 empty] | 57522.1566 | 57290.5335 | 58517.7849 | 58499.4669 | 58033.8538 | 60719.9844
[7 empty] | 54386.2205 | 54285.3274 | 55323.1676 | 55389.8597 | 54954.5408 | 57802.4295
[7 empty] | 50145.2505 | 50398.0475 | 50902.051 | 52672.9655 | 50978.1873 | 53190.0208
[7 empty] | 47626.5458 | 48087.427 | 48456.7458 | 49494.8878 | 48495.0328 | 50448.1583
[7 empty] | 45990.8617 | 46252.1299 | 47202.9916 | 47921.6554 | 47046.7099 | 48889.3884
[7 empty] | 45408.8225 | 45819.6307 | 46839.5768 | 46302.3381 | 46538.4854 | 48597.3718
[7 empty] | 44715.9099 | 44732.7115 | 46175.3967 | 47327.765 | 45600.6066 | 48442.8102
[7 empty] | 45838.4738 | 46056.7151 | 47813.5231 | 47595.1642 | 47194.6615 | 49726.653
[7 empty] | 47701.4996 | 47704.4416 | 49636.6115 | 50019.0317 | 49184.1093 | 51238.432
[7 empty] | 51388.3434 | 51733.5496 | 53637.4324 | 53738.8069 | 53886.8237 | 55170.0164
[7 empty] | 55103.2584 | 54142.7792 | 57803.0773 | 56794.596 | 55568.4938 | 59385.7798
[7 empty] | 58301.2837 | 57744.8689 | 60622.6822 | 60021.3637 | 59963.2616 | 62376.1514
[7 empty] | 60222.7025 | 61601.3501 | 62786.2573 | 62297.3062 | 62193.8771 | 64139.7465
[7 empty] | 60966.582 | 61842.2634 | 63052.4074 | 63680.6802 | 63311.0559 | 65572.6746
[7 empty] | 60931.1588 | 61501.286 | 61559.0933 | 63052.9041 | 62669.6919 | 64560.6782
[7 empty] | 59085.7422 | 59109.5862 | 61423.5403 | 61822.6292 | 60720.3455 | 66167.25
[7 empty] | 58530.0449 | 57598.8839 | 59220.1117 | 59898.5922 | 59408.9739 | 62894.3665
[7 empty] | 57707.6007 | 57054.43 | 58734.1038 | 60542.5345 | 58073.22 | 61966.7924
[7 empty] | 55986.6254 | 57176.8146 | 57510.1165 | 58715.0808 | 57249.1597 | 62698.5159
[7 empty] | 57120.3504 | 58732.7051 | 59076.0291 | 59764.6227 | 58475.2225 | 63472.4375
[7 empty] | 57058.8116 | 57385.3617 | 58008.0227 | 57828.7602 | 58495.0457 | 61295.4901
[7 empty] | 59055.9478 | 56967.0125 | 58524.9957 | 62195.6498 | 58859.3973 | 64184.9044
[7 empty] | 57397.5076 | 57130.9394 | 58310.6289 | 60597.1218 | 59410.6022 | 63445.859
[7 empty] | 52913.4008 | 53149.8235 | 54771.6437 | 55718.1728 | 54473.207 | 59390.9261
[7 empty] | 50666.5991 | 51841.4095 | 52199.1184 | 52684.8259 | 51564.1776 | 56428.7753
[7 empty] | 48123.0844 | 48564.3925 | 49809.649 | 50088.9437 | 49525.5453 | 54015.4166
[7 empty] | 45338.5374 | 45575.4028 | 46969.3119 | 47045.5687 | 46710.2247 | 50197.6343
[7 empty] | 42740.7072 | 42704.6565 | 44277.8698 | 43737.8582 | 43991.3888 | 46984.8361
[7 empty] | 40440.1945 | 40432.4203 | 41849.8084 | 41382.4098 | 40759.523 | 45328.4655
[7 empty] | 39294.9525 | 39049.9284 | 40279.2745 | 39988.2712 | 39260.2457 | 43681.7496
[7 empty] | 40425.41 | 39314.7364 | 40831.6197 | 40641.3456 | 40495.6556 | 44913.9572
[7 empty] | 40240.1269 | 39828.8469 | 41255.9364 | 41021.5969 | 40542.6741 | 46648.2055
[7 empty] | 42533.683 | 41542.9566 | 43390.8639 | 43687.3744 | 43376.5572 | 46153.6341
[7 empty] | 43746.0918 | 43628.194 | 45372.4157 | 44764.2649 | 45261.5453 | 46820.3533
[7 empty] | 49260.593 | 47479.5618 | 49478.2994 | 49077.2953 | 48808.8581 | 50911.9979
[7 empty] | 51156.7294 | 52180.555 | 53502.3423 | 52707.5579 | 52826.4623 | 55888.8361
[7 empty] | 53433.501 | 53434.5516 | 55387.3344 | 54635.0091 | 54298.135 | 60111.9693
[7 empty] | 57176.0457 | 55717.9904 | 57195.0515 | 57764.1983 | 56400.617 | 61777.8813
[7 empty] | 58408.6115 | 57052.1935 | 58696.3793 | 58760.6364 | 57863.0393 | 61802.8023
[7 empty] | 55712.9459 | 56232.9347 | 56786.4193 | 56980.2003 | 56301.1396 | 58959.7276
[7 empty] | 54096.3322 | 53987.7148 | 54966.1352 | 54218.1933 | 54684.0923 | 56469.7679
[7 empty] | 53313.2824 | 52637.4312 | 54049.9338 | 54141.6503 | 53347.347 | 55556.3124
[7 empty] | 54873.865 | 52846.3172 | 53158.5643 | 55028.6589 | 53577.6238 | 55782.5355
[7 empty] | 55666.9303 | 54292.7722 | 55186.0798 | 55692.4878 | 55223.5873 | 57416.6927
[7 empty] | 56961.3752 | 55686.9967 | 56478.3845 | 56750.2132 | 56849.9508 | 57580.3968
[7 empty] | 61316.7784 | 56667.9369 | 58491.8073 | 60003.2349 | 59658.8206 | 63107.1835
[7 empty] | 58724.2589 | 56890.7798 | 58533.5423 | 57338.8568 | 60266.7215 | 62708.8857
[7 empty] | 53175.2765 | 53144.1705 | 54008.9158 | 54078.7983 | 56031.5985 | 59153.8269
[7 empty] | 51295.902 | 52254.0473 | 52406.4518 | 52291.3264 | 53324.327 | 56291.7343
[7 empty] | 49060.2198 | 49050.2304 | 49712.2366 | 50379.2918 | 51350.4618 | 53988.2138
[7 empty] | 46203.7844 | 46413.7389 | 47393.336 | 47208.8722 | 48172.3869 | 50029.47
[7 empty] | 44410.1596 | 45015.2534 | 45543.6141 | 45031.2208 | 46418.1558 | 47648.7285
[7 empty] | 45569.9397 | 45574.9363 | 46713.1279 | 46395.5002 | 45727.8475 | 48897.1914
[7 empty] | 44779.8334 | 45015.0488 | 46038.2039 | 45608.0373 | 45154.1675 | 47626.0876
[7 empty] | 45587.4307 | 45757.6166 | 47024.2925 | 46373.8341 | 45628.4159 | 49061.6582
[7 empty] | 49941.2156 | 49841.4806 | 51564.1007 | 50687.6333 | 49939.7149 | 53754.4361
[7 empty] | 59647.2952 | 58964.5334 | 61196.0355 | 60520.5555 | 59402.3439 | 62396.9433
[7 empty] | 66503.5628 | 65975.9515 | 68198.38 | 67752.9762 | 66280.8147 | 69713.8971
[7 empty] | 70318.0515 | 69854.5933 | 72219.4598 | 71582.2047 | 70339.4975 | 73187.2862
[7 empty] | 71273.3566 | 70530.9338 | 72093.7463 | 72584.956 | 70017.0543 | 75382.6682
[7 empty] | 72769.0743 | 71571.2548 | 72490.7597 | 73627.5487 | 71259.4216 | 75642.1467
[7 empty] | 72699.0326 | 73297.3799 | 73482.5474 | 73900.5832 | 73538.9517 | 76485.07
[7 empty] | 72045.0942 | 72714.4406 | 73020.9256 | 72908.7804 | 73344.0593 | 78225.6489
[7 empty] | 71532.8758 | 71792.5317 | 72243.5859 | 71505.139 | 71329.1957 | 77454.5577
[7 empty] | 70567.3303 | 71013.1123 | 71442.9229 | 70588.1736 | 70580.3223 | 77235.8237
[7 empty] | 70203.2129 | 70284.5098 | 70894.1819 | 71124.8411 | 69655.1925 | 74081.5887
[7 empty] | 69032.5535 | 68442.5988 | 69159.0312 | 70047.7884 | 68285.3486 | 74477.6566
[7 empty] | 68581.8087 | 68863.0565 | 69657.5992 | 70430.5675 | 68294.605 | 76264.937
[7 empty] | 69173.8267 | 68766.9715 | 68561.7386 | 71276.3168 | 68289.6966 | 76507.71
[7 empty] | 72127.9386 | 71302.4674 | 71265.2865 | 73458.6257 | 73323.2337 | 76319.6956
[7 empty] | 69457.7494 | 69545.9851 | 70258.6724 | 69534.9463 | 68936.6433 | 71620.0424
[7 empty] | 63782.0719 | 64099.7852 | 64626.9034 | 64021.0341 | 64218.2381 | 66353.6571
[7 empty] | 59109.7936 | 59391.2077 | 59649.2977 | 59446.8712 | 58560.5451 | 61366.3443
[7 empty] | 55643.1746 | 55582.7969 | 56437.5899 | 55862.5371 | 54911.1347 | 57353.1762
[7 empty] | 50915.4559 | 51855.5748 | 52172.9478 | 51615.1197 | 50385.1281 | 53126.1863
[7 empty] | 48910.5658 | 49433.6631 | 50153.7771 | 49470.3087 | 48492.5187 | 50625.1658
[7 empty] | 47193.3455 | 47399.0606 | 48531.2156 | 48082.3554 | 47944.5812 | 49225.7256
[7 empty] | 47327.3549 | 47641.0075 | 48715.1889 | 48266.6486 | 48248.6807 | 49380.9697
[7 empty] | 48154.9133 | 48259.0499 | 49670.2353 | 49123.607 | 49261.8027 | 51052.0049
[7 empty] | 51017.4647 | 51019.9463 | 52542.0389 | 52129.5793 | 52230.7168 | 54506.6761
[7 empty] | 59444.2915 | 59358.9964 | 61354.5546 | 60533.235 | 60700.5191 | 63136.2018
[7 empty] | 66136.4107 | 66240.9701 | 67935.2123 | 67479.8482 | 67096.6549 | 69693.8618
[7 empty] | 70630.9137 | 70385.6136 | 72434.8127 | 71853.4954 | 71291.0215 | 73546.9275
[7 empty] | 71519.42 | 71730.5646 | 72406.089 | 73677.1005 | 71648.7889 | 75419.8751
[7 empty] | 72520.0927 | 72264.8836 | 72493.3046 | 73788.4032 | 73052.632 | 76083.9101
[7 empty] | 74255.9364 | 73305.1205 | 73244.1158 | 74228.7949 | 73304.0124 | 76885.7955
[7 empty] | 73065.1733 | 72473.0419 | 73509.996 | 73541.7165 | 73802.8598 | 76794.2051
[7 empty] | 71529.6812 | 72153.6225 | 71915.8673 | 72488.6311 | 71426.8356 | 75401.0689
[7 empty] | 71074.0955 | 70754.0914 | 71395.6703 | 71488.6015 | 70456.671 | 73336.9453
[7 empty] | 70407.8505 | 69910.8359 | 70396.5511 | 70160.0258 | 69508.8193 | 72479.9642
[7 empty] | 68627.8629 | 68925.0043 | 68881.3368 | 69507.136 | 68316.1437 | 71224.1269
[7 empty] | 69374.6926 | 68472.2569 | 69011.6966 | 69663.39 | 68704.7877 | 70744.0833
[7 empty] | 69886.704 | 69526.6386 | 69140.8211 | 70526.2679 | 69099.2146 | 70975.3524
[7 empty] | 72584.5235 | 71712.16 | 71128.3244 | 73794.5096 | 73121.8103 | 75921.1023
[7 empty] | 69087.7894 | 69315.0112 | 69847.4847 | 70499.0183 | 69452.2737 | 72352.8783
[7 empty] | 63245.9221 | 63757.53 | 64741.9566 | 65269.6986 | 64488.0408 | 66724.2185
[7 empty] | 58113.8867 | 59020.5157 | 59886.2436 | 59972.2648 | 59546.3552 | 61797.4659
[7 empty] | 54669.3213 | 55127.7359 | 56465.6307 | 56212.6337 | 55882.538 | 58278.963
[7 empty] | 50690.9127 | 51168.2756 | 52281.6487 | 51691.8025 | 53185.8221 | 53975.341
[7 empty] | 48659.1618 | 49287.4226 | 49836.9571 | 49577.8934 | 50392.8317 | 51546.0895
[7 empty] | 47805.7354 | 47272.2387 | 48073.9515 | 48266.6966 | 48589.0848 | 50541.5541
[7 empty] | 48110.1147 | 47505.1098 | 48404.4378 | 48672.4564 | 48329.8838 | 50928.5718
[7 empty] | 48910.5494 | 48349.5575 | 49264.3083 | 49477.223 | 49139.1327 | 52434.967
[7 empty] | 51852.866 | 51170.3293 | 52071.9432 | 52351.418 | 51991.7685 | 56122.2699
[7 empty] | 60172.1097 | 59446.7388 | 61056.1858 | 60874.0235 | 60483.0632 | 64587.5995
[7 empty] | 67005.0819 | 65924.7316 | 67575.8373 | 67750.4717 | 67270.5601 | 72295.4288
[7 empty] | 71096.1959 | 69987.339 | 71503.0005 | 72275.563 | 71465.1559 | 76563.9956
[7 empty] | 72766.306 | 72124.495 | 71563.188 | 74030.3152 | 71541.1691 | 75883.2513
[7 empty] | 73715.6318 | 72606.4262 | 72610.4354 | 73947.3894 | 72276.1592 | 75412.7122
[7 empty] | 73653.021 | 73213.5492 | 73036.3465 | 73852.0224 | 73970.6452 | 76441.4084
[7 empty] | 73178.4683 | 72992.633 | 71800.781 | 73533.1167 | 72746.855 | 75821.996
[7 empty] | 72891.0175 | 73047.9698 | 71343.9406 | 72031.1271 | 71876.3711 | 75974.7793
[7 empty] | 71418.0877 | 72315.9789 | 70348.4561 | 72164.6064 | 70994.8952 | 73791.7046
[7 empty] | 70255.8297 | 70171.6452 | 69140.0334 | 71449.8244 | 69594.452 | 72918.1489
[7 empty] | 69408.4426 | 70422.2542 | 68289.9623 | 69630.7524 | 68973.5224 | 70814.5871
[7 empty] | 71792.4115 | 71643.4414 | 69244.8992 | 69396.4498 | 69144.4011 | 71364.405
[7 empty] | 74381.4975 | 74999.6102 | 69582.7863 | 69390.6689 | 70088.3216 | 71677.4706
[7 empty] | 73580.6201 | 73504.1796 | 74627.7128 | 73393.3122 | 72919.352 | 76715.4756
[7 empty] | 70374.4565 | 69020.5935 | 70114.1256 | 69838.2249 | 68863.9607 | 72898.9776
[7 empty] | 64415.5427 | 63904.7559 | 64946.8737 | 64362.6266 | 63768.7895 | 66421.0407
[7 empty] | 59663.3472 | 58986.3336 | 59697.7405 | 60089.3886 | 58910.9022 | 61821.1179
[7 empty] | 55921.2662 | 55560.7957 | 56028.503 | 56597.5173 | 55722.7079 | 58170.0981
[7 empty] | 51979.8788 | 51321.8527 | 51585.0511 | 52074.3409 | 51157.1549 | 53747.8472
[7 empty] | 49827.829 | 48996.6094 | 49715.3235 | 49762.8842 | 49387.9307 | 51445.8192
[7 empty] | 48372.0223 | 47886.8747 | 48076.8826 | 48602.1317 | 48836.5567 | 50126.497
[7 empty] | 48616.1812 | 48484.7446 | 48299.4844 | 48893.798 | 49094.4624 | 50639.9639
[7 empty] | 49352.5792 | 49517.4667 | 49043.2231 | 49710.0207 | 49948.5438 | 52205.4723
[7 empty] | 52351.2124 | 52162.2709 | 51768.7994 | 52611.1407 | 52758.8024 | 56666.1912
[7 empty] | 60534.7562 | 60419.2763 | 60378.6507 | 61424.7892 | 61277.1858 | 64303.347
[7 empty] | 67404.7236 | 67250.4841 | 67321.7455 | 67945.6661 | 67692.9385 | 72161.5377
[7 empty] | 71996.3181 | 71982.7626 | 71266.8864 | 71937.4007 | 71887.1401 | 76036.8516
[7 empty] | 73283.57 | 73199.1141 | 72340.2594 | 73238.1756 | 73452.4201 | 74846.3085
[7 empty] | 73793.0844 | 73440.6973 | 73055.4224 | 74482.7389 | 74399.6675 | 75600.512
[7 empty] | 75117.6639 | 73763.3268 | 73321.7884 | 73939.2795 | 74249.0445 | 76065.1453
[7 empty] | 73883.3373 | 74127.5757 | 72933.5245 | 73296.9893 | 74667.9086 | 76898.3344
[7 empty] | 72132.163 | 71716.7481 | 71330.5332 | 72241.4358 | 72665.6639 | 74763.215
[7 empty] | 71449.5695 | 70796.8914 | 70531.0708 | 71694.5189 | 74063.0901 | 72626.7633
[7 empty] | 70624.3154 | 69845.1838 | 69816.628 | 71216.4339 | 72200.1111 | 72282.7177
[7 empty] | 71154.3871 | 69813.1764 | 69351.446 | 69310.5496 | 71810.9325 | 71117.7789
[7 empty] | 72144.091 | 69731.5333 | 69843.3128 | 69826.3279 | 73778.7837 | 72392.7619
[7 empty] | 74161.8075 | 70335.1343 | 70918.645 | 70075.8816 | 76116.7405 | 71262.1031
[7 empty] | 74282.6428 | 74039.4396 | 74167.7661 | 74110.6018 | 76217.1579 | 77146.0404
[7 empty] | 70328.1356 | 70134.0553 | 70014.8251 | 70426.678 | 72569.3997 | 72267.988
[7 empty] | 64793.8476 | 64605.4071 | 64197.1699 | 65374.9972 | 67399.5915 | 66607.2393
[7 empty] | 60216.0069 | 60563.3155 | 59497.9529 | 60692.8701 | 60915.0688 | 62477.1634
[7 empty] | 56310.0277 | 56770.2952 | 55965.5603 | 57180.6904 | 57750.1728 | 58438.8825
[7 empty] | 52421.3915 | 52058.1514 | 51659.1945 | 52647.5473 | 54132.4967 | 53710.447
[7 empty] | 50046.6685 | 49795.3631 | 49445.0968 | 50425.6795 | 51385.8291 | 53053.9264
[7 empty] | 48574.3459 | 49002.3116 | 48513.9619 | 48763.2127 | 50678.1734 | 53024.4538
[7 empty] | 48887.7088 | 49451.3304 | 48833.9419 | 48599.8086 | 50111.4807 | 51138.4783
[7 empty] | 49638.1094 | 50393.8384 | 49517.7324 | 49512.4959 | 51334.8581 | 53040.3448
[7 empty] | 52565.88 | 53319.9319 | 52512.7598 | 52705.2366 | 54508.1986 | 56836.7854
[7 empty] | 61125.6208 | 61680.1129 | 60974.9362 | 61897.3826 | 62917.9503 | 64146.9146
[7 empty] | 67939.6037 | 68546.2226 | 67423.7425 | 68176.1027 | 69411.0399 | 70863.8293
[7 empty] | 72141.3005 | 72476.126 | 72020.6997 | 72166.5095 | 73620.554 | 74850.0481
[7 empty] | 73314.693 | 73983.4638 | 73487.0543 | 73354.6903 | 74929.8644 | 76355.7079
[7 empty] | 74111.1175 | 74780.3972 | 74137.404 | 73946.1593 | 75883.3576 | 76682.1789
[7 empty] | 74963.963 | 76144.2464 | 75069.6845 | 73571.7842 | 76605.4281 | 76915.4163
[7 empty] | 74965.261 | 76040.7206 | 74631.5463 | 74442.6806 | 77233.5349 | 78586.6749
[7 empty] | 72775.5507 | 74243.1215 | 73188.1022 | 71965.3231 | 76135.9179 | 77027.7656
[7 empty] | 71877.5254 | 72773.3892 | 73788.431 | 71324.8837 | 74464.8308 | 75701.8427
[7 empty] | 71748.4588 | 72045.9481 | 71532.2887 | 71613.6235 | 73074.9775 | 74214.3284
[7 empty] | 71146.5276 | 70287.8495 | 71103.4399 | 69605.5002 | 71878.5323 | 74140.2347
[7 empty] | 71682.366 | 70301.2068 | 72320.8771 | 69417.7565 | 73990.6617 | 76360.7655
[7 empty] | 74931.8603 | 69241.7916 | 75889.479 | 68299.8976 | 77209.0307 | 77633.7342
[7 empty] | 74257.0881 | 74552.4396 | 74765.8813 | 74250.8897 | 75987.1317 | 77821.5168
[7 empty] | 70291.2615 | 72193.2619 | 70707.1905 | 70766.6383 | 71924.7636 | 72982.7411
[7 empty] | 63489.2418 | 64511.5834 | 64725.4556 | 64359.4556 | 65296.6453 | 66757.7646
[7 empty] | 58880.6945 | 59982.0728 | 59356.1065 | 59615.4456 | 59871.1684 | 60145.8651
[7 empty] | 55686.2959 | 56933.3037 | 56061.2875 | 56219.646 | 56735.8024 | 57071.6277
[7 empty] | 51455.6539 | 52405.4144 | 52262.7829 | 53791.6553 | 52556.3106 | 54791.7767
[7 empty] | 49225.7442 | 50351.2246 | 49588.6125 | 50491.6677 | 49881.217 | 51023.9788
[7 empty] | 47214.7375 | 48222.172 | 47949.9098 | 47719.8863 | 47609.1752 | 48940.6144
[7 empty] | 46660.9951 | 47738.1266 | 47455.9253 | 46023.055 | 46903.4707 | 47876.4738
[7 empty] | 46841.9591 | 48082.026 | 48130.2461 | 47847.4692 | 47658.3232 | 48798.9713
[7 empty] | 48923.2272 | 49958.685 | 50130.1539 | 48597.8653 | 49516.8928 | 50409.3865
[7 empty] | 51056.984 | 52100.3674 | 52144.9902 | 50823.656 | 51850.8023 | 52760.246
[7 empty] | 54794.0565 | 55345.1644 | 54762.9953 | 53591.5357 | 54392.1846 | 55605.3564
[7 empty] | 57098.9571 | 58421.348 | 57582.4831 | 56630.0577 | 57920.4713 | 58998.1037
[7 empty] | 60773.5584 | 61793.5171 | 61340.1962 | 59769.5824 | 61307.6529 | 61597.0732
[7 empty] | 61548.0508 | 63946.202 | 63264.2687 | 61115.6913 | 62998.7298 | 64890.6572
[7 empty] | 62932.8582 | 65319.0494 | 64950.9972 | 61563.1436 | 64173.7986 | 66011.7208
[7 empty] | 62535.8559 | 64758.8216 | 65203.8428 | 61671.3722 | 66413.5462 | 65125.7846
[7 empty] | 61543.7444 | 64728.9362 | 65010.1616 | 60543.4944 | 65128.8784 | 66071.3084
[7 empty] | 61725.1101 | 62889.4096 | 63302.4952 | 59514.9197 | 62925.9849 | 64019.6979
[7 empty] | 60392.955 | 61360.388 | 60775.753 | 58314.5479 | 61346.0325 | 62407.5582
[7 empty] | 58421.8122 | 59928.1369 | 60410.2199 | 58539.3651 | 61434.9556 | 62277.7731
[7 empty] | 59619.7087 | 60535.9863 | 62880.0952 | 58744.9097 | 62420.0293 | 63560.1661
[7 empty] | 62288.4385 | 59415.6411 | 65025.372 | 58905.7992 | 63620.6069 | 66347.0304
[7 empty] | 61969.7503 | 62945.54 | 64073.3831 | 63005.4304 | 63838.9446 | 65398.021
[7 empty] | 58860.3667 | 61779.2237 | 63141.7789 | 59572.9167 | 62071.873 | 64848.1727
[7 empty] | 54453.591 | 55219.5407 | 58967.6164 | 55159.8355 | 56996.984 | 61053.3244
[7 empty] | 51537.0994 | 53514.4368 | 54770.7984 | 52964.1752 | 54110.2035 | 57755.6271
[7 empty] | 49464.6706 | 50616.8168 | 52518.9022 | 50718.2967 | 52337.4352 | 54523.6972
[7 empty] | 46705.7337 | 48433.8678 | 48973.6552 | 47442.847 | 48646.0153 | 50587.1124
[7 empty] | 43885.4444 | 45225.0394 | 46773.2657 | 45341.0377 | 46443.0813 | 48383.7511
[7 empty] | 41585.4094 | 42181.2261 | 45622.2573 | 45001.1527 | 42628.2545 | 47179.2811
[7 empty] | 39954.8635 | 40588.8314 | 43952.4593 | 43937.4053 | 41387.4763 | 46864.6042
[7 empty] | 40452.6397 | 41377.3381 | 44093.481 | 43603.7778 | 41461.6598 | 47102.0126
[7 empty] | 41198.0563 | 41871.6766 | 43068.8317 | 42632.3459 | 41256.3274 | 47464.7337
[7 empty] | 43340.7467 | 43699.2298 | 46597.8398 | 45911.7241 | 43922.0202 | 48971.1108
[7 empty] | 45056.9951 | 45938.6618 | 47205.5632 | 46282.9328 | 44481.6333 | 48633.541
[7 empty] | 48599.3354 | 49805.0891 | 51160.7689 | 49983.9302 | 49092.3803 | 53419.9099
[7 empty] | 52435.8928 | 54015.4198 | 55603.2204 | 55117.3011 | 51858.8613 | 57010.152
[7 empty] | 54848.5895 | 56041.6007 | 59252.44 | 56268.5289 | 53877.7826 | 61551.177
[7 empty] | 57054.4616 | 58902.5614 | 61388.4997 | 59399.5053 | 56700.7988 | 63696.0077
[7 empty] | 59347.8517 | 61433.0284 | 60981.8853 | 59313.7576 | 58316.4786 | 65314.4111
[7 empty] | 57137.0043 | 60438.0195 | 61142.6132 | 59742.3742 | 57021.7042 | 65374.8388
[7 empty] | 55303.5453 | 58396.2983 | 58901.7904 | 59022.3658 | 55884.7087 | 64501.8506
[7 empty] | 54356.6615 | 58864.3087 | 60306.6463 | 55864.9412 | 54864.8358 | 61864.3449
[7 empty] | 54656.7751 | 58350.223 | 57871.603 | 57408.2908 | 55821.9291 | 59975.6335
[7 empty] | 55821.0845 | 57951.332 | 61809.7976 | 57897.4777 | 56222.6901 | 62700.9946
[7 empty] | 59101.3633 | 63627.8516 | 64988.1109 | 58346.0595 | 60772.15 | 64138.3665
[7 empty] | 60389.1474 | 63510.8099 | 63120.2207 | 63172.049 | 61978.1261 | 66079.8415
[7 empty] | 59877.8448 | 60359.3866 | 62492.4082 | 62296.9481 | 59967.1211 | 64320.1248
[7 empty] | 54260.1249 | 56906.1048 | 59147.8873 | 58096.4937 | 54343.2369 | 60098.2042
[7 empty] | 52739.5302 | 54951.7174 | 56596.8243 | 54642.8726 | 52469.904 | 57613.2528
[7 empty] | 49387.6658 | 52899.1565 | 53172.0536 | 50607.1108 | 49746.1294 | 55044.3648
[7 empty] | 47250.9423 | 49230.3137 | 50350.4814 | 49004.2758 | 46974.424 | 51312.1188
[7 empty] | 46709.5559 | 47984.7982 | 47578.4257 | 46779.7498 | 45374.9528 | 48736.1804
[7 empty] | 45631.904 | 46999.621 | 49605.7263 | 48218.0941 | 45488.3515 | 49449.2904
[7 empty] | 45523.1981 | 47117.5933 | 49770.5588 | 48471.5498 | 45424.9525 | 49462.4319
[7 empty] | 45871.4264 | 46854.4382 | 50405.7792 | 49472.2871 | 45633.819 | 50220.5849
[7 empty] | 50130.5771 | 51176.2481 | 56067.7788 | 54212.0456 | 50057.8668 | 55953.1346
[7 empty] | 59270.6826 | 60524.0412 | 64252.5791 | 63112.8059 | 59387.6459 | 63252.1988
[7 empty] | 65928.2817 | 67518.872 | 72084.3175 | 70093.9596 | 66547.2691 | 71140.2801
[7 empty] | 70112.357 | 71665.8319 | 77492.7415 | 75018.1808 | 70375.1876 | 74229.7785
[7 empty] | 71004.5428 | 73074.7368 | 79195.646 | 74416.3429 | 71200.5244 | 75822.7053
[7 empty] | 71698.041 | 74388.9112 | 81379.1792 | 74563.8447 | 71189.5467 | 76169.5399
[7 empty] | 73239.2508 | 74073.4872 | 81963.1149 | 75825.3453 | 72765.1982 | 76479.6937
[7 empty] | 72856.1565 | 73278.2805 | 79048.3624 | 74264.8438 | 72430.3885 | 77358.8389
[7 empty] | 71089.6056 | 71795.9611 | 77987.6569 | 72973.4043 | 71300.1291 | 76249.6394
[7 empty] | 70641.4391 | 71575.4158 | 76675.4564 | 72761.2145 | 70149.9896 | 75148.2189
[7 empty] | 69486.0808 | 69386.1037 | 76825.6373 | 71935.0365 | 69591.7166 | 73330.1033
[7 empty] | 67847.3833 | 69101.5153 | 74630.4744 | 70420.216 | 67210.8033 | 70633.5719
[7 empty] | 68765.9554 | 69478.1415 | 75242.8275 | 69959.7438 | 68077.3452 | 72217.8624
[7 empty] | 68473.5844 | 73581.4572 | 73727.0025 | 71069.4349 | 68260.3633 | 73002.0753
[7 empty] | 73216.707 | 74519.6047 | 79067.3944 | 74911.5479 | 72665.8089 | 78132.5763
[7 empty] | 69191.0801 | 69843.0358 | 76231.7429 | 71324.8382 | 68646.3816 | 74098.2644
[7 empty] | 63647.3062 | 63824.7856 | 67915.8955 | 65871.2916 | 63037.2484 | 66587.3779
[7 empty] | 58932.6368 | 59164.4128 | 63854.7671 | 61431.7691 | 58125.9269 | 63064.1042
[7 empty] | 55516.7665 | 55790.9561 | 60121.1329 | 58293.4891 | 54852.2187 | 58862.6932
[7 empty] | 51603.562 | 52308.3053 | 56833.0351 | 53934.9605 | 50802.171 | 54944.7221
[7 empty] | 49253.1283 | 50084.4458 | 53938.5156 | 51848.0911 | 48574.085 | 53389.489
[7 empty] | 48649.4704 | 48162.5363 | 52535.7424 | 50765.0395 | 47167.0238 | 53247.483
[7 empty] | 48487.3803 | 47964.6581 | 52083.6161 | 51079.79 | 47558.271 | 52184.7263
[7 empty] | 49363.8049 | 48585.1946 | 53794.066 | 53013.0019 | 48183.9159 | 54161.1992
[7 empty] | 52387.3989 | 51676.5412 | 57946.2584 | 58511.8225 | 51243.2127 | 57111.5595
[7 empty] | 60583.1409 | 59865.4773 | 64667.6698 | 64824.8999 | 59536.1821 | 64169.865
[7 empty] | 67392.0379 | 66307.5343 | 71803.3012 | 72266.1357 | 66525.1506 | 71742.1576
[7 empty] | 71883.8731 | 70784.7422 | 77071.7608 | 76609.9766 | 70370.9912 | 76375.3011
[7 empty] | 73916.2329 | 72361.2684 | 76851.5092 | 77314.2978 | 70894.5995 | 75902.7524
[7 empty] | 75492.8685 | 73097.0964 | 77067.2173 | 74325.0665 | 71486.0105 | 75078.7801
[7 empty] | 76106.4606 | 73493.248 | 78534.071 | 75243.9554 | 72252.6696 | 76555.2421
[7 empty] | 76836.2922 | 72520.5324 | 79810.9454 | 74339.1858 | 71527.9222 | 74749.4821
[7 empty] | 76986.5697 | 71881.056 | 80089.103 | 73280.0162 | 71129.0242 | 73851.3937
[7 empty] | 76174.3663 | 72287.1541 | 77777.8759 | 71221.5491 | 69783.5185 | 72330.0274
[7 empty] | 73226.277 | 70120.0479 | 77568.6449 | 70974.9713 | 69068.3382 | 71206.8544
[7 empty] | 72267.3243 | 70401.8875 | 76288.6438 | 69858.6482 | 67943.0617 | 69131.0137
[7 empty] | 74050.0174 | 71321.7993 | 77046.3637 | 70064.5618 | 68987.3093 | 70313.2182
[7 empty] | 76695.9423 | 74848.1035 | 79346.2632 | 70326.6104 | 69420.9297 | 71755.4737
[7 empty] | 76182.8218 | 74276.8984 | 79663.737 | 75104.7541 | 71812.1569 | 75641.9932
[7 empty] | 72323.7526 | 68897.356 | 75771.5981 | 71622.3365 | 69896.8603 | 72103.5427
[7 empty] | 66447.6719 | 64765.2526 | 69319.2067 | 65975.4395 | 64264.0569 | 65639.0017
[7 empty] | 61035.9952 | 59320.1351 | 63058.4075 | 61161.1321 | 58836.1812 | 61465.8662
[7 empty] | 57897.4481 | 55968.618 | 59223.8209 | 58076.2001 | 54921.3134 | 57688.0743
[7 empty] | 53550.6496 | 51763.5104 | 55855.1586 | 53641.1093 | 50361.2048 | 53505.8882
[7 empty] | 51504.1618 | 49430.829 | 52722.9338 | 51377.7608 | 48388.9839 | 52227.7753
[7 empty] | 49936.2515 | 48455.6047 | 50760.304 | 49076.8049 | 46659.4135 | 52027.3312
[7 empty] | 50513.1748 | 48578.4198 | 50167.6827 | 49471.7123 | 47122.6864 | 49643.1348
[7 empty] | 51708.7231 | 49426.6249 | 50681.6905 | 50549.7386 | 47736.2365 | 51223.3271
[7 empty] | 49399.0225 | 48306.9773 | 50335.8793 | 48682.6994 | 45142.0946 | 47709.3821
[7 empty] | 50222.3047 | 49848.4944 | 51369.9541 | 49673.2844 | 46567.0828 | 48916.8764
[7 empty] | 53485.1879 | 51808.7835 | 54370.3796 | 52518.4269 | 48334.6859 | 50630.645
[7 empty] | 56176.0482 | 55659.0619 | 56135.8781 | 54527.8685 | 51151.5548 | 53830.258
[7 empty] | 59179.5571 | 56984.3825 | 58884.7173 | 58423.8464 | 56051.8251 | 57942.3723
[7 empty] | 61684.0368 | 60258.1633 | 61495.2382 | 61895.5782 | 58622.2191 | 60230.555
[7 empty] | 63526.1301 | 63008.1372 | 63780.2638 | 62525.868 | 61127.1429 | 62161.5172
[7 empty] | 63788.8547 | 62475.2326 | 63710.647 | 62114.677 | 61586.1987 | 63269.8358
[7 empty] | 63920.4246 | 62891.3953 | 65435.4753 | 62365.6617 | 61751.144 | 63147.5996
[7 empty] | 62644.4571 | 61885.2307 | 64980.2305 | 61560.7417 | 60534.321 | 62137.6514
[7 empty] | 62136.5241 | 60852.8502 | 63187.9127 | 60638.1919 | 58989.3251 | 60567.8965
[7 empty] | 59661.2558 | 60241.936 | 62332.3213 | 59179.284 | 57141.5608 | 59419.5452
[7 empty] | 59809.2969 | 60383.8051 | 62400.55 | 60358.1722 | 59073.6483 | 60346.3847
[7 empty] | 59826.156 | 63928.6339 | 68476.7627 | 61303.9479 | 59072.3677 | 62486.2358
[7 empty] | 67340.2938 | 66321.2206 | 68492.7702 | 66374.1836 | 63677.0567 | 66798.787
[7 empty] | 68780.7837 | 68315.0179 | 74087.7495 | 68079.3591 | 66095.6776 | 69419.827
[7 empty] | 59625.3988 | 59768.2624 | 62022.9864 | 59281.154 | 57349.4904 | 60258.783
[7 empty] | 56791.1332 | 55952.9582 | 58619.3356 | 56290.1206 | 54130.4667 | 57121.7984
[7 empty] | 54370.4572 | 54977.6012 | 56972.1549 | 54667.687 | 52661.7964 | 54360.6662
[7 empty] | 51923.5044 | 51273.8271 | 55102.8682 | 51896.7174 | 49311.0132 | 51718.7963
[7 empty] | 50290.5602 | 49985.2345 | 52365.7508 | 49900.1579 | 47990.3591 | 50236.6038
[7 empty] | 48943.0682 | 49049.203 | 54573.3478 | 48713.1518 | 47348.5258 | 50359.7404
[7 empty] | 49182.3624 | 49501.1302 | 51980.5461 | 49146.8234 | 47807.7185 | 50113.7841
[7 empty] | 50374.3217 | 50334.4188 | 52999.2462 | 50892.8574 | 48358.5454 | 51420.6117
[7 empty] | 53612.1066 | 53380.2861 | 57220.0621 | 54065.3284 | 51601.0698 | 55631.6636
[7 empty] | 61752.9132 | 61906.9668 | 64738.8187 | 62447.314 | 59779.535 | 63392.7627
[7 empty] | 68564.4714 | 68969.5382 | 71480.4232 | 69605.1768 | 66384.1022 | 70158.5608
[7 empty] | 72424.1119 | 72741.8626 | 75605.043 | 73304.7234 | 70371.3634 | 73902.9767
[7 empty] | 74005.1678 | 73115.8871 | 77358.2728 | 74432.4826 | 72684.2286 | 74733.5288
[7 empty] | 74464.5596 | 74536.825 | 77963.0551 | 74980.9517 | 72482.1004 | 75099.7298
[7 empty] | 74821.8137 | 75082.8093 | 78159.0249 | 73758.1632 | 73189.3453 | 75644.7813
[7 empty] | 73156.4299 | 73684.692 | 78909.9493 | 74128.0179 | 73244.5837 | 74140.7597
[7 empty] | 72583.6969 | 72700.391 | 77678.9764 | 71660.834 | 71789.5981 | 72759.3218
[7 empty] | 71705.9479 | 72016.577 | 76903.3849 | 71399.5728 | 71414.4769 | 71185.3829
[7 empty] | 70667.0372 | 70552.459 | 75885.3294 | 70095.7163 | 69267.9408 | 70381.6248
[7 empty] | 70008.3579 | 69771.5992 | 74623.7893 | 69635.4645 | 69588.5758 | 69586.1664
[7 empty] | 70143.4744 | 71151.7952 | 74982.3217 | 70575.7077 | 71651.9677 | 70276.6566
[7 empty] | 74660.043 | 75205.4829 | 74934.8252 | 74896.6317 | 74253.4415 | 70489.463
[7 empty] | 74533.8234 | 75681.4797 | 78441.3498 | 75820.058 | 74606.0138 | 74374.6949
[7 empty] | 70340.7905 | 70599.8932 | 76361.8704 | 70242.3575 | 70360.0785 | 70844.4608
[7 empty] | 64134.9214 | 65071.7239 | 67817.3314 | 65422.4729 | 64918.5828 | 65741.3149
[7 empty] | 59555.1211 | 59502.7812 | 62981.8598 | 60422.5242 | 59569.9044 | 61036.6792
[7 empty] | 56314.3924 | 56474.5297 | 59363.9844 | 56815.3712 | 55462.4128 | 57314.7166
[7 empty] | 52654.7109 | 54339.8122 | 57243.7789 | 53669.9804 | 52501.8642 | 54151.1092
[7 empty] | 50931.8466 | 52119.1011 | 54774.1958 | 51571.2404 | 50262.2233 | 51551.7796
[7 empty] | 48505.1995 | 49016.3959 | 54610.1275 | 49618.6863 | 48715.452 | 49448.6771
[7 empty] | 49135.2083 | 49281.5025 | 54393.8231 | 50153.0238 | 49508.0054 | 50623.5917
[7 empty] | 49846.7943 | 49539.4649 | 55490.1618 | 50810.6602 | 49986.745 | 51831.4794
[7 empty] | 52933.2097 | 51817.2166 | 57469.3236 | 53570.5287 | 52463.5275 | 54868.2993
[7 empty] | 61016.4893 | 59941.6256 | 64143.1779 | 62498.4273 | 60701.2617 | 62585.8961
[7 empty] | 68026.0069 | 66466.991 | 71134.9923 | 68692.7962 | 67221.6431 | 69673.9791
[7 empty] | 72016.7846 | 71382.8543 | 75615.1619 | 72639.6644 | 72217.7769 | 73865.2756
[7 empty] | 73610.829 | 73046.31 | 76819.5988 | 74486.932 | 73867.6192 | 75198.1185
[7 empty] | 73667.1483 | 73083.9229 | 76711.6657 | 74550.8023 | 74364.4874 | 74999.0479
[7 empty] | 74285.9323 | 74747.7988 | 78176.9134 | 75985.7416 | 76065.0873 | 75912.603
[7 empty] | 72878.3194 | 73533.7895 | 78511.8153 | 76758.9526 | 74035.7121 | 73917.3589
[7 empty] | 71922.4376 | 72748.8544 | 78570.6323 | 75452.7192 | 74678.7938 | 72409.6742
[7 empty] | 70828.5477 | 72084.6273 | 76828.4877 | 75212.0958 | 72340.4713 | 71953.7902
[7 empty] | 70898.6608 | 69739.0473 | 75742.1188 | 72318.7014 | 71320.7968 | 70872.3013
[7 empty] | 68808.9926 | 68980.9 | 74123.2646 | 70961.0767 | 69388.3311 | 68510.469
[7 empty] | 70622.3821 | 70877.4775 | 75889.2077 | 72963.4976 | 71999.5623 | 69127.6735
[7 empty] | 74147.5973 | 74139.0199 | 78764.7521 | 75886.31 | 74476.7241 | 69164.8435
[7 empty] | 74081.1526 | 74167.0254 | 78778.6945 | 76359.2496 | 75135.4324 | 73951.3329
[7 empty] | 70112.4866 | 70227.5802 | 73463.849 | 71613.2509 | 69989.3253 | 70385.791
[7 empty] | 64285.0867 | 64224.8306 | 67532.177 | 66234.8869 | 63986.4799 | 65324.7197
[7 empty] | 59557.3075 | 59308.2243 | 63457.6755 | 60275.7034 | 59283.5418 | 60346.3194
[7 empty] | 56314.6311 | 56352.2634 | 59501.552 | 57759.0073 | 56292.5261 | 57225.9147
[7 empty] | 54867.9345 | 54091.0866 | 56235.0343 | 54808.3005 | 53206.5355 | 54507.521
[7 empty] | 52488.3111 | 51807.6705 | 54436.9382 | 52144.1332 | 50924.1453 | 51639.1434
[7 empty] | 48859.8913 | 50904.8217 | 53594.2449 | 49492.6664 | 49396.3927 | 48137.837
[7 empty] | 48867.9103 | 50958.1655 | 53943.9404 | 50762.6294 | 50011.6839 | 49477.6147
[7 empty] | 48285.7435 | 51556.6545 | 51917.2771 | 49472.3074 | 48998.6611 | 48666.8139
[7 empty] | 49495.633 | 52242.1951 | 52206.6276 | 50812.4082 | 50656.9757 | 50114.8432
[7 empty] | 50708.3118 | 54036.083 | 53939.2021 | 52929.9198 | 52928.0521 | 51872.0081
[7 empty] | 53779.4374 | 57147.8622 | 56693.1467 | 55768.1488 | 55505.4467 | 55507.0896
[7 empty] | 57279.611 | 60222.0698 | 59771.7141 | 58822.6546 | 59143.8748 | 58410.4012
[7 empty] | 59108.0326 | 62901.4837 | 63018.6061 | 61925.2366 | 61880.6376 | 60216.9185
[7 empty] | 61287.2366 | 66094.7953 | 65795.3118 | 64472.0097 | 64636.3921 | 62825.4537
[7 empty] | 62334.3279 | 66920.4107 | 66582.8803 | 65453.486 | 66059.4728 | 64074.0038
[7 empty] | 62814.5416 | 68647.2309 | 67957.8824 | 67112.7558 | 66402.459 | 63574.909
[7 empty] | 61697.0728 | 67347.371 | 68330.7026 | 67118.1446 | 65838.94 | 63169.472
[7 empty] | 60991.7091 | 64507.3906 | 65124.8335 | 62597.8037 | 64180.1076 | 60879.0808
[7 empty] | 60356.2947 | 63271.9965 | 63636.071 | 62228.8174 | 62647.5807 | 60071.7196
[7 empty] | 58570.1299 | 63647.9871 | 63653.2702 | 61397.14 | 61931.2754 | 58730.9575
[7 empty] | 59927.9895 | 63717.5237 | 65328.9763 | 62679.7178 | 62332.5863 | 59178.3538
[7 empty] | 62209.5844 | 65064.9071 | 68505.8683 | 64654.1741 | 64880.0301 | 58282.252
[7 empty] | 64290.6257 | 67153.6813 | 69942.3621 | 65390.761 | 64764.871 | 63556.5489
[7 empty] | 60370.6519 | 65020.3331 | 66647.8848 | 62453.9213 | 63574.1603 | 61510.4291
[7 empty] | 56037.2381 | 62612.3817 | 64107.2472 | 59776.2408 | 60213.2691 | 59201.4571
[7 empty] | 53479.6406 | 59323.8901 | 61831.5867 | 58063.8447 | 57330.3478 | 56649.972
[7 empty] | 49824.3818 | 55899.7909 | 57866.4024 | 54916.3892 | 52939.283 | 52749.0934
[7 empty] | 46897.9098 | 52912.0239 | 54962.9817 | 51291.3388 | 51296.0715 | 49568.6758
[7 empty] | 46135.5721 | 48319.3301 | 51440.7673 | 48185.0334 | 47694.0337 | 48424.8827
[7 empty] | 42007.6721 | 46208.3253 | 51079.9929 | 44999.8528 | 45216.0109 | 43969.994
[7 empty] | 41200.2708 | 43556.8253 | 49047.858 | 43785.7327 | 42315.9962 | 45083.5622
[7 empty] | 42253.2739 | 46319.8048 | 50321.6464 | 45613.2355 | 44143.2678 | 45408.4883
[7 empty] | 41776.7972 | 46498.1664 | 51700.1845 | 47529.0904 | 43697.731 | 46861.5873
[7 empty] | 45400.1216 | 48507.8683 | 51136.5994 | 47530.5772 | 47481.9282 | 46170.9488
[7 empty] | 47602.416 | 51320.9119 | 53702.563 | 47728.3055 | 48158.4333 | 46533.6863
[7 empty] | 51284.8646 | 54265.2575 | 57184.0996 | 52395.2531 | 52022.5384 | 50170.4249
[7 empty] | 53328.7864 | 58989.7922 | 60603.9292 | 56511.9971 | 57858.1944 | 54763.9691
[7 empty] | 55316.8679 | 61881.5992 | 62951.5739 | 60439.45 | 60653.6915 | 59392.9827
[7 empty] | 59253.0216 | 63130.5219 | 64186.1661 | 62508.9469 | 63688.7353 | 59553.9152
[7 empty] | 61126.163 | 64515.365 | 66861.0276 | 61932.9853 | 65070.9448 | 59100.4619
[7 empty] | 60744.2182 | 63306.828 | 63908.5156 | 60251.2701 | 63565.0097 | 57750.7817
[7 empty] | 58375.8064 | 61380.6544 | 64197.6979 | 59595.6661 | 63386.7515 | 55986.6002
[7 empty] | 56730.5931 | 59726.6105 | 60180.5633 | 58585.6633 | 60287.0007 | 54174.528
[7 empty] | 57142.6252 | 58818.6196 | 59487.1295 | 57030.9597 | 60018.8671 | 54920.4568
[7 empty] | 58928.9399 | 61391.8896 | 61700.1963 | 58751.7275 | 61583.8 | 57124.2225
[7 empty] | 62990.9323 | 64919.9577 | 64780.1939 | 64382.9035 | 64845.1833 | 57512.2873
[7 empty] | 63067.4111 | 66608.1029 | 71116.8102 | 64326.0509 | 66531.5875 | 63177.2863
[7 empty] | 60045.332 | 65130.3273 | 71589.9431 | 63621.5703 | 65566.4888 | 61737.2057
[7 empty] | 55808.9308 | 61442.9104 | 66408.4041 | 60358.5474 | 61330.8802 | 58277.9277
[7 empty] | 53394.8044 | 60182.3348 | 64862.9114 | 58947.284 | 58909.0589 | 56082.4406
[7 empty] | 50107.3039 | 56315.8669 | 60494.6699 | 55196.536 | 54213.0451 | 51337.9811
[7 empty] | 47603.5774 | 53309.047 | 58256.8988 | 51743.7864 | 52192.4048 | 49252.0097
[7 empty] | 47040.9642 | 51090.8368 | 54222.4297 | 50102.0633 | 49337.0007 | 47041.1649
[7 empty] | 47554.3862 | 51216.5905 | 55715.4417 | 50966.6371 | 51074.7259 | 48612.8666
[7 empty] | 48529.8737 | 52753.7703 | 57142.6236 | 52233.6947 | 52966.8212 | 49673.1118
[7 empty] | 47683.8338 | 52687.0556 | 58040.1308 | 52754.0916 | 52514.9212 | 49905.8315
[7 empty] | 51142.8092 | 56140.1881 | 61681.4025 | 55949.7407 | 56375.8687 | 53244.5377
[7 empty] | 60547.7391 | 63826.3807 | 68938.751 | 64278.2762 | 64412.2558 | 61512.0152
[7 empty] | 67550.8295 | 71828.4303 | 76003.4156 | 72078.22 | 72614.7881 | 68909.8747
[7 empty] | 72318.6702 | 75876.997 | 80823.5385 | 77332.3769 | 77927.8661 | 72812.5566
[7 empty] | 73701.4622 | 77653.0514 | 82598.1284 | 77286.7525 | 78894.2168 | 74626.51
[7 empty] | 73792.5918 | 78357.5368 | 83101.8957 | 76841.067 | 78150.7941 | 74553.5672
[7 empty] | 74756.6971 | 78912.1207 | 84366.979 | 76978.989 | 78813.8939 | 74875.5986
[7 empty] | 73244.6033 | 79115.0359 | 80680.9697 | 78172.4934 | 79054.1751 | 74246.9802
[7 empty] | 72230.9596 | 78991.7613 | 79523.3295 | 75937.1307 | 76897.3234 | 72145.416
[7 empty] | 71173.9079 | 78888.8968 | 77920.4286 | 75104.2869 | 75662.9977 | 71752.279
[7 empty] | 69993.0627 | 76251.958 | 76443.1087 | 73027.7871 | 74925.1631 | 71386.7272
[7 empty] | 69006.4106 | 76314.9733 | 74373.0885 | 70666.7351 | 73311.3988 | 69245.4503
[7 empty] | 71210.1466 | 77368.8844 | 74587.8514 | 73136.5468 | 76469.7341 | 70337.6747
[7 empty] | 74883.0306 | 79412.7661 | 75452.7608 | 75797.7971 | 79025.5351 | 74275.3882
[7 empty] | 75057.274 | 79040.6071 | 80106.5515 | 78829.2905 | 80044.4269 | 74941.218
[7 empty] | 70919.6692 | 73555.9807 | 77857.3194 | 73585.6452 | 74831.3312 | 70104.9555
[7 empty] | 66422.0633 | 69266.467 | 72004.9412 | 68609.1455 | 69137.5736 | 65179.2792
[7 empty] | 61829.8778 | 63920.1089 | 66419.5644 | 64670.3313 | 64693.1832 | 61042.9963
[7 empty] | 57928.9491 | 59937.628 | 63607.6464 | 60155.3293 | 60869.0679 | 56799.6266
[7 empty] | 55524.1104 | 56991.2609 | 60206.2425 | 56508.0935 | 57311.8277 | 53865.1401
[7 empty] | 52657.3917 | 54244.8445 | 58384.1801 | 53854.3021 | 54515.1482 | 51808.6655
[7 empty] | 50429.6715 | 51559.3535 | 56155.3558 | 51568.0532 | 51602.5319 | 49100.8372
[7 empty] | 50431.4474 | 52616.3595 | 54770.0052 | 53330.8623 | 52795.7835 | 49650.7817
[7 empty] | 50932.4138 | 54477.7805 | 56707.0094 | 54628.0674 | 54657.2196 | 50471.3064
[7 empty] | 53165.3614 | 56273.8395 | 56987.069 | 56791.2347 | 56268.9353 | 52915.3189
[7 empty] | 61599.6983 | 64257.5328 | 63075.1898 | 64460.7368 | 64372.6288 | 61560.1798
[7 empty] | 68345.3019 | 71191.1016 | 70095.1834 | 71814.5097 | 71886.9723 | 68083.8525
[7 empty] | 73186.8993 | 75319.8917 | 74866.269 | 77126.1278 | 77640.5517 | 72069.3227
[7 empty] | 74941.3816 | 78303.1376 | 78004.4965 | 76957.1583 | 77799.0451 | 73768.3717
[7 empty] | 76482.6122 | 77961.7839 | 78053.2188 | 77531.1543 | 77626.1036 | 74549.8988
[7 empty] | 78377.342 | 78454.3494 | 77597.6597 | 78244.0409 | 77997.1189 | 75380.631
[7 empty] | 77066.8534 | 79901.7542 | 77239.3875 | 77703.7573 | 78400.7718 | 74109.4191
[7 empty] | 76969.5495 | 79163.3134 | 77572.2038 | 76770.1076 | 76594.4342 | 71948.926
[7 empty] | 76796.8179 | 79575.7205 | 75686.8575 | 74971.912 | 75605.4693 | 71281.1252
[7 empty] | 74505.6308 | 77851.3133 | 75885.3762 | 73057.7835 | 72676.0157 | 70236.7994
[7 empty] | 73343.6549 | 76564.6976 | 73359.0246 | 70919.2986 | 71552.0765 | 69500.1737
[7 empty] | 74543.2642 | 78151.121 | 74691.9756 | 73644.9289 | 72470.7617 | 71234.2281
[7 empty] | 78060.0579 | 79852.026 | 78962.2881 | 77112.7615 | 76512.3365 | 74867.7161
[7 empty] | 79660.7839 | 80527.0269 | 78953.1295 | 79237.016 | 79276.5574 | 74983.0623
[7 empty] | 73456.6455 | 78131.5946 | 76524.9149 | 74634.8808 | 74321.6953 | 70151.2341
[7 empty] | 68081.8389 | 72217.207 | 70350.7775 | 69545.3463 | 69258.218 | 66419.9357
[7 empty] | 63962.3006 | 66891.4115 | 65488.5549 | 65413.8642 | 64390.8089 | 61940.7946
[7 empty] | 60316.7167 | 62580.3113 | 60378.9276 | 60626.7805 | 60363.8703 | 57745.2343
[7 empty] | 56789.1201 | 60382.5488 | 59087.1866 | 57846.1499 | 56928.7065 | 54163.4485
[7 empty] | 54501.0307 | 58008.9745 | 57076.5919 | 56841.7719 | 53968.7942 | 51896.7082
[7 empty] | 52505.0504 | 58078.185 | 55868.5117 | 54870.5764 | 50969.6962 | 49384.7283
[7 empty] | 53352.2766 | 56261.7631 | 53969.7124 | 54513.968 | 51587.5851 | 49598.963
[7 empty] | 53976.9055 | 56804.8598 | 56454.8061 | 56472.4921 | 53618.8136 | 50801.452
[7 empty] | 56606.3736 | 58835.3219 | 56344.3893 | 57270.459 | 55282.2786 | 53271.6076
[7 empty] | 65266.2278 | 65253.5409 | 63220.9511 | 64414.9305 | 63441.3134 | 61867.4835
[7 empty] | 72823.9668 | 72834.4253 | 70143.199 | 71669.503 | 70341.8399 | 68313.2899
[7 empty] | 77977.3578 | 78153.4034 | 73759.9918 | 77240.495 | 74616.5851 | 73199.1725
[7 empty] | 79489.6619 | 80468.0408 | 76341.3167 | 78217.5831 | 75821.3345 | 74009.9027
[7 empty] | 78258.6141 | 80524.6011 | 77410.6822 | 77655.0289 | 76706.6218 | 75230.1568
[7 empty] | 79132.2973 | 80281.2098 | 77958.1517 | 78252.5462 | 77610.4307 | 77174.6312
[7 empty] | 78939.461 | 80026.1349 | 77861.5208 | 77256.6897 | 76603.3313 | 74749.1316
[7 empty] | 78025.0052 | 79444.7124 | 77463.1525 | 76331.4023 | 75203.2526 | 73649.8057
[7 empty] | 76663.7534 | 78063.1585 | 77324.6593 | 73901.2667 | 72772.2921 | 72991.0767
[7 empty] | 75499.0363 | 77273.5063 | 75878.4719 | 72431.274 | 72344.5469 | 72397.7717
[7 empty] | 74004.7568 | 74935.0263 | 73034.7468 | 71226.8855 | 70418.9313 | 70193.3204
[7 empty] | 75267.1161 | 77018.2675 | 75146.903 | 71832.1734 | 71819.5374 | 71366.051
[7 empty] | 79083.6621 | 81030.8405 | 78077.968 | 73747.1518 | 76935.6017 | 73937.771
[7 empty] | 80453.835 | 82439.9366 | 79223.1284 | 79000.0957 | 78091.8912 | 75627.7189
[7 empty] | 75658.7905 | 80547.0935 | 76450.069 | 74635.827 | 72743.1697 | 70966.7608
[7 empty] | 70399.0553 | 74549.0963 | 69661.9463 | 68771.0794 | 68606.5587 | 66243.9323
[7 empty] | 65631.5967 | 67700.8167 | 65992.7437 | 64756.4003 | 64192.7857 | 61504.95
[7 empty] | 61346.5185 | 62669.3484 | 60549.475 | 60232.8271 | 60165.5163 | 58265.047
[7 empty] | 57874.0036 | 59925.8083 | 58682.4304 | 57989.4716 | 56358.3975 | 54367.5552
[7 empty] | 55526.2901 | 58620.2329 | 56727.2214 | 56174.9841 | 53401.1707 | 51865.4335
[7 empty] | 53253.7029 | 56882.273 | 56612.9875 | 55222.465 | 51171.3411 | 49646.9648
[7 empty] | 54345.1867 | 56389.7339 | 55178.3801 | 54143.3341 | 52202.8108 | 49928.944
[7 empty] | 55778.5476 | 57861.4505 | 57493.5911 | 56191.8956 | 54155.5053 | 50693.1397
[7 empty] | 60179.6089 | 59156.7754 | 57568.883 | 57172.7417 | 55851.6996 | 53286.9833
[7 empty] | 66000.8093 | 65247.4387 | 64335.4143 | 63836.9136 | 64320.1045 | 61762.0643
[7 empty] | 73306.66 | 72550.584 | 72249.4052 | 71090.66 | 71488.1335 | 68550.7318
[7 empty] | 79324.0822 | 77996.1508 | 76426.7377 | 76619.1599 | 76674.5061 | 72443.6884
[7 empty] | 80265.3478 | 80743.9059 | 77624.301 | 77166.0319 | 76776.2729 | 74523.2988
[7 empty] | 81241.146 | 81853.6762 | 78714.3168 | 76995.5003 | 76303.6571 | 74123.2494
[7 empty] | 78646.6537 | 80235.4321 | 81024.1603 | 76990.1626 | 77199.7248 | 75267.2362
[7 empty] | 79870.4304 | 80617.207 | 82282.8087 | 77518.3406 | 76925.4275 | 73970.6903
[7 empty] | 79404.2732 | 79430.3284 | 83867.7496 | 73805.7326 | 75949.0028 | 72049.8701
[7 empty] | 77662.8575 | 78530.9261 | 79942.0316 | 71600.5989 | 73571.0833 | 72304.6755
[7 empty] | 75519.6986 | 76424.8023 | 77874.8045 | 72095.8407 | 72105.7431 | 70738.6444
[7 empty] | 74434.6263 | 74417.7385 | 76968.3937 | 70557.3446 | 71327.0742 | 71279.525
[7 empty] | 77180.4041 | 76395.5119 | 79681.9081 | 71439.9307 | 73408.8133 | 73324.2246
[7 empty] | 79585.2063 | 79779.2461 | 82538.7269 | 77001.1775 | 76603.4148 | 75289.0004
[7 empty] | 80021.7952 | 80578.6304 | 83071.6973 | 76575.806 | 77579.2238 | 75916.348
[7 empty] | 74326.4781 | 76856.0918 | 82475.0106 | 71521.9215 | 72319.8564 | 71759.1288
[7 empty] | 69254.8946 | 71063.7431 | 79068.3902 | 68296.8718 | 68379.4216 | 66729.5636
[7 empty] | 65886.8429 | 66407.8927 | 69101.5249 | 63551.4694 | 63980.3623 | 62711.0917
[7 empty] | 61330.4598 | 61942.5282 | 65081.4732 | 58620.0731 | 59710.9424 | 58174.774
[7 empty] | 58103.9273 | 59836.4258 | 62356.4468 | 55568.4718 | 56756.0534 | 54899.2998
[7 empty] | 55179.3399 | 57968.211 | 60706.5537 | 52857.5938 | 53268.2024 | 52530.5764
[7 empty] | 52956.7989 | 56283.6551 | 59740.3371 | 50319.898 | 50871.6963 | 50700.8209
[7 empty] | 54209.8607 | 54321.3849 | 58576.8873 | 51003.4485 | 51345.794 | 51280.7678
[7 empty] | 55465.877 | 56621.7189 | 60553.7293 | 52563.9865 | 53486.7688 | 51503.1688
[7 empty] | 56865.9312 | 56479.6524 | 62038.8169 | 54423.1963 | 55113.8401 | 53963.3703
[7 empty] | 64697.3245 | 63167.1567 | 67055.7598 | 62363.5171 | 63170.0855 | 62205.5399
[7 empty] | 72183.6537 | 69940.9263 | 74644.449 | 69359.8748 | 70251.4709 | 69139.9103
[7 empty] | 78732.398 | 73875.7722 | 81573.4592 | 72890.8051 | 74538.452 | 73780.8899
[7 empty] | 80448.0822 | 76142.4595 | 83550.8064 | 75473.9814 | 76072.1212 | 75570.7184
[7 empty] | 79998.164 | 76913.6646 | 83984.576 | 76379.4924 | 76586.6845 | 76295.8233
[7 empty] | 80088.0185 | 78199.8526 | 85111.5744 | 76589.1578 | 77832.8938 | 77304.7773
[7 empty] | 79174.6383 | 78151.1236 | 85335.5958 | 76887.7611 | 78078.8535 | 77694.0899
[7 empty] | 79630.2144 | 78866.5395 | 85566.6038 | 76738.2086 | 76428.3176 | 77062.584
[7 empty] | 78029.5617 | 77585.4443 | 81475.1037 | 76420.4947 | 77268.3733 | 75061.7518
[7 empty] | 77255.6263 | 75397.81 | 85823.8879 | 73852.8173 | 73447.1503 | 72892.152
[7 empty] | 74842.9976 | 73655.9934 | 83081.0889 | 73792.7121 | 72181.7796 | 72706.6399
[7 empty] | 77814.9286 | 76441.7943 | 85559.9956 | 76477.1819 | 73808.7496 | 75791.9255
[7 empty] | 79939.9075 | 77986.0903 | 87886.7064 | 77598.7828 | 76589.359 | 78635.2072
[7 empty] | 79830.2071 | 77790.6839 | 86858.3196 | 77841.2165 | 78281.6765 | 78777.2525
[7 empty] | 75746.7209 | 71720.0053 | 84753.6586 | 71858.2902 | 72206.544 | 73604.5551
[7 empty] | 69884.6012 | 69348.0055 | 80415.5125 | 69505.4442 | 67647.9563 | 68872.3988
[7 empty] | 66112.3139 | 62868.3965 | 74941.3801 | 62429.7777 | 62691.3276 | 63469.4188
[7 empty] | 61440.043 | 59871.0557 | 66091.3928 | 59456.0567 | 58723.1224 | 60216.9995
[7 empty] | 58460.7945 | 57998.3483 | 63266.9133 | 57732.7629 | 55987.9817 | 57818.1256
[7 empty] | 57222.0453 | 54088.3658 | 60573.0696 | 53905.8235 | 52917.3767 | 54851.9069
[7 empty] | 55944.8921 | 48677.6482 | 57957.1058 | 50749.7212 | 50528.394 | 51646.9222
[7 empty] | 55797.0906 | 48369.1974 | 56867.402 | 50526.0089 | 51239.6167 | 52387.4957
[7 empty] | 55133.2682 | 48492.6133 | 56901.9102 | 51135.3687 | 50970.7412 | 52149.5407
[7 empty] | 54843.8877 | 48839.8625 | 55259.2503 | 51010.5515 | 52016.1871 | 52253.266
[7 empty] | 57061.0647 | 50044.0196 | 58267.9566 | 52805.2473 | 54673.1821 | 56095.829
[7 empty] | 58063.6289 | 53330.9345 | 58617.413 | 56097.3107 | 56255.0228 | 57717.4479
[7 empty] | 62032.7686 | 56009.1272 | 63229.8378 | 59126.2134 | 59648.7654 | 61286.6394
[7 empty] | 64003.9116 | 58231.8427 | 66133.5012 | 61933.3698 | 62102.672 | 63317.7749
[7 empty] | 65521.6677 | 62441.1366 | 69414.9965 | 63894.759 | 64913.9866 | 65477.4532
[7 empty] | 67472.7829 | 63464.2711 | 68254.2942 | 65539.6789 | 65184.2903 | 66823.0582
[7 empty] | 69428.0767 | 63354.3813 | 70594.2485 | 68718.9305 | 66293.0451 | 67897.815
[7 empty] | 68886.1019 | 62552.32 | 70255.6634 | 67221.1692 | 65157.4413 | 67486.7183
[7 empty] | 66215.255 | 61655.0364 | 67353.2996 | 64256.325 | 63387.2684 | 65965.1485
[7 empty] | 63526.2773 | 61378.9169 | 66368.897 | 64338.6092 | 61643.0518 | 63386.4883
[7 empty] | 64435.2524 | 60177.8639 | 66149.1808 | 63598.0717 | 60988.7581 | 64228.2845
[7 empty] | 65480.5826 | 60758.8526 | 67279.5427 | 63900.6985 | 61036.7139 | 64962.6851
[7 empty] | 67441.8893 | 65239.1144 | 71257.4921 | 67146.2047 | 64539.4225 | 67684.7899
[7 empty] | 68536.756 | 64094.9183 | 70466.5808 | 67778.7499 | 65234.4622 | 68615.9849
[7 empty] | 67640.5598 | 61483.381 | 68559.689 | 65282.8553 | 64262.2171 | 67714.1504
[7 empty] | 64048.0703 | 57483.7753 | 66742.9259 | 62058.2448 | 61199.6527 | 63825.8187
[7 empty] | 62495.004 | 53819.5445 | 62806.4847 | 60237.4393 | 58994.7848 | 63208.1308
[7 empty] | 58325.0091 | 51453.7796 | 59521.3351 | 56579.5107 | 55638.3935 | 58322.3154
[7 empty] | 55984.7632 | 49009.2159 | 55643.6157 | 52739.3479 | 51718.3674 | 55370.6242
[7 empty] | 54171.7166 | 47661.7729 | 53251.4536 | 51759.2612 | 51684.7947 | 52745.1436
[7 empty] | 50449.3254 | 44351.568 | 50758.0067 | 49788.1236 | 46599.4196 | 48829.5347
[7 empty] | 48580.8918 | 44284.4882 | 48558.5908 | 49007.9937 | 47077.5567 | 47951.115
[7 empty] | 49029.5258 | 44760.8795 | 48965.8102 | 48533.419 | 46965.0849 | 49130.7061
[7 empty] | 50837.8964 | 43884.8664 | 48621.6892 | 49246.0326 | 47834.6897 | 50908.8527
[7 empty] | 49878.5604 | 45204.8774 | 49753.7717 | 49400.8507 | 48399.9289 | 50657.5632
[7 empty] | 51470.1074 | 45503.6781 | 51487.9015 | 48505.7374 | 48712.2507 | 51750.296
[7 empty] | 54477.9557 | 49154.9665 | 53933.3472 | 52445.8934 | 52913.3612 | 55718.0078
[7 empty] | 60178.6251 | 54401.0426 | 57323.6082 | 57354.1995 | 56422.2761 | 59853.8789
[7 empty] | 62170.8167 | 57209.5204 | 60464.7607 | 61596.5527 | 59451.4227 | 62177.627
[7 empty] | 64908.4099 | 58695.5086 | 62184.8724 | 63715.5649 | 60605.1976 | 64140.1625
[7 empty] | 65586.8458 | 59764.8846 | 62994.8483 | 65341.067 | 59474.8648 | 67553.5284
[7 empty] | 68219.0238 | 57156.3751 | 60595.333 | 66114.5869 | 58004.1389 | 65696.4486
[7 empty] | 66110.3611 | 56114.8267 | 58963.5851 | 65379.4006 | 55917.5759 | 64147.8762
[7 empty] | 63346.2405 | 55734.7576 | 57713.3545 | 62919.2293 | 55699.5988 | 62143.0664
[7 empty] | 62582.2249 | 56158.5133 | 56940.6373 | 61411.8751 | 56192.7406 | 61689.8579
[7 empty] | 64996.9307 | 58490.6801 | 58171.0981 | 63217.9128 | 57677.4662 | 64956.6433
[7 empty] | 67776.2068 | 64570.7113 | 63991.4888 | 66745.7856 | 62965.8179 | 67318.2953
[7 empty] | 69059.0077 | 64303.9281 | 64082.7559 | 67481.9358 | 64309.6973 | 67981.5062
[7 empty] | 67710.7101 | 61775.698 | 65051.7467 | 65282.4728 | 62328.5015 | 66507.3455
[7 empty] | 64687.9999 | 58663.4039 | 60603.821 | 62446.6457 | 59567.5079 | 63450.1388
[7 empty] | 63547.9083 | 55416.3421 | 59009.242 | 59520.6204 | 56828.7476 | 61322.8903
[7 empty] | 59329.8472 | 51342.7937 | 54653.6315 | 55926.3473 | 53695.3188 | 56851.2854
[7 empty] | 56465.025 | 48728.001 | 51816.242 | 52323.2355 | 50498.7608 | 53761.3204
[7 empty] | 55572.4171 | 47671.8735 | 53200.6612 | 53981.4292 | 50487.2913 | 55145.7375
[7 empty] | 54432.4186 | 49941.2157 | 52586.3061 | 51961.9714 | 50776.3162 | 53885.1023
[7 empty] | 54514.8389 | 49391.2335 | 52193.3295 | 51239.6296 | 49707.0392 | 53199.546
[7 empty] | 54614.5339 | 49250.0553 | 53113.9019 | 51661.7805 | 49571.1115 | 53727.6078
[7 empty] | 58831.2343 | 52943.4613 | 56767.466 | 55448.8881 | 53007.3675 | 57581.5375
[7 empty] | 64711.7548 | 62066.4578 | 63051.4675 | 62715.7193 | 61113.0872 | 64151.308
[7 empty] | 72604.3258 | 69409.8942 | 70389.2433 | 70095.6025 | 68696.2364 | 71653.8094
[7 empty] | 79318.7285 | 73751.6541 | 75969.5141 | 74773.0994 | 73027.4839 | 75768.5598
[7 empty] | 81917.9395 | 75473.2704 | 78245.8748 | 76867.1378 | 74958.1053 | 78246.3091
[7 empty] | 83062.9566 | 75596.084 | 77121.3503 | 78329.2417 | 75446.4688 | 78847.8296
[7 empty] | 83633.7794 | 77116.8085 | 77349.3319 | 78869.8913 | 75315.9827 | 79861.7364
[7 empty] | 81615.6945 | 75558.0035 | 77248.2995 | 79256.5697 | 74814.5531 | 81206.6252
[7 empty] | 80193.2656 | 75796.9265 | 74404.6247 | 78230.9003 | 73896.5512 | 80242.537
[7 empty] | 78753.0141 | 73598.0658 | 72953.73 | 78133.9647 | 72712.9863 | 79068.9613
[7 empty] | 77876.3916 | 73169.6246 | 71925.2254 | 77474.6074 | 72145.117 | 77634.1232
[7 empty] | 76718.2575 | 70300.7134 | 71502.1719 | 75919.0779 | 70628.9601 | 75368.2327
[7 empty] | 78115.4009 | 71784.3016 | 73450.9761 | 77596.0598 | 73261.6425 | 78406.4319
[7 empty] | 80452.6085 | 75501.0665 | 76079.9218 | 80643.3613 | 76411.6853 | 80585.9711
[7 empty] | 80550.864 | 77008.6499 | 77069.075 | 79754.748 | 76429.8134 | 81944.0515
[7 empty] | 79449.1199 | 71911.1931 | 72094.7272 | 77238.2758 | 71257.0295 | 81876.3714
[7 empty] | 71459.828 | 68133.8634 | 68763.5291 | 70229.998 | 67562.948 | 73839.6705
[7 empty] | 67466.3079 | 64085.6234 | 65620.6338 | 67134.1851 | 62389.6374 | 68678.0867
[7 empty] | 62738.2469 | 60458.2861 | 60272.2473 | 62038.2027 | 59033.7065 | 63904.8265
[7 empty] | 59478.8953 | 56671.0624 | 59096.9127 | 58915.3121 | 56384.2512 | 61399.4616
[7 empty] | 57997.3641 | 53588.8755 | 56013.7277 | 56539.7334 | 53462.3158 | 59319.2773
[7 empty] | 55888.5435 | 51921.7785 | 55084.0121 | 53819.8402 | 51363.1673 | 58577.1424
[7 empty] | 54557.881 | 52785.4415 | 53543.7302 | 53319.3045 | 51858.7257 | 57685.7937
[7 empty] | 56092.1049 | 54331.3598 | 54983.9753 | 54919.2583 | 53872.148 | 59253.6319
[7 empty] | 57224.5219 | 56286.4322 | 56046.8822 | 57018.9512 | 55683.7611 | 62290.2581
[7 empty] | 64231.6865 | 64535.4183 | 62584.7568 | 64140.5648 | 63489.1919 | 67195.7416
[7 empty] | 71061.8515 | 71479.4725 | 69550.4231 | 70819.0707 | 70743.6683 | 75104.9155
[7 empty] | 75800.6331 | 75863.4523 | 73418.9114 | 75222.1543 | 74902.1862 | 81380.2656
[7 empty] | 78707.109 | 76857.6446 | 75383.2011 | 77857.5442 | 76905.8517 | 83569.561
[7 empty] | 77549.4016 | 77972.3468 | 76387.2835 | 77874.782 | 77237.8449 | 84327.3836
[7 empty] | 79597.0952 | 78078.2262 | 77307.2527 | 79905.1689 | 77476.9319 | 84801.8235
[7 empty] | 78943.442 | 78142.4857 | 77935.0585 | 80864.8791 | 77033.4914 | 81869.2023
[7 empty] | 79086.1757 | 75853.3094 | 75757.4418 | 79861.6658 | 76531.1548 | 79716.155
[7 empty] | 76410.0095 | 73395.0822 | 73724.3364 | 79201.0056 | 74987.5968 | 78300.9099
[7 empty] | 76183.0581 | 72555.6875 | 73415.5816 | 77478.2454 | 72843.4993 | 77278.2179
[7 empty] | 74075.5652 | 71678.4226 | 71893.5469 | 76761.6591 | 72522.7495 | 75891.5426
[7 empty] | 76335.3495 | 72085.1984 | 74202.4175 | 77907.6928 | 75348.1305 | 76489.2268
[7 empty] | 79760.9614 | 76232.901 | 76534.8773 | 80045.6695 | 77101.8904 | 81208.2377
[7 empty] | 79030.147 | 77784.2472 | 77196.1323 | 80448.1101 | 78207.0436 | 83761.167
[7 empty] | 74304.7856 | 73399.4439 | 72475.3779 | 78333.3838 | 72883.7951 | 83623.5136
[7 empty] | 69236.6113 | 68994.5242 | 68819.2823 | 70748.043 | 68197.3313 | 79970.2168
[7 empty] | 66999.6594 | 66305.2355 | 65473.6917 | 67438.8397 | 65431.9754 | 70628.6211
[7 empty] | 62298.1904 | 61706.0132 | 60236.4246 | 62192.5752 | 61135.9046 | 65695.7015
[7 empty] | 58981.343 | 57924.6404 | 57214.8898 | 59936.589 | 57090.9986 | 63285.5218
[7 empty] | 57299.1376 | 54550.4472 | 55226.8252 | 57293.5041 | 54197.0367 | 61142.2281
[7 empty] | 56736.501 | 51677.795 | 54538.4726 | 56767.4364 | 51767.2382 | 59583.3486
[7 empty] | 56092.2847 | 52676.6009 | 52744.8106 | 55466.4055 | 52781.7077 | 58852.7258
[7 empty] | 57554.3367 | 54024.3554 | 55067.1963 | 56857.5851 | 54336.8924 | 59952.9694
[7 empty] | 59041.1707 | 55668.3463 | 55840.2375 | 57643.8801 | 55888.6874 | 62877.2792
[7 empty] | 65676.6527 | 63852.6042 | 63104.4963 | 64629.256 | 63959.5446 | 69247.8434
[7 empty] | 72864.9555 | 70894.7416 | 70279.9092 | 71628.0484 | 70780.4368 | 75471.3647
[7 empty] | 79497.2481 | 74673.3785 | 74033.1392 | 76196.0221 | 75389.6097 | 81437.8276
[7 empty] | 81597.1744 | 76167.5976 | 76240.2074 | 77741.0179 | 77257.9742 | 83434.8809
[7 empty] | 80547.9686 | 76531.8128 | 76228.3832 | 80086.9202 | 78170.2174 | 84597.3649
[7 empty] | 79939.8411 | 77819.4942 | 76839.0035 | 84132.6547 | 78440.8736 | 84682.0077
[7 empty] | 79271.9826 | 77410.6518 | 76912.0194 | 81924.5171 | 78349.124 | 79854.8124
[7 empty] | 79141.5237 | 75149.4447 | 74586.1655 | 81518.5634 | 77470.8126 | 79038.2594
[7 empty] | 77544.0932 | 74075.7217 | 72665.2773 | 78525.9864 | 76979.2915 | 76796.1835
[7 empty] | 76692.5713 | 72464.6863 | 71947.3832 | 78943.1495 | 72999.2948 | 75419.6087
[7 empty] | 74784.5038 | 71331.2462 | 70281.5896 | 77261.8019 | 73118.6933 | 73312.1248
[7 empty] | 76864.9151 | 74200.4419 | 71206.077 | 77853.8106 | 75000.5614 | 74544.9176
[7 empty] | 79567.4102 | 76035.2514 | 74672.132 | 80653.4209 | 78393.5557 | 79889.3994
[7 empty] | 80811.8817 | 76909.0034 | 77002.242 | 79896.9039 | 78917.6635 | 81314.1468
[7 empty] | 79607.8321 | 72038.6248 | 72166.2287 | 75811.839 | 73466.3442 | 81936.2648
[7 empty] | 74330.0118 | 68704.7528 | 68557.5004 | 69914.3644 | 68844.6587 | 79327.4394
[7 empty] | 68269.4479 | 64444.0507 | 65220.9404 | 66625.0018 | 65082.2659 | 70524.7246
[7 empty] | 65074.8794 | 59886.5908 | 60238.2878 | 61043.7923 | 60378.5131 | 64997.7775
[7 empty] | 61825.5176 | 56723.0561 | 57345.5562 | 58974.0376 | 57040.8836 | 62176.9917
[7 empty] | 59069.2463 | 54047.3994 | 54399.0367 | 55913.3484 | 53691.7191 | 60503.1983
[7 empty] | 57669.3566 | 50260.5016 | 51459.5252 | 54947.3731 | 50771.9771 | 58290.6443
[7 empty] | 57089.598 | 50798.1927 | 51436.1364 | 53209.4457 | 51296.1993 | 57892.0381
[7 empty] | 57869.3699 | 52389.654 | 52695.0844 | 55211.2521 | 53048.3831 | 58836.279
[7 empty] | 60621.9557 | 54132.3657 | 54474.7589 | 55674.9495 | 54580.2394 | 61850.7814
[7 empty] | 65690.0848 | 62386.2783 | 62453.3752 | 62828.6643 | 62932.3595 | 66850.1188
[7 empty] | 73311.1395 | 69252.7512 | 69347.0754 | 69463.0165 | 69893.2876 | 74436.8123
[7 empty] | 80008.193 | 73206.5352 | 73566.5128 | 73477.2552 | 73483.4146 | 80881.5294
[7 empty] | 81706.9163 | 76238.0513 | 75634.7427 | 75951.4122 | 76085.0081 | 82652.7624
[7 empty] | 83308.8493 | 75655.2191 | 76686.905 | 76520.1527 | 77249.2855 | 83318.9875
[7 empty] | 81144.8793 | 76178.8877 | 76102.0341 | 77520.2358 | 77731.5523 | 83903.9961
[7 empty] | 79706.7703 | 75692.2266 | 74952.9102 | 78440.8981 | 77308.7014 | 80778.1241
[7 empty] | 78040.1009 | 78048.9418 | 74293.7651 | 77243.8819 | 75960.5746 | 79769.4278
[7 empty] | 77616.9981 | 74449.6992 | 74614.4065 | 78222.7618 | 73613.478 | 78334.4799
[7 empty] | 76617.8778 | 73181.0764 | 73590.6911 | 77076.6712 | 73641.5025 | 78467.5408
[7 empty] | 74199.4009 | 71465.0878 | 72782.9459 | 75518.1227 | 72257.6053 | 74710.2259
[7 empty] | 76381.5122 | 72448.0874 | 74689.9031 | 77210.1375 | 74591.9221 | 77494.5333
[7 empty] | 80107.7842 | 76867.2 | 76990.346 | 79410.5478 | 77507.75 | 80221.6686
[7 empty] | 80983.5828 | 77178.0308 | 78188.1404 | 78573.6474 | 77761.8287 | 80753.7299
[7 empty] | 80440.4053 | 72243.5126 | 74291.9615 | 73983.9995 | 72091.7257 | 79831.7189
[7 empty] | 77232.2116 | 67749.5434 | 70972.551 | 69653.6646 | 67725.762 | 74043.2539
[7 empty] | 68882.6638 | 63945.8782 | 66010.5802 | 65853.6077 | 64327.0331 | 68322.0292
[7 empty] | 65936.6839 | 59945.5914 | 61920.7783 | 60898.9738 | 60507.0863 | 65180.59
[7 empty] | 62294.479 | 56962.4084 | 59298.55 | 57576.3115 | 57799.4043 | 60498.55
[7 empty] | 58844.6874 | 53043.887 | 55221.1444 | 54272.8838 | 53843.9074 | 58223.6958
[7 empty] | 56845.4181 | 50564.7618 | 53192.3532 | 53259.7089 | 51297.9565 | 55906.465
[7 empty] | 56462.5184 | 50629.3964 | 53796.0638 | 52315.809 | 51713.796 | 55466.6163
[7 empty] | 57161.3167 | 52457.1588 | 54920.9017 | 54182.0331 | 53396.7484 | 56619.9891
[7 empty] | 58234.4988 | 54231.6948 | 57660.5661 | 55606.0601 | 54993.7037 | 57970.4359
[7 empty] | 64347.6761 | 62447.5285 | 64809.9742 | 63331.9207 | 63297.2677 | 64165.9466
[7 empty] | 71807.9283 | 69663.0364 | 72054.2412 | 70151.2521 | 70171.4786 | 71968.5418
[7 empty] | 78556.1261 | 73468.4847 | 78357.9112 | 74781.1852 | 74436.8451 | 76167.7692
[7 empty] | 80729.4777 | 75739.1137 | 79623.7991 | 76647.5017 | 76316.2255 | 78306.3879
[7 empty] | 80985.6357 | 76549.2682 | 79856.1618 | 77586.538 | 77088.8737 | 78987.0637
[7 empty] | 80406.4221 | 76287.5597 | 80336.072 | 78734.9404 | 78088.0175 | 79750.3774
[7 empty] | 80522.0374 | 75305.9211 | 80271.2852 | 79339.3391 | 78099.8055 | 79764.6773
[7 empty] | 79561.7856 | 75186.751 | 78972.7622 | 78578.4862 | 77528.8385 | 78872.3231
[7 empty] | 77395.5435 | 73541.8658 | 77969.1731 | 78857.71 | 77139.0787 | 77754.8124
[7 empty] | 77253.8684 | 72470.8169 | 77811.2601 | 77626.642 | 74628.6764 | 76598.2563
[7 empty] | 73977.0868 | 71998.4244 | 74233.5479 | 76248.7702 | 73985.1528 | 73560.2184
[7 empty] | 77774.9418 | 73390.8801 | 77395.1618 | 77804.1642 | 75990.7238 | 75418.342
[7 empty] | 79099.0107 | 75960.4985 | 80465.6896 | 80003.9563 | 77360.1983 | 78626.8143
[7 empty] | 80625.2668 | 77344.0732 | 80900.3321 | 79999.8336 | 78656.2785 | 80482.4706
[7 empty] | 78702.1585 | 71280.6626 | 79021.7683 | 73882.7781 | 73689.9982 | 79748.632
[7 empty] | 70901.4751 | 67541.225 | 72575.2807 | 68047.8688 | 68517.2966 | 76868.2674
[7 empty] | 66428.2047 | 64506.1416 | 68042.3163 | 65190.1629 | 64989.4751 | 69187.9441
[7 empty] | 63718.2515 | 59618.1232 | 63790.1504 | 60638.7269 | 61257.5226 | 64437.7943
[7 empty] | 60776.8514 | 57214.0589 | 60956.7381 | 57530.5873 | 57554.3861 | 60794.4566
[7 empty] | 57203.1384 | 53104.355 | 57409.1819 | 54897.7062 | 53368.0315 | 57948.3527
[7 empty] | 54466.8226 | 50461.395 | 56660.254 | 54459.7054 | 49505.1705 | 56532.5561
[7 empty] | 53599.7083 | 50728.7041 | 55823.1304 | 52526.779 | 49682.558 | 56122.5244
[7 empty] | 52607.8773 | 49992.8015 | 54761.2381 | 51481.4994 | 49334.4984 | 55320.714
[7 empty] | 50817.5285 | 50422.3006 | 53717.154 | 51898.4422 | 49779.0391 | 54486.4812
[7 empty] | 52489.9905 | 52722.7387 | 55715.9696 | 53537.5056 | 51662.7272 | 56375.6546
[7 empty] | 56000.9401 | 55364.214 | 57671.354 | 56914.77 | 55110.0096 | 57771.0506
[7 empty] | 58481.5308 | 58586.8559 | 61699.9046 | 59544.2737 | 57880.2775 | 62395.688
[7 empty] | 61814.7407 | 60952.3963 | 63759.2387 | 62995.3088 | 60958.4198 | 66057.2207
[7 empty] | 64007.4541 | 63664.457 | 66951.5941 | 65517.3604 | 63310.7999 | 67957.6095
[7 empty] | 65558.7819 | 65189.348 | 67877.0516 | 66789.6777 | 64758.0776 | 66149.3682
[7 empty] | 66935.125 | 66918.5227 | 70846.9039 | 68155.8214 | 66638.658 | 68757.4495
[7 empty] | 66053.175 | 65944.7188 | 70657.3629 | 69508.1621 | 65300.2087 | 67714.5137
[7 empty] | 63721.3815 | 64112.783 | 68944.6747 | 68277.196 | 63124.9706 | 64963.7108
[7 empty] | 61995.3398 | 62585.5467 | 66409.0997 | 63938.7013 | 62681.0742 | 63168.2962
[7 empty] | 61638.8538 | 62373.6514 | 67491.7253 | 64869.7835 | 60785.4177 | 63232.7047
[7 empty] | 63858.5077 | 63606.6405 | 70309.0514 | 66036.7355 | 62134.778 | 63527.2204
[7 empty] | 65648.5236 | 64920.9903 | 74626.9577 | 69084.5249 | 65326.153 | 66366.0367
[7 empty] | 66044.0612 | 66471.5712 | 71733.744 | 68146.6161 | 64524.8896 | 67064.7368
[7 empty] | 63842.8205 | 63556.3668 | 68783.1661 | 66089.8059 | 62692.3182 | 67849.0396
[7 empty] | 60852.051 | 62158.3866 | 66572.2105 | 62836.0422 | 59805.0417 | 63314.3566
[7 empty] | 58513.2466 | 58677.3148 | 64418.7649 | 60362.9249 | 57146.7732 | 61990.3973
[7 empty] | 53760.3808 | 54618.7849 | 60816.5062 | 56767.2802 | 52642.2921 | 58067.1675
[7 empty] | 51129.5324 | 52123.5008 | 56625.1263 | 53985.9507 | 49938.9567 | 55293.0515
[7 empty] | 51013.902 | 50362.3469 | 55240.129 | 53355.3467 | 49408.9827 | 53961.4055
[7 empty] | 46092.4846 | 47534.7509 | 53196.6278 | 49037.509 | 43970.5984 | 50065.8339
[7 empty] | 45895.5592 | 47470.5352 | 51054.1888 | 47374.7545 | 42712.2483 | 48689.5925
[7 empty] | 46074.7556 | 47778.4872 | 51811.2158 | 48380.2285 | 44203.8724 | 49311.6811
[7 empty] | 47410.0059 | 48101.4285 | 51744.1815 | 50194.4227 | 46039.6003 | 49547.383
[7 empty] | 46620.7329 | 49194.0822 | 52533.1992 | 49194.0985 | 46313.2066 | 48344.6407
[7 empty] | 46570.4376 | 51092.3578 | 54809.8925 | 49519.9741 | 46830.2729 | 48875.8879
[7 empty] | 50931.1154 | 53547.7005 | 56903.5246 | 53093.124 | 50256.252 | 52360.4993
[7 empty] | 56221.7326 | 58291.0387 | 60936.8391 | 58054.5059 | 54513.659 | 56490.395
[7 empty] | 58976.8083 | 62724.2509 | 62368.6648 | 61490.5013 | 58598.6153 | 60136.2244
[7 empty] | 62232.2265 | 65094.1518 | 66735.3093 | 65744.6239 | 61192.1229 | 63333.3927
[7 empty] | 63179.5084 | 66515.0462 | 68688.3798 | 67283.7951 | 62558.8455 | 66334.3297
[7 empty] | 62015.2499 | 65269.3599 | 69466.752 | 67857.2236 | 62667.596 | 65996.7886
[7 empty] | 58288.3186 | 62559.2253 | 68603.7827 | 67881.3994 | 59105.4265 | 66089.3205
[7 empty] | 57518.0149 | 64617.168 | 66083.0618 | 63260.0414 | 59205.1967 | 63654.4554
[7 empty] | 58253.9596 | 62912.8048 | 65082.3457 | 59825.3003 | 59681.2831 | 61380.7544
[7 empty] | 58986.9061 | 63716.0505 | 67557.7069 | 64844.3995 | 59648.7603 | 63311.0903
[7 empty] | 64155.3022 | 66863.1017 | 72190.1688 | 69617.0553 | 63852.3101 | 66684.1663
[7 empty] | 63730.1249 | 66794.3663 | 71723.0813 | 71908.6741 | 62458.0775 | 66135.2951
[7 empty] | 62078.7264 | 64466.6052 | 69661.7233 | 68782.938 | 60957.4276 | 66768.5436
[7 empty] | 60170.8052 | 63663.6156 | 65787.0756 | 65528.845 | 57856.5726 | 63462.2494
[7 empty] | 56895.1277 | 59686.139 | 63953.0514 | 64012.0886 | 56003.8994 | 60719.2274
[7 empty] | 53339.9427 | 55316.3347 | 60676.4986 | 59625.356 | 52283.7434 | 56127.8351
[7 empty] | 51157.9484 | 52428.9284 | 57480.1919 | 57448.1611 | 50999.8204 | 53849.81
[7 empty] | 51652.5841 | 52083.3052 | 56676.2113 | 56121.3881 | 49067.7864 | 54206.1366
[7 empty] | 50303.0049 | 51618.1738 | 56969.0569 | 54774.8171 | 50742.8645 | 53335.9319
[7 empty] | 49621.2569 | 50713.8898 | 56806.2569 | 54672.3253 | 49726.4803 | 53785.4459
[7 empty] | 49546.0883 | 50789.4813 | 56984.2604 | 54693.7514 | 50310.9816 | 54241.8232
[7 empty] | 52960.757 | 54086.8287 | 60916.8863 | 58311.587 | 53621.6554 | 58097.38
[7 empty] | 61215.4404 | 62478.6675 | 66715.2771 | 64172.4499 | 62058.8373 | 64256.2162
[7 empty] | 69159.5753 | 69967.3497 | 74265.085 | 71751.5221 | 69569.2222 | 71971.9028
[7 empty] | 73033.3044 | 73933.7697 | 80803.9174 | 77264.4624 | 73724.7841 | 76427.2876
[7 empty] | 75256.4781 | 75896.7061 | 84150.3226 | 78955.1692 | 75700.2942 | 79875.2275
[7 empty] | 76019.3112 | 76635.5976 | 85932.5953 | 81374.9717 | 75808.5873 | 80218.708
[7 empty] | 76141.755 | 77502.6246 | 85702.8337 | 81527.4402 | 76738.735 | 81502.0706
[7 empty] | 74884.0164 | 78001.9844 | 86856.2836 | 80954.0403 | 74732.0226 | 81901.0279
[7 empty] | 73078.3578 | 78144.4725 | 86965.7789 | 79851.5462 | 73092.0276 | 79767.1971
[7 empty] | 71593.9316 | 77052.9769 | 87461.6632 | 78197.702 | 71679.6258 | 78061.2186
[7 empty] | 71459.7015 | 74126.4931 | 86081.7194 | 77489.6227 | 71100.7781 | 77640.3233
[7 empty] | 70622.7587 | 74920.3139 | 85561.0106 | 75411.5878 | 69549.5195 | 75113.9382
[7 empty] | 72187.7321 | 75558.6958 | 84272.4079 | 77171.6731 | 72408.9186 | 77572.7284
[7 empty] | 75942.0543 | 77822.7933 | 87531.1601 | 79552.1209 | 75353.8012 | 80441.016
[7 empty] | 75813.1329 | 78221.5252 | 87530.736 | 80498.0373 | 76151.9714 | 81210.2979
[7 empty] | 72235.7593 | 72552.789 | 84900.2893 | 77219.8243 | 71093.8188 | 80510.4436
[7 empty] | 69100.0283 | 69313.9716 | 80528.3265 | 72321.0209 | 67849.5131 | 77894.1309
[7 empty] | 64316.8389 | 65180.035 | 75757.4186 | 68625.769 | 64012.2724 | 69808.7504
[7 empty] | 61271.2666 | 61567.88 | 68899.2466 | 63148.9949 | 60647.7606 | 64798.7148
[7 empty] | 57140.9595 | 57516.2121 | 63703.7007 | 59749.1112 | 57412.8707 | 61084.3074
[7 empty] | 53724.7521 | 53780.6751 | 61518.9525 | 57264.0935 | 53858.3853 | 59330.5454
[7 empty] | 51425.6126 | 51344.1823 | 59888.9757 | 55760.2358 | 50186.2579 | 57301.1179
[7 empty] | 51450.7855 | 51358.0059 | 59030.3203 | 53921.3224 | 50640.4473 | 57329.9397
[7 empty] | 52922.0468 | 53454.2512 | 60483.8425 | 55717.0292 | 52120.3826 | 58584.4235
[7 empty] | 54609.3746 | 55079.327 | 62967.9726 | 56158.2738 | 53969.9569 | 61806.6258
[7 empty] | 62545.7578 | 63419.3807 | 67433.6428 | 62929.0514 | 61696.3691 | 66770.8515
[7 empty] | 69651.0372 | 70166.4662 | 75142.5884 | 69902.3551 | 68680.8356 | 74164.6716
[7 empty] | 73574.0639 | 74313.238 | 81746.6166 | 73785.9261 | 72611.2902 | 80274.3611
[7 empty] | 75822.3584 | 76525.1475 | 84358.6163 | 77265.7564 | 74468.0918 | 82925.7218
[7 empty] | 77956.925 | 76574.1918 | 85095.3261 | 77167.7509 | 74850.0223 | 83886.5423
[7 empty] | 78795.3011 | 77258.6817 | 85449.3254 | 77154.7671 | 75022.1631 | 85136.2761
[7 empty] | 78562.1848 | 77947.1037 | 86433.7703 | 76232.137 | 73834.7871 | 82283.6229
[7 empty] | 77467.4817 | 75892.2562 | 87366.242 | 74193.2941 | 73431.6705 | 78883.5448
[7 empty] | 77549.7281 | 73968.3682 | 87716.9512 | 72938.3129 | 72254.4534 | 78243.0867
[7 empty] | 75067.5881 | 72936.3192 | 85963.0585 | 72355.1999 | 72338.5041 | 77789.0381
[7 empty] | 73585.3412 | 71649.4466 | 86191.1061 | 71982.6584 | 71049.1459 | 75345.4309
[7 empty] | 76167.0214 | 74527.9222 | 86548.0712 | 72140.5972 | 72174.1697 | 77434.0528
[7 empty] | 77660.1789 | 76959.143 | 88564.8387 | 76337.4011 | 76640.9319 | 81034.5881
[7 empty] | 79439.4914 | 78181.1587 | 86795.0413 | 77752.2824 | 76148.8357 | 82429.7222
[7 empty] | 73720.7158 | 73122.3671 | 85423.8835 | 74388.0502 | 71659.105 | 82652.2585
[7 empty] | 69228.9757 | 68913.4696 | 80844.6907 | 70572.3718 | 67989.4224 | 79073.3462
[7 empty] | 66201.7549 | 65283.4134 | 75573.1658 | 65634.5799 | 63457.5674 | 71344.8353
[7 empty] | 61422.7919 | 61491.0763 | 70749.2106 | 61861.2544 | 59335.5989 | 67172.3381
[7 empty] | 58319.3384 | 57481.0425 | 65686.8302 | 58323.3875 | 56040.9851 | 62882.1681
[7 empty] | 54483.6194 | 53897.6955 | 63224.5151 | 56297.6153 | 52992.1809 | 60457.4519
[7 empty] | 52254.61 | 51396.0654 | 58561.5934 | 55834.7616 | 50139.5184 | 58156.4314
[7 empty] | 53097.7527 | 51503.1687 | 57010.6911 | 53504.9045 | 49644.1156 | 57565.207
[7 empty] | 54478.7804 | 53592.6693 | 58696.1831 | 55415.5735 | 50206.294 | 58768.9038
[7 empty] | 55981.5553 | 55244.5603 | 58341.6827 | 55755.4287 | 53009.2067 | 61223.5035
[7 empty] | 64212.2809 | 63536.3806 | 64422.7023 | 62749.9309 | 61707.621 | 66411.7571
[7 empty] | 71276.5409 | 70400.0423 | 71043.2167 | 69724.3473 | 68182.3628 | 73500.0497
[7 empty] | 75364.06 | 74958.3858 | 75974.0159 | 73913.536 | 71653.6218 | 79825.7602
[7 empty] | 76826.9751 | 77440.2039 | 78463.2109 | 76191.625 | 75083.0785 | 82351.8775
[7 empty] | 78630.0942 | 77833.7684 | 79536.6802 | 76682.1718 | 74209.7383 | 82826.3037
[7 empty] | 78739.8634 | 78175.1689 | 80269.1579 | 78007.4452 | 74764.6011 | 79814.8266
[7 empty] | 79294.8847 | 77387.1368 | 80012.4072 | 78482.3467 | 74291.0415 | 80855.3837
[7 empty] | 80068.1655 | 76024.3601 | 79276.5244 | 76906.6364 | 73026.5329 | 78851.5682
[7 empty] | 77645.4088 | 74446.4955 | 78814.4399 | 77077.618 | 72440.5991 | 78559.7731
[7 empty] | 75162.5116 | 73808.033 | 78193.0473 | 74196.8061 | 71213.5411 | 77951.3688
[7 empty] | 76727.8463 | 72273.5208 | 77231.9279 | 72959.4863 | 71465.9835 | 76600.9029
[7 empty] | 77804.9963 | 73484.5488 | 77296.1594 | 76923.8899 | 73660.2291 | 78840.714
[7 empty] | 81980.201 | 76696.826 | 79452.7293 | 77936.7416 | 76396.1941 | 79768.3956
[7 empty] | 79446.8089 | 76993.8799 | 80228.8073 | 78439.7272 | 75867.061 | 80460.0378
[7 empty] | 73503.2885 | 72774.8656 | 78724.5852 | 74083.5534 | 71415.8355 | 77936.4454
[7 empty] | 69818.3484 | 69182.9784 | 73223.0771 | 70491.3658 | 67362.9768 | 71656.4923
[7 empty] | 66123.9071 | 65187.7803 | 68702.7557 | 65988.8561 | 63103.1379 | 69300.9581
[7 empty] | 62384.1143 | 61340.7496 | 65210.3162 | 62414.5619 | 59049.3402 | 65588.2284
[7 empty] | 58345.1925 | 58083.4853 | 60342.4414 | 59868.3907 | 55605.3752 | 61178.0888
[7 empty] | 54185.9451 | 54547.6553 | 57456.9583 | 57285.122 | 53148.9452 | 58459.594
[7 empty] | 50709.4924 | 51539.6113 | 56066.3941 | 57515.3209 | 49886.6085 | 56504.3263
[7 empty] | 51244.1641 | 52092.5866 | 55119.2063 | 55627.7871 | 49862.2198 | 55542.7851
[7 empty] | 52703.0989 | 53727.3255 | 56703.9926 | 57673.0924 | 50341.6479 | 56621.4848
[7 empty] | 54588.8154 | 55541.2241 | 57158.2874 | 58552.6263 | 52771.4287 | 57555.6877
[7 empty] | 62551.5025 | 63475.3091 | 63445.5139 | 64938.0964 | 61378.3555 | 64069.4378
[7 empty] | 69497.8507 | 70495.9895 | 70806.465 | 72620.7103 | 67939.5194 | 71658.892
[7 empty] | 73759.2938 | 74975.7883 | 76059.7529 | 78637.7003 | 72139.3713 | 76788.3061
[7 empty] | 75782.0632 | 76981.3901 | 78676.147 | 79891.6033 | 73481.1862 | 78996.255
[7 empty] | 76361.2699 | 78469.3321 | 79037.212 | 79940.4415 | 74527.31 | 78726.0764
[7 empty] | 78444.8603 | 79113.4226 | 79717.1707 | 78841.8651 | 75499.285 | 79611.4719
[7 empty] | 78498.3575 | 78338.986 | 80040.9287 | 79526.3244 | 74549.6796 | 79188.0679
[7 empty] | 76561.4269 | 78442.0809 | 80643.3425 | 79379.8975 | 73379.2189 | 78615.6983
[7 empty] | 77673.2125 | 78461.9601 | 79432.7475 | 78486.851 | 72071.0179 | 77323.5141
[7 empty] | 75520.8435 | 76968.62 | 78095.5309 | 77519.6016 | 72100.6681 | 75812.1873
[7 empty] | 73314.1264 | 77488.3666 | 76957.6432 | 75963.5688 | 70097.5861 | 73838.9908
[7 empty] | 74215.1188 | 78188.5475 | 79116.1844 | 78356.1889 | 72625.3794 | 76099.065
[7 empty] | 77690.0492 | 80570.774 | 81040.038 | 80785.9446 | 76056.2195 | 79536.85
[7 empty] | 76999.9067 | 80483.4273 | 81648.4952 | 81485.2352 | 76324.743 | 80303.8143
[7 empty] | 72024.5335 | 77020.8014 | 80963.5931 | 78442.9602 | 70742.7026 | 79443.2788
[7 empty] | 68932.8554 | 71702.5852 | 77834.2786 | 72999.7562 | 66844.6321 | 72875.9935
[7 empty] | 63523.851 | 67943.1955 | 70541.0061 | 69422.1287 | 62880.9668 | 69518.439
[7 empty] | 59950.4437 | 63105.5799 | 66144.4176 | 64773.6901 | 59257.7269 | 65345.734
[7 empty] | 56293.8214 | 60649.5841 | 62360.2758 | 61728.7633 | 55659.467 | 61266.2642
[7 empty] | 52850.7977 | 56527.6756 | 59643.5855 | 58968.2607 | 52648.2187 | 58876.8093
[7 empty] | 48845.0962 | 54469.3807 | 58359.2166 | 57511.2038 | 50348.3576 | 56227.5154
[7 empty] | 49405.3131 | 54736.865 | 57263.7102 | 55987.6633 | 50511.7418 | 54852.807
[7 empty] | 50315.9739 | 56032.3118 | 58293.1383 | 57476.1271 | 51069.5382 | 56165.3429
[7 empty] | 52934.2193 | 58034.7672 | 59364.9817 | 58452.1977 | 53924.0562 | 56387.0661
[7 empty] | 61099.8558 | 66764.5056 | 65181.7617 | 65092.0839 | 62786.4742 | 62970.4485
[7 empty] | 68302.2195 | 73049.4424 | 72837.019 | 72567.6346 | 69352.0152 | 70464.9614
[7 empty] | 72468.4948 | 79184.1475 | 79458.9312 | 77370.8581 | 73540.6648 | 74921.0148
[7 empty] | 74155.2083 | 82230.9834 | 82044.7252 | 78605.4891 | 74934.7554 | 76554.6413
[7 empty] | 74978.4699 | 83903.1882 | 82160.3834 | 79834.5869 | 74898.3495 | 77310.8745
[7 empty] | 75172.8937 | 85083.6251 | 81961.2884 | 80315.5821 | 76517.2589 | 79174.5381
[7 empty] | 74900.9734 | 85873.4834 | 82185.5526 | 80397.3248 | 75598.1723 | 76390.3649
[7 empty] | 73474.7186 | 85000.4141 | 82129.701 | 81894.7089 | 74555.8807 | 76540.7282
[7 empty] | 73769.1995 | 82489.1424 | 80805.8812 | 78933.333 | 72849.7289 | 76080.6613
[7 empty] | 71150.9058 | 79712.2484 | 79939.4462 | 79742.5835 | 72892.2474 | 75606.4221
[7 empty] | 71267.8898 | 79835.2726 | 78794.7814 | 76317.3575 | 70908.2711 | 75541.4571
[7 empty] | 72741.9916 | 83065.7201 | 80150.2881 | 79524.7418 | 73808.57 | 76621.0259
[7 empty] | 75517.1494 | 84869.5781 | 81613.4172 | 80960.5881 | 76522.646 | 78031.9008
[7 empty] | 75529.6142 | 85003.6706 | 83748.9494 | 81532.3286 | 75980.3325 | 79524.7879
[7 empty] | 70979.7102 | 84197.7182 | 82562.0841 | 80583.1041 | 71507.647 | 75971.7957
[7 empty] | 66764.6735 | 81096.4945 | 78539.1887 | 73970.6081 | 67647.5234 | 70784.6162
[7 empty] | 62426.0141 | 72389.5809 | 70550.8042 | 70335.5835 | 62858.1187 | 67412.9907
[7 empty] | 58755.8656 | 67998.0224 | 66096.3435 | 64190.344 | 58803.3564 | 62890.6033
[7 empty] | 55684.1469 | 64846.4054 | 61841.5904 | 61670.8556 | 55654.3154 | 60457.8171
[7 empty] | 52550.5499 | 60938.0665 | 58957.0958 | 57907.4269 | 52174.1112 | 56959.5153
[7 empty] | 50413.2532 | 60606.448 | 57321.1487 | 57001.2408 | 48859.9162 | 56303.2056
[7 empty] | 49877.2054 | 58775.8337 | 56880.214 | 55120.7392 | 48665.31 | 54301.6014
[7 empty] | 50009.7764 | 59586.2925 | 54629.1301 | 54524.6484 | 47389.4209 | 53813.7025
[7 empty] | 50141.9274 | 57859.1894 | 53725.9827 | 52584.3739 | 49014.3572 | 52182.9683
[7 empty] | 51750.6274 | 59631.5308 | 55325.7422 | 53730.3232 | 50982.2971 | 53772.206
[7 empty] | 54764.9465 | 63175.4762 | 58167.2174 | 57612.8788 | 54450.303 | 56431.3597
[7 empty] | 58028.7512 | 65938.7395 | 61582.1872 | 61448.7044 | 57569.957 | 59961.152
[7 empty] | 61904.324 | 68770.1035 | 64297.7423 | 64381.5947 | 61348.7136 | 63087.5795
[7 empty] | 64836.0535 | 72202.0411 | 68124.6794 | 66553.9904 | 62664.7515 | 67590.0208
[7 empty] | 66837.0588 | 76883.9895 | 68486.2365 | 67554.0826 | 64784.7375 | 66837.6098
[7 empty] | 69176.118 | 75214.7177 | 70971.9261 | 70113.0473 | 64122.1172 | 70269.6795
[7 empty] | 69398.631 | 75129.0829 | 71774.1476 | 70210.5128 | 63757.793 | 71705.4352
[7 empty] | 66110.1156 | 74257.935 | 67534.2117 | 68235.253 | 61965.815 | 67854.3827
[7 empty] | 64852.8324 | 73003.6923 | 66135.1391 | 65570.0651 | 60193.3103 | 66378.8846
[7 empty] | 64390.5787 | 72756.9626 | 66244.9311 | 65978.456 | 60547.6024 | 67930.8325
[7 empty] | 66000.6607 | 72594.5159 | 67123.5326 | 68497.2899 | 62014.6679 | 68706.4576
[7 empty] | 69045.332 | 77759.0079 | 69862.3865 | 71117.432 | 63919.8149 | 69824.4767
[7 empty] | 68474.973 | 77709.0548 | 70724.3539 | 70428.2383 | 62854.0307 | 69740.2868
[7 empty] | 64774.7733 | 75395.9304 | 68500.3173 | 67683.5492 | 62317.5516 | 67465.3579
[7 empty] | 63185.3157 | 70068.0633 | 65342.4734 | 64760.6651 | 56580.0577 | 65385.7079
[7 empty] | 58923.3177 | 69741.9985 | 64009.6344 | 62551.6035 | 54111.9029 | 63910.2783
[7 empty] | 56882.7972 | 64800.9512 | 60449.8847 | 59442.5375 | 51562.5721 | 60108.8547
[7 empty] | 53671.6566 | 62023.8691 | 56576.0667 | 56222.2461 | 48326.0515 | 56996.2388
[7 empty] | 50249.3058 | 59784.1859 | 55615.4245 | 53659.0864 | 45679.6589 | 54517.5299
[7 empty] | 48496.9041 | 57619.034 | 52111.9692 | 51190.0756 | 42626.3277 | 53383.6021
[7 empty] | 48169.2967 | 55152.695 | 50044.4501 | 49231.5329 | 41076.2723 | 50682.035
[7 empty] | 48355.4636 | 55962.2233 | 51023.6477 | 49805.5347 | 41942.9698 | 51423.2594
[7 empty] | 47426.8078 | 55522.2457 | 51473.9521 | 49970.6657 | 41867.1691 | 51241.8716
[7 empty] | 50172.8192 | 56419.5593 | 51494.0793 | 51010.0591 | 44920.323 | 52069.0828
[7 empty] | 51918.4799 | 58419.0424 | 53197.5532 | 51274.5423 | 45739.6151 | 54045.1712
[7 empty] | 55117.7497 | 61996.0756 | 55587.4269 | 54808.8088 | 50165.7508 | 55876.1767
[7 empty] | 60443.0384 | 66033.4713 | 59753.6495 | 59153.1097 | 54775.9335 | 61471.2525
[7 empty] | 62118.9213 | 69929.7804 | 63621.402 | 61749.4984 | 55881.4592 | 64093.8956
[7 empty] | 66012.4544 | 72566.0552 | 65008.629 | 65736.3931 | 59255.8683 | 68205.4217
[7 empty] | 67441.7279 | 74966.0076 | 67844.6342 | 67372.6632 | 61822.6057 | 69880.0274
[7 empty] | 68497.2456 | 73627.1293 | 69345.5462 | 68805.9081 | 62750.3336 | 70649.568
[7 empty] | 66504.2823 | 74740.2689 | 67926.1676 | 67753.8967 | 58979.1587 | 69084.536
[7 empty] | 64808.473 | 73052.6738 | 64512.7378 | 65085.829 | 57569.4134 | 67319.0797
[7 empty] | 63546.1315 | 72201.6736 | 63345.6165 | 63568.0053 | 57834.7483 | 66856.7275
[7 empty] | 65460.1124 | 72035.5841 | 65594.1782 | 65881.838 | 57819.62 | 69999.0678
[7 empty] | 68519.5839 | 76887.3246 | 70340.5658 | 68243.068 | 62688.2639 | 72112.4657
[7 empty] | 68739.0442 | 79377.4644 | 71457.7303 | 70511.8237 | 62136.9322 | 72882.7493
[7 empty] | 66604.9559 | 77590.7857 | 69898.9154 | 67926.2843 | 60969.2637 | 69955.3005
[7 empty] | 62853.0535 | 73124.7861 | 65337.646 | 65323.8416 | 56353.5297 | 66482.51
[7 empty] | 61452.8005 | 70378.149 | 63592.0248 | 63543.1273 | 53644.2583 | 64495.1006
[7 empty] | 59430.2457 | 66884.2475 | 60279.5048 | 59720.0573 | 51911.6824 | 61031.5028
[7 empty] | 55177.4964 | 66788.7076 | 57825.952 | 56986.8629 | 49384.1103 | 58609.9147
[7 empty] | 55210.7365 | 64278.1402 | 57024.2325 | 55675.6989 | 47910.3855 | 56997.7376
[7 empty] | 54035.5354 | 64791.4763 | 56167.6113 | 54026.9501 | 49487.7208 | 54854.2768
[7 empty] | 53477.8559 | 64474.8794 | 56692.508 | 53486.5063 | 48732.344 | 54662.7783
[7 empty] | 53625.4604 | 65033.6235 | 57773.6761 | 54629.8522 | 48357.4385 | 55924.0378
[7 empty] | 57034.8318 | 66431.5597 | 60269.0165 | 57414.7838 | 51901.964 | 58568.3959
[7 empty] | 64944.7213 | 73830.5329 | 66246.0887 | 63715.0995 | 61069.2933 | 64398.6392
[7 empty] | 73639.9224 | 80540.8659 | 73800.819 | 71451.7363 | 68405.5273 | 71633.005
[7 empty] | 79741.5062 | 86317.0232 | 80509.2862 | 76674.8217 | 72478.6357 | 76745.3439
[7 empty] | 81275.9165 | 88964.7676 | 83692.6907 | 79168.1857 | 74235.8478 | 81306.885
[7 empty] | 82221.0475 | 89355.5602 | 84117.4495 | 80805.1708 | 75473.1885 | 83822.9511
[7 empty] | 82029.1623 | 91225.0748 | 84915.3733 | 83931.2755 | 77871.2704 | 83706.7306
[7 empty] | 80361.7805 | 89383.9359 | 85606.8848 | 84241.9266 | 76988.148 | 84747.9524
[7 empty] | 78862.317 | 88093.8802 | 86930.7229 | 83754.568 | 75583.1193 | 83485.3586
[7 empty] | 78507.4387 | 87279.1523 | 85878.409 | 79841.3657 | 75163.9723 | 80317.8865
[7 empty] | 76428.1573 | 87152.6438 | 85469.1959 | 78118.5139 | 73116.1264 | 77611.5009
[7 empty] | 75379.1968 | 87185.2263 | 81815.6913 | 77457.4456 | 72038.7597 | 77406.2927
[7 empty] | 77482.9594 | 87828.7786 | 83641.8333 | 79019.763 | 74005.6404 | 78630.0365
[7 empty] | 79681.3309 | 91463.1555 | 85858.5355 | 82007.3128 | 76047.409 | 80951.0731
[7 empty] | 80254.4038 | 91664.0798 | 85782.4235 | 82620.095 | 75968.8118 | 80096.8714
[7 empty] | 76697.2478 | 89632.1151 | 84269.7442 | 79598.2688 | 71434.8142 | 76146.5366
[7 empty] | 71739.4941 | 85319.2679 | 79751.829 | 75030.2091 | 67148.6093 | 71578.9584
[7 empty] | 69003.7145 | 81172.4512 | 74457.1963 | 68950.1698 | 63139.6942 | 67983.3162
[7 empty] | 63586.6233 | 77839.577 | 70754.801 | 65258.6688 | 59425.9142 | 63389.7802
[7 empty] | 61590.1216 | 72811.3921 | 66181.3311 | 62064.378 | 55698.0589 | 61281.2289
[7 empty] | 58351.2339 | 69528.2871 | 63366.1869 | 59112.1937 | 52647.022 | 58426.9867
[7 empty] | 58182.1519 | 69220.8638 | 60341.7267 | 57298.0037 | 50387.003 | 57592.4412
[7 empty] | 56748.3323 | 69743.2433 | 60136.3102 | 57424.3164 | 50026.2106 | 55510.3807
[7 empty] | 58296.6562 | 70183.6431 | 61967.5696 | 58510.8787 | 50837.537 | 57421.774
[7 empty] | 61049.2457 | 69590.5621 | 61953.5892 | 60343.8753 | 53098.0054 | 57613.6145
[7 empty] | 65937.5305 | 74030.1659 | 66335.5356 | 65127.0711 | 61420.2277 | 64086.2619
[7 empty] | 73872.5006 | 80990.0893 | 74167.3019 | 72660.328 | 68437.5284 | 71608.3658
[7 empty] | 79894.6039 | 87939.2412 | 80961.159 | 79743.11 | 72853.125 | 77151.6332
[7 empty] | 81548.9925 | 90087.2034 | 83769.986 | 82799.0628 | 74001.5128 | 82164.9428
[7 empty] | 82635.1521 | 90276.598 | 85504.197 | 84823.813 | 75231.5316 | 83938.5884
[7 empty] | 83515.6279 | 91639.0408 | 85793.0849 | 85487.8121 | 76422.8188 | 83938.3793
[7 empty] | 80085.6618 | 90610.0578 | 86339.965 | 84702.4142 | 77050.1883 | 85103.4796
[7 empty] | 78978.9451 | 89992.478 | 86764.3867 | 83784.9901 | 75634.0812 | 83879.0618
[7 empty] | 77299.8841 | 88311.1731 | 86923.0317 | 79856.007 | 74162.5283 | 81444.005
[7 empty] | 77014.9869 | 87456.4171 | 86176.4004 | 78070.7621 | 72899.8816 | 78698.4315
[7 empty] | 75161.1673 | 88117.4957 | 85179.5239 | 75113.48 | 72975.85 | 78324.0092
[7 empty] | 77345.5452 | 88944.8651 | 86016.3966 | 78465.1786 | 73797.4583 | 80992.5856
[7 empty] | 79789.4523 | 91683.3861 | 87267.9817 | 81372.1191 | 76871.2279 | 83699.5096
[7 empty] | 80080.0526 | 91383.6481 | 85947.4258 | 83118.3381 | 77450.4461 | 83606.404
[7 empty] | 76954.7512 | 89163.7133 | 83896.873 | 82492.9335 | 72514.1692 | 81718.3359
[7 empty] | 72234.8367 | 85294.117 | 79714.8335 | 79374.4828 | 67995.3603 | 78260.8298
[7 empty] | 69066.8668 | 81361.0729 | 73945.3539 | 71650.2743 | 63491.0848 | 70324.2854
[7 empty] | 64723.0638 | 78414.0593 | 69923.2413 | 66012.9714 | 60041.1534 | 65595.4178
[7 empty] | 61790.1764 | 75005.493 | 66488.3451 | 63669.0795 | 56213.8553 | 63510.9781
[7 empty] | 58056.4486 | 71893.666 | 63107.6452 | 60657.8139 | 53149.7577 | 60263.2695
[7 empty] | 57090.8317 | 70825.391 | 59869.1187 | 57911.4182 | 51813.9075 | 58695.3217
[7 empty] | 55700.3198 | 70019.7081 | 59424.3736 | 57483.7416 | 51482.7192 | 57284.3039
[7 empty] | 56639.3411 | 69678.1742 | 60984.0995 | 58311.6114 | 52227.5467 | 58133.3133
[7 empty] | 57118.8374 | 69232.9961 | 60747.9006 | 61537.5896 | 54754.5875 | 59023.6353
[7 empty] | 59950.8139 | 70828.9711 | 61334.0147 | 61150.7006 | 58123.0148 | 60506.4318
[7 empty] | 67231.6409 | 77157.0607 | 70397.4666 | 71000.3811 | 60610.6355 | 68752.7928
[7 empty] | 73082.0887 | 86585.5997 | 76958.6671 | 79503.5211 | 64795.6815 | 71313.836
[7 empty] | 75518.7523 | 88774.46 | 83006.3512 | 82516.3772 | 69820.1563 | 80040.5649
[7 empty] | 74724.9967 | 89991.3453 | 85548.5993 | 83680.4574 | 73745.026 | 85428.3837
[7 empty] | 74585.2215 | 90479.8646 | 84297.1529 | 84328.553 | 74938.8736 | 84686.8459
[7 empty] | 76859.7655 | 90108.7754 | 85799.0897 | 83056.6688 | 77811.8701 | 85625.4743
[7 empty] | 78272.9036 | 89628.1397 | 85130.031 | 81794.1434 | 77676.8228 | 84771.2167
[7 empty] | 78012.7284 | 89564.7899 | 84788.3586 | 78641.9433 | 77873.8782 | 80913.8457
[7 empty] | 77784.3589 | 88702.018 | 85405.1927 | 78427.2485 | 73471.9739 | 78117.2117
[7 empty] | 75448.8867 | 87523.2185 | 84712.9667 | 76325.8305 | 74608.7067 | 77767.8333
[7 empty] | 76916.2127 | 88692.2633 | 83630.9547 | 76283.0715 | 76533.2292 | 78107.8127
[7 empty] | 78991.7655 | 90276.8927 | 86212.9352 | 77751.6234 | 77324.9608 | 80561.4842
[7 empty] | 78941.3653 | 90136.123 | 85053.3345 | 80942.6659 | 79498.6144 | 81434.866
[7 empty] | 74332.0574 | 88918.5237 | 83308.557 | 79800.3784 | 74941.8119 | 80820.1966
[7 empty] | 69425.3275 | 84337.0387 | 79339.1804 | 72014.8377 | 71378.8635 | 74139.0379
[7 empty] | 66812.9103 | 80206.1604 | 73593.3229 | 69383.0426 | 66867.5581 | 70049.2133
[7 empty] | 62846.1765 | 76671.3959 | 70293.8114 | 65451.42 | 63701.897 | 65217.5991
[7 empty] | 59676.0907 | 73248.4298 | 65793.6899 | 61910.9305 | 59354.7593 | 62470.4651
[7 empty] | 56779.1906 | 70194.7609 | 63002.4633 | 58623.082 | 55664.3073 | 59288.5389
[7 empty] | 55543.7553 | 69091.3224 | 59419.5135 | 56256.9118 | 53528.3909 | 57570.856
[7 empty] | 53673.7297 | 67853.1889 | 59959.1482 | 56008.3316 | 54077.2071 | 56098.1252
[7 empty] | 55428.142 | 67593.3102 | 61391.1051 | 56921.5419 | 55659.3066 | 57414.7462
[7 empty] | 55835.8916 | 67539.7359 | 62318.8507 | 57353.6767 | 59489.1746 | 57737.8929
[7 empty] | 58476.5346 | 68886.0728 | 62113.0744 | 60282.8272 | 61447.7878 | 61129.8751
[7 empty] | 65255.0764 | 75666.3362 | 72165.3746 | 69049.5992 | 67829.7137 | 69231.925
[7 empty] | 66854.7535 | 85384.0649 | 81478.972 | 76780.6067 | 77924.288 | 74913.0466
[7 empty] | 71978.7677 | 88711.9712 | 85561.9187 | 75667.2019 | 79450.4424 | 76274.362
[7 empty] | 74468.307 | 88340.2908 | 86899.5659 | 77255.5095 | 81472.1425 | 79158.3452
[7 empty] | 76183.7327 | 90404.5005 | 86111.2856 | 78080.2458 | 79857.082 | 78557.9271
[7 empty] | 80367.0394 | 92176.1034 | 89683.9282 | 79479.6941 | 79671.8345 | 80756.1788
[7 empty] | 80647.6081 | 91709.2652 | 89001.0818 | 81445.9118 | 80562.2884 | 80274.1228
[7 empty] | 80375.1669 | 91202.723 | 88853.2504 | 79174.6966 | 81693.8633 | 79875.5319
[7 empty] | 78343.395 | 88989.3411 | 87642.4701 | 78901.4178 | 76398.4229 | 79036.1773
[7 empty] | 75974.65 | 87951.414 | 86809.4065 | 75523.9654 | 77271.2345 | 75261.6536
[7 empty] | 77600.4171 | 89810.6178 | 85784.3591 | 77234.9087 | 77833.0911 | 77613.3387
[7 empty] | 79401.7515 | 91389.0146 | 87829.09 | 76601.7436 | 80186.7528 | 77796.3075
[7 empty] | 79588.8557 | 90438.067 | 87354.8735 | 80190.8398 | 82315.6266 | 81145.7885
[7 empty] | 74702.4163 | 87149.862 | 85192.3142 | 80046.9966 | 76460.8945 | 80715.6892
[7 empty] | 71037.824 | 81436.3215 | 80689.4236 | 72974.6484 | 70937.0673 | 73789.2096
[7 empty] | 65723.8321 | 76564.6644 | 75965.7176 | 70159.9015 | 69045.3212 | 69975.0128
[7 empty] | 62768.0424 | 73099.5756 | 71941.7919 | 64894.4119 | 64833.2047 | 65233.0325
[7 empty] | 59920.7342 | 68762.9934 | 67566.2494 | 61671.9221 | 60935.2759 | 62083.9667
[7 empty] | 56603.9858 | 64727.0644 | 64490.5739 | 58230.755 | 56353.0214 | 59081.8185
[7 empty] | 55290.8102 | 62176.7199 | 61320.7782 | 57080.8445 | 53469.402 | 57481.6678
[7 empty] | 53100.0964 | 62225.7339 | 62551.1679 | 56732.1288 | 54515.5827 | 56907.81
[7 empty] | 54740.4889 | 62496.8072 | 64665.5643 | 58185.0581 | 55604.7634 | 58061.6487
[7 empty] | 56470.6697 | 59822.3016 | 63242.6904 | 58767.0346 | 58614.0705 | 58841.0141
[7 empty] | 62603.2532 | 64293.2767 | 66921.0045 | 64433.0399 | 65021.128 | 65158.9636
[7 empty] | 70273.0653 | 71952.9032 | 75408.8299 | 72639.3572 | 73361.026 | 72534.746
[7 empty] | 74954.1947 | 77423.4547 | 81942.8489 | 79240.4086 | 79092.2235 | 79642.2446
[7 empty] | 77088.4269 | 80915.4194 | 86260.5377 | 83105.5399 | 81549.6586 | 79991.9852
[7 empty] | 78521.5449 | 81416.8061 | 87371.0681 | 82934.215 | 84064.6085 | 81223.0898
[7 empty] | 79180.4183 | 82557.4547 | 87626.8016 | 82280.9193 | 84044.904 | 82736.5559
[7 empty] | 80222.6775 | 83482.2345 | 87700.3669 | 82976.2447 | 83832.9123 | 82078.2351
[7 empty] | 81825.9249 | 84416.6934 | 89042.4694 | 81347.0743 | 82187.4977 | 80639.7133
[7 empty] | 79134.191 | 87840.6954 | 89011.8657 | 81053.2092 | 80028.1857 | 82139.1866
[7 empty] | 77499.7936 | 85417.7152 | 86238.6008 | 78863.8039 | 80337.6347 | 80780.155
[7 empty] | 76567.416 | 85020.4562 | 86045.154 | 78791.322 | 78620.0176 | 78027.2529
[7 empty] | 79150.3017 | 84961.698 | 86083.5955 | 79108.8584 | 81083.4623 | 80310.1651
[7 empty] | 83411.9899 | 86400.2062 | 88018.3557 | 81233.104 | 82829.5197 | 82952.1492
[7 empty] | 80152.687 | 85204.3061 | 86626.3781 | 81614.448 | 82704.013 | 84366.5807
[7 empty] | 74203.5209 | 82687.8421 | 84168.557 | 79042.0786 | 76944.4898 | 82693.1215
[7 empty] | 73015.5941 | 79022.3259 | 81220.5773 | 76952.205 | 72454.0178 | 79206.8032
[7 empty] | 66289.959 | 73375.4225 | 75470.6637 | 69431.7052 | 70509.0269 | 71194.748
[7 empty] | 63288.5241 | 70177.2494 | 71714.5911 | 65849.4368 | 65432.3019 | 67807.2378
[7 empty] | 59796.1315 | 65839.7193 | 67993.5944 | 63448.3055 | 63013.8485 | 64752.2758
[7 empty] | 54663.3716 | 62100.425 | 64394.2113 | 57846.0706 | 57551.0058 | 59739.7613
[7 empty] | 50736.7318 | 59274.4583 | 60343.1585 | 56192.8225 | 56487.6067 | 58201.9618
[7 empty] | 50356.3308 | 58717.5748 | 60567.9288 | 55571.3628 | 55404.3814 | 58296.1931
[7 empty] | 50140.4993 | 58691.2276 | 59964.8913 | 53722.3563 | 53895.7783 | 57006.1631
[7 empty] | 50167.8219 | 56825.5108 | 57940.0414 | 52361.4354 | 53735.9885 | 56717.584
[7 empty] | 51037.3229 | 56727.5959 | 58650.2063 | 53679.5873 | 56363.389 | 58197.6314
[7 empty] | 54163.8052 | 57485.2614 | 59061.5782 | 57188.4627 | 57644.7511 | 61177.919
[7 empty] | 57628.3375 | 59952.4063 | 62479.2825 | 60982.5893 | 61078.3616 | 63930.3165
[7 empty] | 62650.1767 | 63958.8081 | 66390.3483 | 64464.9512 | 64867.6246 | 69028.2525
[7 empty] | 65424.324 | 68568.3 | 70605.1539 | 67775.1252 | 68514.9021 | 72493.141
[7 empty] | 66748.3845 | 72033.2499 | 73185.9409 | 68517.2487 | 69782.5404 | 75174.2158
[7 empty] | 69654.2539 | 72037.7644 | 75310.7312 | 70373.4074 | 71470.2097 | 73617.3774
[7 empty] | 69113.4897 | 73223.5481 | 74369.5541 | 71781.335 | 72969.3318 | 72950.5756
[7 empty] | 68476.5537 | 71320.1938 | 71687.6909 | 68669.628 | 70894.3257 | 70792.0863
[7 empty] | 67184.5312 | 68920.5623 | 69815.0608 | 67356.7123 | 67575.6994 | 68144.972
[7 empty] | 66288.0742 | 70527.075 | 70481.5913 | 68260.05 | 69415.7333 | 67799.0791
[7 empty] | 67536.5594 | 71132.623 | 71126.1231 | 67604.3953 | 69693.2926 | 69355.1865
[7 empty] | 69821.8217 | 69126.0841 | 72745.8602 | 70598.2694 | 72449.3785 | 76430.4956
[7 empty] | 70050.5476 | 72725.6918 | 75158.4095 | 70484.6435 | 72307.3401 | 77906.6142
[7 empty] | 65949.7901 | 71022.1173 | 72234.77 | 68866.1948 | 69744.2149 | 75056.3671
[7 empty] | 63653.7386 | 66761.558 | 66162.7101 | 64021.9145 | 66231.7594 | 68114.3162
[7 empty] | 61210.6604 | 64784.8362 | 64811.958 | 62238.4061 | 64584.4994 | 67289.1101
[7 empty] | 59175.6992 | 62331.9196 | 61897.1557 | 60262.1808 | 61776.7847 | 64860.4039
[7 empty] | 54758.9021 | 61613.6685 | 61724.1798 | 57234.2688 | 57338.4243 | 63473.2276
[7 empty] | 52152.9277 | 58756.6955 | 59588.7835 | 55034.3009 | 55225.2735 | 61059.2365
[7 empty] | 50856.6485 | 56567.996 | 53278.7602 | 51097.1977 | 50485.5348 | 55085.2276
[7 empty] | 49667.0249 | 54354.9404 | 52172.3727 | 49200.5202 | 48316.8165 | 52890.143
[7 empty] | 50858.9672 | 53695.2801 | 52238.928 | 49078.6084 | 48931.0119 | 53596.3942
[7 empty] | 50411.0699 | 54004.6172 | 53061.3295 | 50207.4248 | 50500.1623 | 55111.0687
[7 empty] | 51205.3109 | 54582.4322 | 52663.9238 | 49056.1806 | 49407.6025 | 55281.9532
[7 empty] | 53662.5672 | 55243.4545 | 54707.5281 | 49855.6219 | 50045.673 | 57227.1823
[7 empty] | 56870.68 | 57687.5924 | 56902.7789 | 53165.1635 | 54686.6927 | 60468.1765
[7 empty] | 61325.4774 | 60496.1073 | 62031.2865 | 59630.3928 | 59427.9097 | 65268.1402
[7 empty] | 63321.3231 | 65207.1387 | 65988.7832 | 63582.4259 | 62992.8316 | 70199.7839
[7 empty] | 68025.0273 | 69340.6521 | 68565.3379 | 67116.4946 | 66525.4515 | 72345.0179
[7 empty] | 69636.4051 | 71334.1202 | 69312.3606 | 69453.2119 | 69527.2469 | 74682.4869
[7 empty] | 72226.0441 | 73630.2132 | 68503.2137 | 71336.1739 | 70981.0866 | 71570.9561
[7 empty] | 71150.7309 | 71795.888 | 68471.9465 | 69158.184 | 69703.0779 | 70423.2643
[7 empty] | 67995.9855 | 70307.8543 | 64499.7439 | 65343.8739 | 65779.1557 | 64997.2821
[7 empty] | 67102.713 | 69780.1506 | 63827.0075 | 62695.3256 | 64980.9324 | 63388.8674
[7 empty] | 69150.2639 | 70700.2213 | 67603.8292 | 66627.9753 | 67041.5029 | 68334.084
[7 empty] | 73238.6365 | 71910.3971 | 71279.5638 | 70514.1141 | 69757.3548 | 71438.5369
[7 empty] | 73328.9297 | 75254.0681 | 71515.0808 | 71938.9228 | 72158.4507 | 75702.6835
[7 empty] | 70298.22 | 71403.3297 | 70059.7552 | 68843.6175 | 69098.17 | 73478.8642
[7 empty] | 67473.9447 | 67171.3681 | 66273.0908 | 65400.3967 | 65982.9869 | 68834.4657
[7 empty] | 65443.5166 | 65897.8027 | 64659.1335 | 63220.798 | 64211.6169 | 67062.8819
[7 empty] | 62383.2785 | 63748.3057 | 60641.7346 | 61101.3968 | 61758.9909 | 64396.0988
[7 empty] | 58840.5296 | 63035.1027 | 58913.5897 | 57313.4701 | 58771.797 | 63823.0596
[7 empty] | 57368.4965 | 60224.9623 | 57893.008 | 56031.5268 | 57165.7424 | 60920.694
[7 empty] | 56363.0038 | 60846.052 | 56180.0995 | 54414.5214 | 55087.976 | 58252.2056
[7 empty] | 55384.0601 | 60260.8684 | 56249.3273 | 55219.6296 | 54438.2981 | 57847.2076
[7 empty] | 55639.8488 | 60563.1335 | 56438.4091 | 55275.3178 | 54765.1869 | 58380.4771
[7 empty] | 58935.4571 | 61712.0743 | 58669.6095 | 58153.9313 | 57977.243 | 59718.9956
[7 empty] | 64798.6965 | 66796.5244 | 64316.7283 | 64274.2686 | 64407.838 | 64415.1365
[7 empty] | 73108.6582 | 75212.2598 | 72279.798 | 72389.2239 | 72342.648 | 73330.8253
[7 empty] | 79356.7487 | 82309.1563 | 79254.0294 | 77356.5068 | 78045.281 | 79373.7759
[7 empty] | 82542.0597 | 86213.7423 | 82021.1539 | 80496.2089 | 79365.138 | 82397.7081
[7 empty] | 84192.0544 | 85715.6229 | 83533.5159 | 82273.6183 | 81735.1424 | 80902.5621
[7 empty] | 85823.2343 | 86139.0026 | 83712.8748 | 82052.8043 | 80862.2732 | 80268.5215
[7 empty] | 86182.0595 | 86833.6403 | 81862.1326 | 82380.4347 | 81943.3323 | 80689.9519
[7 empty] | 85329.5338 | 87780.6022 | 80110.9612 | 81265.9375 | 81050.8774 | 79556.5514
[7 empty] | 81955.7756 | 87420.8548 | 79846.227 | 79963.7676 | 79821.0294 | 78261.7911
[7 empty] | 79433.3261 | 85299.7275 | 77887.5403 | 78069.545 | 77995.8744 | 77308.4747
[7 empty] | 79553.8707 | 85519.3508 | 76685.1263 | 75912.9355 | 75949.7095 | 74745.9313
[7 empty] | 82376.8206 | 85874.038 | 78659.3992 | 78838.7163 | 79535.292 | 77311.2706
[7 empty] | 85654.7138 | 87394.7514 | 82967.3577 | 82404.837 | 82693.9606 | 78880.6767
[7 empty] | 84183.6556 | 87862.1886 | 81014.124 | 81472.8703 | 82050.9349 | 80880.9076
[7 empty] | 83225.9469 | 85681.1611 | 80330.901 | 80926.6515 | 80674.6128 | 80454.6178
[7 empty] | 79776.9612 | 81663.2246 | 76842.0363 | 78028.0907 | 76727.8352 | 76885.4156
[7 empty] | 74176.2037 | 76344.3732 | 71533.3475 | 72657.5576 | 72072.7454 | 71301.1968
[7 empty] | 67880.4516 | 73084.254 | 65581.4732 | 66876.1617 | 65939.3542 | 65557.9896
[7 empty] | 65441.6912 | 68664.4781 | 62856.4545 | 64509.7547 | 64052.386 | 62749.3961
[7 empty] | 61154.7754 | 64921.4727 | 59585.4911 | 59563.6961 | 59364.9103 | 57907.6714
[7 empty] | 59908.9231 | 62537.9023 | 56838.9869 | 57557.3052 | 57540.7262 | 57236.2967
[7 empty] | 58065.0551 | 63131.2704 | 55894.4027 | 57207.4629 | 57832.4039 | 55407.4685
[7 empty] | 59369.2528 | 65062.6176 | 57699.5521 | 58174.2506 | 58680.3573 | 57406.5102
[7 empty] | 61398.5803 | 63916.767 | 57446.2977 | 59639.1356 | 61276.512 | 57876.9613
[7 empty] | 66296.2527 | 66629.098 | 63760.3904 | 64572.7397 | 66075.3055 | 64155.3339
[7 empty] | 74063.4049 | 74961.8656 | 71543.8313 | 73014.1169 | 74685.2026 | 71541.5564
[7 empty] | 81061.2149 | 81454.3473 | 76254.9913 | 79073.1978 | 80643.1796 | 76457.4034
[7 empty] | 84239.3126 | 85210.9388 | 78935.5815 | 81664.7989 | 83951.1093 | 79472.6074
[7 empty] | 85268.29 | 86688.3422 | 79535.6439 | 82388.7883 | 85803.2052 | 80064.3446
[7 empty] | 85801.2777 | 86899.7074 | 79555.4161 | 80192.139 | 86035.7226 | 80324.6214
[7 empty] | 85506.352 | 87683.7035 | 80395.2864 | 80972.6283 | 85396.2581 | 81692.173
[7 empty] | 84522.3476 | 87753.8876 | 79295.3297 | 78649.7964 | 86172.1152 | 80559.3587
[7 empty] | 81872.1822 | 87607.9471 | 79822.9159 | 77602.7701 | 86921.876 | 80144.9862
[7 empty] | 78923.9123 | 85365.7727 | 76440.9984 | 77060.4894 | 86024.4788 | 77501.826
[7 empty] | 78877.6454 | 86468.7756 | 76638.9845 | 74170.1179 | 85811.7184 | 78296.8506
[7 empty] | 84118.5578 | 87064.4398 | 78542.4461 | 76985.0468 | 85027.7081 | 81957.9455
[7 empty] | 86229.7736 | 89032.6018 | 82214.8574 | 80527.0686 | 87147.8488 | 85242.8036
[7 empty] | 84717.6481 | 88004.8813 | 80624.3765 | 80922.1664 | 86113.9585 | 84976.1511
[7 empty] | 83460.7423 | 86146.956 | 78885.0939 | 80451.5732 | 84858.9403 | 84188.7094
[7 empty] | 79909.0954 | 82064.9247 | 76362.2075 | 74935.5554 | 80683.7368 | 80269.1021
[7 empty] | 74259.4539 | 76900.0311 | 70734.1599 | 71794.2962 | 75508.8294 | 74544.4913
[7 empty] | 69226.5412 | 73507.9593 | 65613.8166 | 66246.0665 | 69878.9607 | 71318.4626
[7 empty] | 66260.8266 | 69204.4875 | 63232.7885 | 63619.7094 | 65598.5432 | 67361.2698
[7 empty] | 61850.429 | 65503.2938 | 59503.9845 | 59285.5681 | 62647.0693 | 63009.4005
[7 empty] | 59723.0939 | 62871.3189 | 56665.3097 | 56577.7426 | 59432.3366 | 61450.1574
[7 empty] | 59441.4244 | 63121.3032 | 56451.8536 | 55890.7555 | 59083.2434 | 61385.5284
[7 empty] | 60319.6403 | 65005.9478 | 57711.9175 | 56213.5768 | 60490.0232 | 62633.0738
[7 empty] | 62515.1237 | 64082.6077 | 57828.2415 | 56944.0886 | 63110.349 | 63800.6134
[7 empty] | 66721.1807 | 66920.9281 | 63977.1573 | 63493.1188 | 66932.4807 | 67725.6977
[7 empty] | 75396.168 | 75120.5985 | 71835.1101 | 71640.4025 | 74910.1454 | 76031.2408
[7 empty] | 81257.2986 | 81394.4971 | 79011.2667 | 76539.853 | 81333.9918 | 82623.1496
[7 empty] | 84874.158 | 85177.0879 | 81958.423 | 78606.0815 | 84692.1038 | 86632.6678
[7 empty] | 85667.4295 | 86376.1223 | 83062.7711 | 78938.6607 | 85197.4514 | 86303.3335
[7 empty] | 85564.977 | 85731.4493 | 83343.562 | 78267.953 | 84945.5588 | 87670.1655
[7 empty] | 86335.5448 | 86515.3864 | 82348.8387 | 78335.334 | 85977.6108 | 87581.0436
[7 empty] | 87481.477 | 86883.421 | 80688.3942 | 77016.555 | 85825.7272 | 88855.8522
[7 empty] | 86900.6254 | 87484.725 | 78583.6203 | 74189.5401 | 86209.728 | 87603.2168
[7 empty] | 85006.0513 | 85404.5168 | 77412.0249 | 73027.2346 | 85330.7664 | 86293.8149
[7 empty] | 85749.9914 | 85313.2381 | 74899.0638 | 70700.3348 | 81735.4556 | 86856.3769
[7 empty] | 86877.8932 | 85895.284 | 78418.1004 | 75542.8678 | 83337.5721 | 88578.458
[7 empty] | 87686.8834 | 86561.6981 | 82547.275 | 78623.5231 | 85834.0995 | 90226.2012
[7 empty] | 86488.2388 | 86345.5693 | 81551.9943 | 79955.6355 | 84421.5842 | 89145.0195
[7 empty] | 85405.3417 | 84777.7568 | 81039.3382 | 79187.258 | 83709.9115 | 87005.5695
[7 empty] | 81333.2505 | 80180.4554 | 77450.2332 | 74270.4155 | 79951.9967 | 83248.0984
[7 empty] | 76347.4646 | 74669.2165 | 71843.9928 | 70976.8165 | 73555.2302 | 78112.8666
[7 empty] | 73146.5837 | 71312.5098 | 66861.9255 | 65885.9827 | 68081.8467 | 74735.3645
[7 empty] | 68974.2599 | 67607.774 | 64017.4558 | 63208.3413 | 65293.3891 | 70759.0695
[7 empty] | 64786.1822 | 64353.3108 | 60004.8955 | 58621.6705 | 61512.7705 | 67108.8057
[7 empty] | 62144.5786 | 61386.968 | 57748.2142 | 56455.102 | 58127.5035 | 64937.0095
[7 empty] | 62189.6011 | 61938.6578 | 56909.3892 | 55265.9158 | 57641.1795 | 65143.4888
[7 empty] | 63413.3056 | 63984.0825 | 57788.1391 | 56771.095 | 59354.1601 | 67116.9022
[7 empty] | 64831.4883 | 62818.3024 | 57865.1921 | 56785.2086 | 60923.9644 | 65639.8636
[7 empty] | 69296.1785 | 65831.2477 | 63899.9669 | 63562.5094 | 65117.7548 | 69860.9276
[7 empty] | 77543.3318 | 74024.0267 | 72155.2191 | 70891.3252 | 73199.0347 | 78300.7051
[7 empty] | 83411.4739 | 80610.7827 | 78503.8384 | 75608.9464 | 79728.1156 | 83703.9816
[7 empty] | 86764.62 | 84192.3731 | 81744.2912 | 78131.5765 | 82857.1746 | 88314.4002
[7 empty] | 86963.3504 | 86096.3232 | 80916.471 | 78206.9166 | 84980.6146 | 88192.0623
[7 empty] | 86742.574 | 85533.9672 | 80593.3311 | 78705.7722 | 84047.3924 | 88895.2009
[7 empty] | 87401.6908 | 86748.215 | 80769.7354 | 78664.2352 | 84778.3484 | 88965.8283
[7 empty] | 87869.9224 | 87669.798 | 77665.4585 | 78853.1505 | 83971.71 | 89292.6232
[7 empty] | 87803.7044 | 86188.0842 | 78534.2468 | 78270.7867 | 80707.2183 | 89020.0788
[7 empty] | 86192.7581 | 85287.8121 | 77201.4517 | 76541.6849 | 79164.6439 | 87391.0852
[7 empty] | 86894.244 | 84741.3191 | 74958.8603 | 75549.2736 | 78921.4541 | 87284.7012
[7 empty] | 86676.729 | 85599.5272 | 77940.0419 | 78039.7922 | 81941.6517 | 88625.0642
[7 empty] | 88725.3538 | 87085.1125 | 81756.5227 | 80831.3604 | 85224.1632 | 91464.4828
[7 empty] | 88413.8828 | 86702.7044 | 81858.1388 | 79910.1382 | 83456.708 | 91003.2177
[7 empty] | 86478.9731 | 85443.977 | 80947.763 | 77739.4601 | 83397.5249 | 89298.5241
[7 empty] | 81891.9776 | 80933.1156 | 77994.5062 | 74954.744 | 79833.7471 | 85133.9265
[7 empty] | 76727.3055 | 75793.5767 | 72056.0162 | 70933.0994 | 73950.7782 | 80068.1413
[7 empty] | 73947.1004 | 72639.0116 | 66843.5333 | 65054.7736 | 68556.8368 | 76710.2649
[7 empty] | 69628.3252 | 68357.2699 | 64339.4758 | 62516.4708 | 64165.1265 | 72398.5879
[7 empty] | 65922.4014 | 64887.1014 | 60220.1752 | 59205.2764 | 60733.29 | 68365.7159
[7 empty] | 62279.189 | 62135.189 | 57947.2137 | 57657.0348 | 59546.7363 | 65161.8083
[7 empty] | 62413.773 | 62134.2268 | 57596.7692 | 55610.8586 | 58718.9965 | 65052.6852
[7 empty] | 64254.7002 | 63954.9804 | 58160.1267 | 57003.5707 | 60102.9052 | 66894.1115
[7 empty] | 62751.8013 | 63042.9314 | 59267.0669 | 57725.6635 | 60588.1246 | 66197.002
[7 empty] | 66611.6276 | 65586.6895 | 64978.7516 | 64109.6122 | 65748.5288 | 69482.846
[7 empty] | 74676.0699 | 74549.5024 | 73547.4492 | 72259.533 | 73838.12 | 77485.3063
[7 empty] | 81060.2438 | 81068.4732 | 79865.8016 | 78710.2746 | 80740.2133 | 83465.0118
[7 empty] | 84697.1705 | 84796.6198 | 83227.3935 | 82045.8818 | 84383.4929 | 87944.8946
[7 empty] | 86812.9207 | 86140.1552 | 84101.265 | 82804.1715 | 85978.9393 | 88742.8515
[7 empty] | 86529.2187 | 85633.9089 | 84623.6842 | 81176.5066 | 85823.5257 | 88823.854
[7 empty] | 85863.8012 | 86762.8104 | 84135.5295 | 81165.6608 | 86908.8981 | 89738.436
[7 empty] | 86680.9251 | 88513.2087 | 79596.5655 | 79394.276 | 87266.9558 | 90010.7495
[7 empty] | 86969.5994 | 86597.0068 | 78445.0738 | 78712.813 | 87592.1873 | 89000.0656
[7 empty] | 85591.4063 | 85984.5056 | 78431.9459 | 77885.8777 | 85724.8308 | 87793.2089
[7 empty] | 85683.4094 | 85309.2697 | 75226.3914 | 75203.4495 | 86667.3755 | 87934.8288
[7 empty] | 85637.9239 | 86897.1125 | 79654.174 | 78672.1944 | 86814.7256 | 88751.9186
[7 empty] | 86813.0601 | 87592.0956 | 82382.1549 | 82023.2916 | 89039.2259 | 91474.7547
[7 empty] | 85574.2724 | 87765.0381 | 83656.1407 | 81785.4016 | 88564.4217 | 90902.4838
[7 empty] | 84672.6043 | 84967.3545 | 83527.109 | 81164.3746 | 85838.0599 | 88635.1046
[7 empty] | 80383.3591 | 81196.6965 | 79405.2283 | 76244.7209 | 81578.8515 | 84327.2785
[7 empty] | 74483.8739 | 76390.6427 | 71445.142 | 70798.2923 | 77259.059 | 79144.7889
[7 empty] | 70608.7915 | 72825.7044 | 67819.3895 | 66915.3416 | 73582.4334 | 76056.8792
[7 empty] | 67298.2136 | 69408.0867 | 64544.2512 | 64013.2004 | 69899.2745 | 71513.7776
[7 empty] | 63545.8708 | 65355.6814 | 59363.3514 | 58906.3168 | 65970.311 | 67584.2579
[7 empty] | 58208.1477 | 62356.5644 | 57153.4342 | 56669.5766 | 64513.7373 | 66914.8818
[7 empty] | 58081.64 | 61707.1981 | 56283.8036 | 55218.244 | 63869.6319 | 65364.7815
[7 empty] | 58863.8172 | 61489.594 | 54245.2529 | 54049.1222 | 63467.2037 | 64366.0603
[7 empty] | 56406.9596 | 58933.4592 | 52949.8596 | 52390.4476 | 61165.4998 | 62778.4184
[7 empty] | 55924.4452 | 60222.1493 | 55565.312 | 54138.8652 | 61734.4474 | 62657.5235
[7 empty] | 57917.4847 | 60961.3453 | 57127.8494 | 56737.6347 | 64653.112 | 64945.6043
[7 empty] | 60239.3986 | 65027.6232 | 60920.5365 | 59982.5519 | 67624.6246 | 69242.9144
[7 empty] | 63936.1461 | 67812.3747 | 63743.6048 | 62504.1294 | 70629.0969 | 73294.911
[7 empty] | 68044.236 | 72480.1897 | 67072.7393 | 65855.0012 | 74973.6103 | 76291.5499
[7 empty] | 67468.579 | 74802.9288 | 67137.5 | 67023.9403 | 78780.3722 | 78936.9883
[7 empty] | 70198.5275 | 76800.3487 | 70247.7662 | 67972.1748 | 79128.3998 | 79699.3872
[7 empty] | 69838.5961 | 74611.5119 | 69276.7717 | 68853.3467 | 78767.3037 | 80655.3734
[7 empty] | 67125.9664 | 75311.5043 | 66433.7171 | 65037.3117 | 78387.9675 | 79471.973
[7 empty] | 66246.0661 | 72645.4276 | 63694.1806 | 63434.9867 | 77477.3168 | 79111.7638
[7 empty] | 65880.6693 | 74455.8938 | 63478.8058 | 63660.3312 | 76362.7019 | 77626.8947
[7 empty] | 66528.6645 | 74072.1677 | 65375.1905 | 66129.1196 | 79519.05 | 79766.1928
[7 empty] | 68883.1248 | 77639.9507 | 67602.4133 | 67771.051 | 81984.7581 | 82577.2725
[7 empty] | 69830.676 | 76149.9182 | 68816.1216 | 67776.9511 | 79969.6787 | 79817.6043
[7 empty] | 67774.1549 | 73103.4882 | 68125.5493 | 67158.6478 | 77853.1285 | 79238.0456
[7 empty] | 65364.1237 | 68385.6521 | 65823.7093 | 64939.7574 | 72390.0788 | 74693.3959
[7 empty] | 62921.8955 | 66080.7143 | 62772.6392 | 61855.7274 | 69677.4827 | 72060.4868
[7 empty] | 59351.4905 | 63532.854 | 60759.8294 | 59795.9807 | 67285.0099 | 70294.7041
[7 empty] | 56760.5905 | 62336.9274 | 57675.244 | 56659.9406 | 66603.747 | 66858.3641
[7 empty] | 53466.7417 | 59902.8033 | 54743.1666 | 54271.4761 | 63361.2284 | 64339.3287
[7 empty] | 50121.432 | 56320.0634 | 51039.3354 | 50227.394 | 58383.9534 | 61736.8803
[7 empty] | 47560.6459 | 54037.308 | 48987.9865 | 47722.2359 | 56877.6786 | 60307.7106
[7 empty] | 48622.717 | 52778.0844 | 49579.4457 | 48832.869 | 57362.6038 | 59686.9129
[7 empty] | 48524.1483 | 53359.0463 | 49584.0915 | 49921.3898 | 58337.862 | 59355.0191
[7 empty] | 48799.8312 | 54362.5225 | 50166.3952 | 48912.1492 | 59394.45 | 60554.7616
[7 empty] | 48920.8944 | 53827.9753 | 50318.4638 | 49605.517 | 60669.9515 | 60926.4681
[7 empty] | 50953.2172 | 53267.9937 | 54781.3515 | 52702.8711 | 61766.2912 | 61841.9769
[7 empty] | 56501.7888 | 59096.6076 | 57525.8658 | 57907.9436 | 64568.3544 | 64707.3579
[7 empty] | 59361.5993 | 63614.3063 | 60655.3921 | 60992.2731 | 69607.9729 | 70653.5979
[7 empty] | 62679.3625 | 66562.3818 | 63175.3989 | 64286.3339 | 72008.3856 | 72974.9912
[7 empty] | 66320.1832 | 69530.4751 | 65617.0772 | 65385.7895 | 75331.1353 | 75004.4239
[7 empty] | 68797.6432 | 71952.6387 | 66686.3324 | 67256.2047 | 73755.3722 | 75560.4526
[7 empty] | 66854.5705 | 70498.5732 | 64820.5412 | 66345.727 | 74862.8832 | 74061.6384
[7 empty] | 63808.383 | 70313.5085 | 63048.5466 | 63034.3812 | 73840.9932 | 73813.1438
[7 empty] | 63847.2845 | 70593.6149 | 62222.5164 | 61766.7224 | 73735.8005 | 73670.3669
[7 empty] | 63670.7015 | 71143.1718 | 62614.7085 | 64252.4683 | 74467.5639 | 74514.0563
[7 empty] | 67001.8801 | 71387.3939 | 66668.599 | 67153.3013 | 78094.0044 | 78273.0629
[7 empty] | 68527.4746 | 74206.7751 | 67355.5767 | 69325.9106 | 78299.3752 | 78818.9987
[7 empty] | 67401.7899 | 71515.2889 | 67036.5582 | 68008.2505 | 77295.359 | 76905.8862
[7 empty] | 64091.9185 | 66474.6086 | 65049.2537 | 64622.7112 | 73850.4674 | 73252.7975
[7 empty] | 61563.7392 | 64204.8991 | 61438.487 | 62855.6201 | 71123.172 | 70564.8206
[7 empty] | 59656.9096 | 61341.2326 | 60694.3934 | 60403.4191 | 69244.3479 | 69076.7545
[7 empty] | 57330.4619 | 61995.3399 | 57554.2523 | 57217.279 | 67091.8839 | 65662.864
[7 empty] | 54714.888 | 58823.3646 | 55572.5208 | 55409.5407 | 64664.8635 | 63266.2185
[7 empty] | 53233.6528 | 60045.8073 | 53065.6477 | 54372.5891 | 64164.7668 | 64105.103
[7 empty] | 52923.867 | 59561.6379 | 52915.8716 | 55057.1697 | 62784.8597 | 63311.5186
[7 empty] | 53410.3543 | 59786.62 | 52901.9363 | 54893.5276 | 62750.4337 | 63726.0412
[7 empty] | 56804.2408 | 60667.311 | 56053.1047 | 58488.8243 | 64029.4366 | 63994.0083
[7 empty] | 63207.9227 | 66010.8899 | 62338.0897 | 64056.3929 | 70529.1937 | 69842.7718
[7 empty] | 71693.9793 | 74432.2502 | 70254.8488 | 72386.5735 | 78212.6139 | 78206.6609
[7 empty] | 75891.8583 | 81199.0625 | 74895.3407 | 78745.7932 | 84194.4572 | 84687.852
[7 empty] | 79020.1651 | 85978.6606 | 77350.01 | 82261.6859 | 89029.8252 | 88473.9917
[7 empty] | 80363.7262 | 87533.8785 | 77052.143 | 84724.2699 | 88720.3458 | 88532.2556
[7 empty] | 79722.9639 | 87024.1801 | 78295.8016 | 85298.4306 | 89288.743 | 89720.7296
[7 empty] | 80692.006 | 88173.0752 | 78112.6632 | 83028.018 | 89931.7356 | 89682.5983
[7 empty] | 80097.8826 | 88725.2698 | 76715.6084 | 81501.4124 | 90144.941 | 90724.4148
[7 empty] | 80191.7804 | 88337.2131 | 74622.2288 | 81011.6041 | 88937.7459 | 88735.9975
[7 empty] | 79000.5744 | 86821.3526 | 73647.5153 | 78846.0331 | 88508.1755 | 88064.7605
[7 empty] | 76906.735 | 87216.5374 | 72835.0903 | 76772.9662 | 88909.6246 | 87135.4871
[7 empty] | 79012.2463 | 88054.9484 | 75122.4765 | 79294.7512 | 89006.0415 | 87730.431
[7 empty] | 82077.5237 | 88656.2589 | 79774.0196 | 83031.5001 | 91370.5308 | 90793.9369
[7 empty] | 81438.4013 | 88660.9783 | 79205.7416 | 82126.998 | 90653.8639 | 90415.8062
[7 empty] | 78594.5459 | 85839.1005 | 74202.2473 | 80848.0811 | 87729.0652 | 88911.118
[7 empty] | 74021.5909 | 81245.7199 | 71884.6713 | 75166.474 | 83783.9999 | 84876.7864
[7 empty] | 70842.9998 | 76119.6484 | 69109.3108 | 71780.2197 | 79249.8681 | 81394.8497
[7 empty] | 65836.0528 | 73548.4594 | 64126.2613 | 66193.8661 | 75608.2021 | 78225.3742
[7 empty] | 62792.2232 | 69201.3533 | 62108.2908 | 63536.3382 | 71022.9371 | 74011.2809
[7 empty] | 58259.1461 | 65143.1682 | 56912.9294 | 58440.6534 | 67177.9912 | 71008.8706
[7 empty] | 55407.2126 | 62622.6533 | 55137.2965 | 56173.0947 | 66220.2327 | 71526.1633
[7 empty] | 55124.2092 | 63234.7607 | 53400.0506 | 55004.9185 | 66057.5376 | 70710.0534
[7 empty] | 55922.6044 | 65194.236 | 54935.7388 | 56303.585 | 66388.5319 | 70171.3056
[7 empty] | 56217.9279 | 64130.6722 | 55553.3457 | 56845.1031 | 66458.9598 | 70342.6143
[7 empty] | 62878.3376 | 67119.52 | 62811.0296 | 63601.8971 | 69980.3552 | 73324.3476
[7 empty] | 70619.5845 | 75937.2954 | 69879.7406 | 71188.6804 | 77394.567 | 81094.7951
[7 empty] | 75145.983 | 82119.5769 | 74193.3764 | 75781.4276 | 83288.2327 | 87522.4124
[7 empty] | 78648.0166 | 86279.71 | 76549.5886 | 78619.0124 | 87833.2293 | 90827.4444
[7 empty] | 77733.9206 | 87111.2627 | 77187.5617 | 79461.9899 | 88498.9605 | 90950.8119
[7 empty] | 78839.7083 | 87257.2205 | 78360.0659 | 80048.9005 | 89435.3206 | 92601.7879
[7 empty] | 80286.4036 | 87993.9834 | 78008.0657 | 81336.2961 | 89234.4103 | 93473.505
[7 empty] | 79171.9537 | 88618.1311 | 77939.0568 | 81281.6991 | 89024.8078 | 90971.409
[7 empty] | 79553.5812 | 88353.7159 | 78183.7857 | 80477.2109 | 88938.6549 | 90569.0039
[7 empty] | 77229.3265 | 86504.2838 | 77614.4979 | 79043.6836 | 87657.6413 | 89043.1806
[7 empty] | 76525.4724 | 86679.5727 | 75487.2844 | 77956.752 | 88194.48 | 88733.4338
[7 empty] | 79517.9398 | 87115.8583 | 78190.2435 | 79563.1919 | 89614.0863 | 89226.2314
[7 empty] | 83019.6278 | 89786.7771 | 82069.1367 | 82927.7845 | 92021.5001 | 91836.6416
[7 empty] | 81050.1756 | 88660.0502 | 81060.4462 | 82048.1199 | 90593.569 | 92820.3551
[7 empty] | 77974.275 | 86862.4173 | 76285.5529 | 80994.8497 | 88360.1773 | 90114.2951
[7 empty] | 72996.8134 | 82576.14 | 72823.2871 | 77073.0154 | 84419.2794 | 85901.327
[7 empty] | 70937.8993 | 77322.2931 | 70303.6066 | 73329.7705 | 79507.7134 | 81802.5345
[7 empty] | 65558.6134 | 74081.9313 | 64803.6513 | 66849.4172 | 76298.7498 | 78746.9781
[7 empty] | 62862.9312 | 69641.0442 | 61832.9857 | 63411.5421 | 71869.1316 | 74700.6535
[7 empty] | 57961.5023 | 65808.6206 | 57694.9075 | 59611.6562 | 68604.7152 | 71928.1921
[7 empty] | 56454.8097 | 62046.0798 | 55757.4552 | 57861.1642 | 67164.9669 | 71314.9739
[7 empty] | 54905.7569 | 62478.9373 | 54511.5992 | 55862.2676 | 66862.3021 | 70038.8008
[7 empty] | 56531.1617 | 64430.9676 | 55799.6242 | 56842.8874 | 67104.2387 | 68709.8054
[7 empty] | 56982.9384 | 63599.3836 | 56361.2185 | 57537.0364 | 67248.1051 | 68599.5268
[7 empty] | 63508.6712 | 66217.2496 | 63385.4056 | 63848.61 | 70030.4008 | 71627.6791
[7 empty] | 70993.8012 | 74364.2395 | 71288.378 | 71365.9019 | 78134.0616 | 79529.9183
[7 empty] | 76013.3573 | 80602.5663 | 75303.1824 | 76151.3719 | 84585.7689 | 85956.8989
[7 empty] | 78731.6863 | 84821.9227 | 77304.1414 | 78754.536 | 88303.5367 | 89342.1345
[7 empty] | 79728.2184 | 86455.2302 | 78179.1073 | 80533.9463 | 88921.6727 | 89048.878
[7 empty] | 80202.4428 | 85279.6716 | 78436.8009 | 80622.0232 | 89339.6754 | 90277.6757
[7 empty] | 80514.1265 | 86499.5047 | 79691.2393 | 81399.9956 | 89038.3826 | 90417.4826
[7 empty] | 79509.4885 | 88152.3128 | 78906.6385 | 81054.0699 | 89931.019 | 90033.1158
[7 empty] | 79953.8436 | 86990.8244 | 79580.9343 | 81510.5507 | 90291.6914 | 87845.4306
[7 empty] | 77713.5932 | 85508.9753 | 77557.2828 | 79362.4871 | 88761.6659 | 87442.8129
[7 empty] | 78239.9681 | 86068.1626 | 76422.4628 | 78552.6878 | 89093.8174 | 87250.6862
[7 empty] | 79853.6627 | 85979.0138 | 79361.9036 | 80521.0993 | 89472.3686 | 88131.8113
[7 empty] | 83208.6711 | 88057.7064 | 83084.438 | 84301.0402 | 92261.7767 | 91553.2111
[7 empty] | 81804.2897 | 87260.9492 | 81399.0858 | 82127.1391 | 91383.9277 | 90912.7062
[7 empty] | 77858.5354 | 84995.8171 | 79736.7922 | 82149.0365 | 89736.461 | 89686.7644
[7 empty] | 73218.2017 | 81478.399 | 75844.974 | 76017.2958 | 84854.0995 | 85308.3061
[7 empty] | 70647.1546 | 76444.217 | 70421.2805 | 73020.5981 | 80529.7919 | 80402.7346
[7 empty] | 66228.1747 | 73606.282 | 65228.1467 | 66140.439 | 77418.8528 | 76814.7614
[7 empty] | 63203.4667 | 68927.8672 | 62039.8392 | 63411.6508 | 73586.5926 | 72956.4226
[7 empty] | 58929.7143 | 64739.7488 | 57925.3797 | 59068.6 | 70001.5865 | 69943.7324
[7 empty] | 56470.391 | 61243.3266 | 56273.3366 | 56420.7893 | 69168.2986 | 68148.4502
[7 empty] | 54689.3958 | 61636.7803 | 54267.2076 | 55372.8994 | 68289.833 | 66539.6477
[7 empty] | 56010.188 | 63617.4648 | 55496.274 | 56418.7621 | 67831.7605 | 65488.5588
[7 empty] | 56092.3594 | 62307.5215 | 55806.5911 | 56995.2593 | 67345.4721 | 65243.1386
[7 empty] | 62759.7304 | 65713.4606 | 62499.5414 | 63677.2428 | 70433.8304 | 67341.3828
[7 empty] | 70361.6046 | 73729.7264 | 69587.0521 | 70802.9352 | 77898.3651 | 75409.9866
[7 empty] | 74204.0145 | 80686.0661 | 74624.0279 | 75613.19 | 84448.6868 | 81567.7855
[7 empty] | 76790.7342 | 84808.6257 | 77041.3296 | 78076.4375 | 88161.3085 | 85664.0246
[7 empty] | 78025.1661 | 85538.8284 | 77403.8965 | 77280.1407 | 89474.8061 | 86620.9131
[7 empty] | 78666.785 | 86622.8048 | 78472.8914 | 78513.0013 | 90023.2489 | 87950.4554
[7 empty] | 79246.6292 | 87296.8299 | 79555.7475 | 80740.0649 | 90909.0005 | 87294.106
[7 empty] | 79164.4184 | 88234.9073 | 79204.0253 | 79685.9075 | 90532.3318 | 88215.1157
[7 empty] | 79277.7296 | 87582.8025 | 79119.1586 | 78971.2004 | 91002.2282 | 87356.7611
[7 empty] | 77684.9005 | 85880.6221 | 78567.1677 | 76496.2021 | 88775.4778 | 87179.0976
[7 empty] | 77088.136 | 85161.2268 | 77439.6398 | 76226.0708 | 89027.6538 | 86045.9953
[7 empty] | 78379.0706 | 86208.2447 | 80688.8391 | 78249.8857 | 89674.8815 | 86652.3489
[7 empty] | 82313.0983 | 87744.7957 | 83496.3411 | 82111.8764 | 91731.0314 | 89452.3734
[7 empty] | 81305.9125 | 87172.6707 | 81887.1522 | 81258.4949 | 90711.0806 | 87617.1264
[7 empty] | 78683.8712 | 85877.138 | 79875.5076 | 79419.5467 | 88632.1319 | 85862.4828
[7 empty] | 74304.7415 | 81186.0427 | 77286.3093 | 76668.2561 | 83978.3655 | 82014.2037
[7 empty] | 70801.9791 | 75460.8306 | 72972.4118 | 72480.0141 | 80278.8545 | 76384.9883
[7 empty] | 65486.46 | 72229.3371 | 67147.9721 | 66697.635 | 76993.9591 | 73583.3432
[7 empty] | 62747.657 | 68162.2036 | 64131.5247 | 63362.0084 | 73052.8691 | 69033.8423
[7 empty] | 57987.333 | 64112.5771 | 59970.5515 | 58706.7271 | 69954.4369 | 66294.1725
[7 empty] | 56164.7708 | 60875.5521 | 58933.4301 | 57158.4001 | 70672.647 | 64082.7465
[7 empty] | 54860.4233 | 61161.1252 | 57620.5964 | 54942.406 | 69202.4491 | 64010.3556
[7 empty] | 56265.3141 | 63095.8087 | 58775.2298 | 56140.1302 | 68770.8309 | 63668.5212
[7 empty] | 56442.2519 | 60321.0117 | 59740.0474 | 56498.6456 | 68837.6999 | 61708.3783
[7 empty] | 63266.2481 | 64764.4811 | 65225.4224 | 63184.4634 | 71973.0399 | 64907.9145
[7 empty] | 70620.9637 | 72749.3936 | 73081.2958 | 70609.6432 | 79819.7542 | 72601.6506
[7 empty] | 74945.7073 | 79729.1056 | 79112.8344 | 74685.9137 | 86399.1314 | 80093.1046
[7 empty] | 76754.9511 | 84225.921 | 81976.7447 | 77413.3701 | 90295.1151 | 83689.2142
[7 empty] | 78731.2398 | 85602.8028 | 84981.5872 | 78351.773 | 91456.0617 | 84989.3341
[7 empty] | 79270.2833 | 84882.9233 | 85033.1745 | 79322.1027 | 91728.9878 | 84755.2045
[7 empty] | 80099.3724 | 86178.6108 | 85686.6751 | 78622.0764 | 93508.7731 | 85464.6076
[7 empty] | 80065.8809 | 86311.1031 | 85759.7518 | 79073.1134 | 92896.888 | 86788.2453
[7 empty] | 80184.9482 | 86344.3078 | 82702.6899 | 79303.1877 | 93085.9379 | 86354.0419
[7 empty] | 77882.5754 | 85700.1118 | 80590.8265 | 77707.5095 | 92556.2813 | 84973.8156
[7 empty] | 77849.3196 | 85982.9352 | 79529.1985 | 76016.0071 | 91653.8193 | 84990.3556
[7 empty] | 79723.0138 | 85687.716 | 81412.1412 | 79275.9437 | 92360.3999 | 85754.1324
[7 empty] | 82076.9469 | 87498.1523 | 84795.9822 | 82792.0279 | 94526.9015 | 86848.2808
[7 empty] | 81475.6132 | 86232.2837 | 84507.0698 | 80936.5917 | 93410.0382 | 86448.7174
[7 empty] | 77234.9544 | 84963.6161 | 82762.0357 | 75399.7028 | 91267.4216 | 84502.2253
[7 empty] | 73962.4799 | 80435.7418 | 80228.8639 | 72079.5931 | 86641.2017 | 80529.3548
[7 empty] | 70703.5297 | 74575.2261 | 72500.8575 | 69790.077 | 82252.0132 | 74548.4578
[7 empty] | 65768.5609 | 71673.4802 | 68510.4662 | 65043.3733 | 78866.1118 | 71370.1569
[7 empty] | 63075.2143 | 67467.4526 | 65390.1002 | 61183.4997 | 74975.3114 | 67149.9932
[7 empty] | 57666.7175 | 63745.5958 | 60390.1796 | 56296.3481 | 72333.4897 | 63356.9145
[7 empty] | 57280.707 | 60865.7105 | 58608.1009 | 54787.4663 | 72186.8307 | 58980.3453
[7 empty] | 55755.9978 | 60277.9496 | 56762.9755 | 53669.9418 | 70310.1718 | 58372.8931
[7 empty] | 54609.9717 | 59945.8086 | 56972.4018 | 51456.4046 | 67401.2082 | 58047.4343
[7 empty] | 53093.4063 | 58020.3074 | 55344.1396 | 51271.7031 | 67666.4319 | 55990.3858
[7 empty] | 54718.9526 | 58770.4822 | 57722.3273 | 52581.3124 | 67132.0597 | 56400.9235
[7 empty] | 57168.0877 | 59371.3225 | 58738.5723 | 55790.9146 | 66893.5492 | 57938.1753
[7 empty] | 60689.2366 | 62830.8065 | 62105.6878 | 58978.7062 | 70175.0138 | 58969.1406
[7 empty] | 63870.2966 | 66022.6885 | 64509.4407 | 62135.8604 | 74958.9263 | 63936.2512
[7 empty] | 66689.7747 | 72665.5001 | 68025.8093 | 65416.6289 | 78452.7607 | 67763.403
[7 empty] | 70568.3673 | 73902.4552 | 69372.1387 | 66276.6714 | 80746.1906 | 70145.7563
[7 empty] | 71059.0073 | 74889.1024 | 72140.9242 | 70487.6338 | 81875.6493 | 69600.4597
[7 empty] | 72932.2652 | 73135.7688 | 72461.8737 | 69806.4443 | 82379.2762 | 67374.6033
[7 empty] | 70498.7149 | 71855.2379 | 71195.3449 | 68373.5199 | 81560.2384 | 68263.5332
[7 empty] | 70768.0293 | 71283.9361 | 69512.9853 | 65057.1722 | 80821.6733 | 65269.4662
[7 empty] | 69221.2864 | 71063.4763 | 69517.9826 | 65885.3637 | 80237.7419 | 65522.2746
[7 empty] | 71879.5605 | 73288.2459 | 73256.7813 | 68187.478 | 80260.0438 | 66220.996
[7 empty] | 75327.5677 | 75289.1707 | 77030.4387 | 68856.1682 | 82854.8403 | 69553.1946
[7 empty] | 72210.8125 | 75673.0438 | 74225.266 | 68975.9739 | 80859.3681 | 69595.1242
[7 empty] | 69488.7199 | 72263.8883 | 71490.1795 | 67956.6508 | 79918.7346 | 68159.1446
[7 empty] | 67928.6657 | 68222.3724 | 67315.3477 | 65467.5937 | 75917.8774 | 66825.5632
[7 empty] | 66239.4703 | 66174.0114 | 66188.2258 | 63282.7109 | 73752.168 | 63553.9438
[7 empty] | 63079.6467 | 63136.2907 | 62819.4452 | 59871.5664 | 71071.6011 | 61080.315
[7 empty] | 58687.1981 | 61723.0516 | 59517.9134 | 57449.1752 | 67938.6169 | 60612.3816
[7 empty] | 56449.6942 | 60039.7878 | 57093.4093 | 54805.1831 | 65267.4492 | 57602.0862
[7 empty] | 54867.257 | 56256.1351 | 55141.5846 | 52801.3759 | 62722.2188 | 56451.0378
[7 empty] | 51374.738 | 53525.6357 | 52552.7301 | 50083.0024 | 61026.9297 | 54070.7846
[7 empty] | 52593.9426 | 52672.9867 | 54082.1309 | 51476.6385 | 60541.1377 | 53281.0528
[7 empty] | 52206.1506 | 53100.9096 | 52875.5862 | 50615.3653 | 61005.9827 | 53828.9496
[7 empty] | 52959.8284 | 52516.4531 | 54051.8928 | 51396.7151 | 61092.453 | 54341.552
[7 empty] | 55578.5185 | 52729.28 | 56241.5379 | 53400.6032 | 61652.0189 | 53306.4024
[7 empty] | 57320.4341 | 55415.2307 | 58795.3695 | 55823.3334 | 62428.5202 | 54004.9062
[7 empty] | 61640.4208 | 59299.3306 | 63318.8747 | 61371.1869 | 65332.1674 | 59665.3486
[7 empty] | 65226.3022 | 62712.2224 | 64686.0866 | 62418.5058 | 71940.1173 | 64859.1812
[7 empty] | 69093.8183 | 66569.2956 | 70317.7151 | 67500.0821 | 73746.4935 | 66222.5645
[7 empty] | 70650.2436 | 67615.4895 | 73317.0811 | 70215.3372 | 76631.5687 | 70771.3501
[7 empty] | 73285.2019 | 69144.4206 | 74901.4863 | 71349.6509 | 76745.1284 | 72441.0006
[7 empty] | 68981.0397 | 69015.2915 | 73063.3769 | 69468.2114 | 77194.5552 | 72590.2213
[7 empty] | 68664.1305 | 65109.7349 | 72291.6088 | 67383.4961 | 75011.0518 | 70461.2626
[7 empty] | 69481.563 | 63784.0344 | 72935.8224 | 65196.689 | 73877.604 | 70582.0861
[7 empty] | 72114.0868 | 67029.3735 | 75970.7475 | 68804.7147 | 74250.4056 | 73015.1389
[7 empty] | 73758.7477 | 68625.9848 | 75749.5425 | 71300.1687 | 77925.7771 | 74080.8341
[7 empty] | 74912.7898 | 70577.314 | 76433.4548 | 72022.1371 | 78779.6008 | 76756.9483
[7 empty] | 73740.1846 | 67671.4316 | 73379.5799 | 70157.9858 | 78275.0698 | 74505.4529
[7 empty] | 67885.6469 | 65954.4148 | 69750.1199 | 67445.0731 | 73633.0428 | 67956.8764
[7 empty] | 67877.6644 | 64013.7424 | 68723.5443 | 65012.3908 | 71479.5663 | 66612.2369
[7 empty] | 62180.3252 | 61231.7025 | 64912.7249 | 61475.6846 | 69853.6946 | 63586.0537
[7 empty] | 60421.2507 | 58627.1159 | 60775.9033 | 58539.244 | 66736.0812 | 64167.7117
[7 empty] | 59281.9723 | 57201.5482 | 58350.0593 | 56619.1256 | 64837.2782 | 60834.0861
[7 empty] | 58352.8073 | 57308.1607 | 56393.9511 | 54460.5416 | 64372.0921 | 61618.231
[7 empty] | 58164.3631 | 57205.6364 | 56683.4086 | 54710.9484 | 63100.8772 | 60725.6132
[7 empty] | 58108.3301 | 57569.5494 | 56340.4048 | 54579.266 | 62998.3819 | 61087.92
[7 empty] | 62007.4189 | 60827.9884 | 59955.7342 | 57313.2024 | 63022.0802 | 62106.5617
[7 empty] | 67220.0822 | 66217.7358 | 65211.8704 | 63502.0424 | 68285.658 | 67356.7699
[7 empty] | 75610.9426 | 74696.563 | 73679.8315 | 72173.1527 | 75757.0478 | 75919.8243
[7 empty] | 82057.1388 | 81460.3277 | 80111.3443 | 77383.5996 | 82358.9442 | 81995.0837
[7 empty] | 85844.768 | 85246.9876 | 84644.0197 | 79241.2791 | 86358.9798 | 86676.82
[7 empty] | 87969.322 | 86065.1955 | 85181.4689 | 79800.358 | 87495.1692 | 88370.3335
[7 empty] | 86882.1101 | 85710.406 | 84417.7282 | 80132.3866 | 88623.6918 | 88514.0922
[7 empty] | 88183.7132 | 86813.4962 | 86225.4463 | 82002.7854 | 88331.4176 | 89424.6555
[7 empty] | 88282.8897 | 86754.4071 | 86709.2244 | 79845.9751 | 88895.5308 | 90580.7885
[7 empty] | 87615.5357 | 86552.9524 | 87316.0979 | 80276.9036 | 88836.2715 | 88640.8647
[7 empty] | 86778.5854 | 86048.8391 | 84924.9379 | 78426.1268 | 86882.4015 | 88221.1929
[7 empty] | 85662.2234 | 85225.4596 | 85466.7248 | 77327.3862 | 86803.3106 | 88321.6518
[7 empty] | 86645.989 | 86207.5664 | 85428.0956 | 79550.5189 | 87508.5861 | 88928.4649
[7 empty] | 88440.8007 | 88665.6598 | 87829.5525 | 82278.5934 | 89151.0801 | 90307.6103
[7 empty] | 87221.5364 | 87868.3105 | 85197.591 | 82337.733 | 88356.6489 | 89492.164
[7 empty] | 85386.8305 | 86422.7057 | 83721.2189 | 79520.0406 | 86500.6967 | 87236.7431
[7 empty] | 80871.9666 | 82280.1059 | 79966.8934 | 74794.4147 | 81866.1215 | 83180.3705
[7 empty] | 75675.8926 | 77075.887 | 74041.6365 | 72655.319 | 77213.6914 | 78596.951
[7 empty] | 71337.0962 | 73868.5717 | 68239.7805 | 66197.5947 | 74030.4946 | 75102.3078
[7 empty] | 67636.8965 | 69692.4939 | 65161.9712 | 63215.257 | 70711.3336 | 70351.8245
[7 empty] | 62443.6371 | 65872.709 | 61037.8336 | 58671.0673 | 67609.936 | 66474.8324
[7 empty] | 59664.6827 | 62505.7481 | 58713.8369 | 56783.0582 | 66962.3901 | 63816.9227
[7 empty] | 58847.6315 | 62687.89 | 57485.5769 | 55200.7038 | 65526.3923 | 64014.8898
[7 empty] | 60203.8344 | 64342.6706 | 58340.3455 | 56505.4829 | 64839.6053 | 65989.0107
[7 empty] | 61678.6822 | 62759.896 | 59166.8588 | 56757.6776 | 64351.4326 | 65322.9449
[7 empty] | 65716.4298 | 66473.6126 | 64947.3218 | 63783.1285 | 66342.7563 | 68250.2162
[7 empty] | 73808.9235 | 74671.4855 | 72479.2545 | 71367.1617 | 74292.8515 | 76481.3745
[7 empty] | 80781.0596 | 80809.2029 | 79532.3343 | 76114.5542 | 81228.5719 | 82829.4359
[7 empty] | 84247.5714 | 85412.8541 | 82668.895 | 77694.7424 | 85715.5508 | 87288.8377
[7 empty] | 86511.1826 | 86203.6112 | 85189.1902 | 78214.2605 | 85968.0491 | 88684.3172
[7 empty] | 86248.4995 | 85501.2635 | 84573.7271 | 78786.3378 | 87474.7325 | 89005.6084
[7 empty] | 87062.999 | 87206.6793 | 85493.7372 | 79113.4842 | 87934.9371 | 90541.1248
[7 empty] | 86846.8676 | 87820.7776 | 85302.5447 | 79598.5292 | 88104.984 | 90277.3332
[7 empty] | 86776.5774 | 87001.3776 | 86827.2791 | 77748.8211 | 87648.5781 | 90205.0993
[7 empty] | 85664.4337 | 86337.3976 | 85529.9554 | 78039.4939 | 86157.3699 | 88598.7819
[7 empty] | 86148.5386 | 85749.8904 | 85049.2188 | 75726.068 | 85999.5833 | 87838.1444
[7 empty] | 84812.499 | 87298.4793 | 86933.8238 | 78271.9865 | 87344.2684 | 88820.1713
[7 empty] | 87442.5694 | 87775.299 | 87325.489 | 83190.9514 | 88125.6082 | 90718.7728
[7 empty] | 86730.4972 | 87167.2966 | 86358.0768 | 81961.9464 | 87258.9564 | 89942.7533
[7 empty] | 85792.8692 | 85397.1695 | 85210.3896 | 81295.6009 | 85364.7134 | 88365.1373
[7 empty] | 81088.7819 | 80858.9005 | 80537.9637 | 77531.7981 | 80841.2324 | 83975.3701
[7 empty] | 75459.7629 | 75607.1375 | 74847.7898 | 74395.946 | 76407.5224 | 79127.85
[7 empty] | 70452.4093 | 72138.3231 | 70807.0392 | 67823.7413 | 72566.4758 | 76173.3255
[7 empty] | 67484.2862 | 68373.9007 | 67451.0976 | 64296.7225 | 68381.5506 | 71595.7659
[7 empty] | 62853.0426 | 64649.7605 | 62733.2933 | 60174.7972 | 64989.4667 | 67776.4385
[7 empty] | 59777.887 | 60347.2802 | 61045.0096 | 58246.3674 | 62878.7827 | 66970.3478
[7 empty] | 60189.8514 | 61404.1015 | 59662.0851 | 56690.5564 | 62641.0467 | 66704.6479
[7 empty] | 60966.8304 | 63156.8725 | 62021.7903 | 57655.0289 | 62928.4134 | 67715.9907
[7 empty] | 61769.7153 | 61247.4793 | 62866.626 | 58028.307 | 60982.8608 | 67087.9767
[7 empty] | 65952.0102 | 65437.1219 | 66758.7248 | 64365.8919 | 64804.5522 | 70407.1238
[7 empty] | 73998.0734 | 74186.4487 | 75097.1191 | 72002.8114 | 72611.2113 | 78214.4153
[7 empty] | 80287.4326 | 80320.5922 | 81478.1295 | 76345.0727 | 79415.5287 | 84940.4981
[7 empty] | 84167.085 | 84971.2324 | 85232.8938 | 79360.0104 | 84208.2304 | 88710.3679
[7 empty] | 86345.0842 | 86057.5578 | 87137.588 | 79957.3712 | 84658.9991 | 90300.7403
[7 empty] | 86020.9753 | 85608.6645 | 87666.3842 | 80052.1532 | 84978.5365 | 91538.2168
[7 empty] | 86971.059 | 86806.4866 | 87230.0613 | 80978.0854 | 86017.738 | 90591.8578
[7 empty] | 86943.6837 | 87382.6582 | 88899.4723 | 80315.8958 | 85533.2879 | 91752.9841
[7 empty] | 87094.7993 | 87213.473 | 88605.5778 | 79762.6879 | 85876.6634 | 90480.4653
[7 empty] | 85793.3519 | 86195.6805 | 87439.1548 | 78612.5573 | 84060.2854 | 88422.799
[7 empty] | 85283.8502 | 85466.7567 | 87788.5916 | 78290.9754 | 84258.0478 | 88357.4213
[7 empty] | 86382.6657 | 86468.1743 | 88667.1915 | 80744.1843 | 84913.734 | 90709.0732
[7 empty] | 87076.852 | 87459.6145 | 91389.2339 | 83710.2298 | 86885.8575 | 93655.8095
[7 empty] | 87112.6884 | 87316.8537 | 89208.8567 | 84345.5046 | 86945.6299 | 93242.0962
[7 empty] | 85524.9183 | 85794.0821 | 86782.559 | 82325.9717 | 84655.8712 | 90566.1897
[7 empty] | 81283.2808 | 80955.1451 | 83043.509 | 78714.1057 | 80505.2222 | 85969.326
[7 empty] | 76701.4273 | 75911.5046 | 77438.391 | 73763.7067 | 75974.6263 | 81881.5129
[7 empty] | 72744.1024 | 72074.3708 | 74201.4985 | 68283.1071 | 72750.9839 | 78311.411
[7 empty] | 69056.4455 | 68569.8776 | 69972.5524 | 65402.3686 | 68162.3674 | 74735.4437
[7 empty] | 65232.967 | 64777.2968 | 66055.4933 | 60967.7716 | 64324.4876 | 70821.9959
[7 empty] | 61846.5782 | 62423.5581 | 62935.7112 | 59115.8045 | 64409.8228 | 69001.6388
[7 empty] | 61955.8536 | 62521.1836 | 62801.0234 | 57838.2213 | 64655.8944 | 68489.9672
[7 empty] | 65109.8056 | 64290.04 | 65026.5849 | 59064.8135 | 65070.9821 | 67972.6847
[7 empty] | 63799.5756 | 62761.4794 | 63563.7813 | 59217.8477 | 65059.2902 | 67895.5248
[7 empty] | 67639.4493 | 66521.0259 | 67564.5809 | 65060.5842 | 67272.4452 | 71159.1781
[7 empty] | 76167.535 | 74464.1156 | 75484.3963 | 73134.8612 | 75835.4826 | 78430.6368
[7 empty] | 82377.7788 | 81759.5195 | 81685.2897 | 79456.8294 | 82504.7991 | 85417.3259
[7 empty] | 86604.7592 | 85383.7304 | 86149.6262 | 83678.0418 | 87104.8962 | 88713.0158
[7 empty] | 87414.6579 | 87657.2357 | 87200.2719 | 85677.1155 | 87667.7 | 90781.798
[7 empty] | 88237.2706 | 87136.5088 | 87293.4084 | 84835.923 | 87370.2578 | 91791.6432
[7 empty] | 89307.7773 | 87705.3213 | 87784.2562 | 85968.9964 | 87601.6585 | 91799.1312
[7 empty] | 90745.0798 | 88818.2807 | 88666.7661 | 85552.3177 | 88510.829 | 91729.2751
[7 empty] | 89665.9517 | 88648.2693 | 88223.3188 | 83456.7374 | 87591.3151 | 91678.5026
[7 empty] | 87319.0767 | 87925.4821 | 87563.2314 | 85673.8955 | 86103.7969 | 91170.4335
[7 empty] | 88400.8767 | 88001.1191 | 87702.9016 | 86168.7379 | 86026.762 | 91082.3862
[7 empty] | 88707.0835 | 88514.4326 | 88557.1469 | 86751.2338 | 87340.6274 | 91454.3543
[7 empty] | 91293.6712 | 90363.3612 | 91078.4627 | 88865.7013 | 88536.4131 | 93753.2104
[7 empty] | 90114.8389 | 88969.1038 | 89960.4454 | 85234.0444 | 87808.0655 | 94315.776
[7 empty] | 87082.1629 | 86922.534 | 87034.6142 | 83647.6171 | 85891.0171 | 90266.7156
[7 empty] | 83112.688 | 82577.0773 | 83052.0757 | 79770.9008 | 81877.3413 | 85704.1339
[7 empty] | 78106.5255 | 77412.0255 | 78435.032 | 73683.8981 | 77232.5917 | 81713.7558
[7 empty] | 74974.2944 | 74065.8117 | 75024.6733 | 68030.2652 | 74387.5759 | 78434.0844
[7 empty] | 70379.4287 | 69843.9239 | 70594.973 | 65547.9822 | 69645.7727 | 75170.2688
[7 empty] | 66555.0898 | 65924.9991 | 66749.7631 | 61287.0736 | 65643.5056 | 71222.7715
[7 empty] | 63914.0841 | 63014.1011 | 64392.1624 | 59477.3766 | 64122.4844 | 71846.0958
[7 empty] | 64220.6852 | 62981.5857 | 64174.1173 | 58745.5666 | 64304.4023 | 70477.839
[7 empty] | 66395.2656 | 65034.1663 | 66132.4232 | 59722.9907 | 64616.7869 | 70088.5166
[7 empty] | 65438.7498 | 63266.6352 | 64592.4013 | 62030.3586 | 64204.4615 | 69853.3527
[7 empty] | 69126.3773 | 66940.092 | 68841.2873 | 66593.4398 | 66279.7452 | 73057.7617
[7 empty] | 77205.0981 | 75376.4848 | 76284.5451 | 74769.1887 | 74684.1948 | 80799.1413
[7 empty] | 82810.6227 | 82213.2083 | 82709.831 | 81127.0559 | 80808.3104 | 87006.8048
[7 empty] | 87359.9389 | 86386.6587 | 87382.1087 | 85198.1865 | 85483.7917 | 91282.408
[7 empty] | 89396.8142 | 87948.8206 | 88405.1426 | 87006.6168 | 85779.1611 | 93543.6923
[7 empty] | 88715.4023 | 87166.212 | 88058.0276 | 85996.1656 | 86225.9152 | 94738.4028
[7 empty] | 89427.2535 | 88936.5356 | 89121.9998 | 87671.6725 | 87361.1216 | 95646.667
[7 empty] | 90334.9494 | 89022.3693 | 90636.1666 | 88346.9786 | 88433.8569 | 94726.0519
[7 empty] | 88777.2279 | 88702.9237 | 89968.3709 | 88083.7766 | 87336.7648 | 93400.0356
[7 empty] | 88361.0664 | 87426.0243 | 88551.5325 | 87561.9055 | 86576.5323 | 92751.368
[7 empty] | 87306.9404 | 87334.8238 | 88613.6379 | 87220.2351 | 85900.6997 | 93641.4953
[7 empty] | 88681.6955 | 89537.1132 | 89893.6953 | 87819.5546 | 85467.0246 | 93764.7708
[7 empty] | 90405.7719 | 91246.0708 | 91801.9766 | 89309.4309 | 87372.6208 | 96396.4644
[7 empty] | 89065.7887 | 89597.4109 | 90472.0071 | 88418.6381 | 87372.1786 | 95392.0227
[7 empty] | 86767.5314 | 87647.2176 | 88072.4467 | 86559.016 | 85307.4923 | 92339.4827
[7 empty] | 82394.7978 | 83391.7192 | 84227.4275 | 82505.9063 | 81140.0038 | 87811.9829
[7 empty] | 77629.3331 | 78371.3914 | 78652.8549 | 76232.2699 | 75925.0378 | 83920.211
[7 empty] | 74336.4946 | 75091.4238 | 74862.8617 | 72404.3726 | 72386.6568 | 81088.8269
[7 empty] | 69549.3259 | 70940.2168 | 70252.9973 | 68484.6228 | 67943.4446 | 77152.2612
[7 empty] | 65825.5375 | 66831.7327 | 66315.3466 | 62353.2024 | 64103.1068 | 74985.406
[7 empty] | 60795.4983 | 64011.4253 | 61174.5194 | 59965.1438 | 60141.8355 | 74252.3026
[7 empty] | 60165.2804 | 63143.5279 | 60465.3479 | 58571.3595 | 59390.1162 | 72478.7256
[7 empty] | 59736.3033 | 62660.4981 | 60285.5509 | 58559.7227 | 59179.8665 | 69821.6645
[7 empty] | 57904.7755 | 60197.046 | 57349.8549 | 56887.6759 | 57385.3438 | 70362.5081
[7 empty] | 59167.3086 | 60222.7759 | 59035.7321 | 58331.7348 | 57878.2714 | 69310.6319
[7 empty] | 58993.3882 | 62994.666 | 58929.6848 | 59911.8007 | 58793.7081 | 69644.1567
[7 empty] | 62667.5214 | 67413.8695 | 61723.2727 | 63951.5786 | 61513.0571 | 73141.7355
[7 empty] | 65293.8837 | 71339.9002 | 65331.1456 | 69019.6032 | 65621.0857 | 78441.7759
[7 empty] | 69910.7982 | 75305.8186 | 69339.9926 | 72778.0885 | 69352.0338 | 81535.3454
[7 empty] | 73177.9959 | 78438.2861 | 72620.8106 | 75592.1197 | 72082.1754 | 83683.077
[7 empty] | 72830.0833 | 80809.963 | 73933.7482 | 77127.4992 | 73214.9104 | 85945.7179
[7 empty] | 70366.9328 | 79301.2622 | 70186.3155 | 75018.4224 | 70193.3836 | 84905.8589
[7 empty] | 70746.0018 | 78581.7427 | 70223.0238 | 73880.3693 | 71277.5894 | 82547.3945
[7 empty] | 70908.026 | 78341.6716 | 69385.9819 | 73157.5449 | 69980.6747 | 82576.675
[7 empty] | 71038.4514 | 77140.9513 | 68135.1113 | 75392.4266 | 70173.83 | 83750.2701
[7 empty] | 69277.3794 | 77966.0293 | 68770.581 | 77484.9286 | 69516.3284 | 83701.8667
[7 empty] | 68536.4317 | 81626.4784 | 70469.607 | 80430.9357 | 71869.1597 | 87143.0202
[7 empty] | 71103.0418 | 79175.4598 | 71439.9503 | 77592.1283 | 71460.7258 | 84478.9623
[7 empty] | 69466.0964 | 76900.7258 | 69868.4887 | 75739.7656 | 70063.0444 | 83664.6905
[7 empty] | 66094.4381 | 71755.566 | 66784.9765 | 70235.1997 | 66721.2243 | 79118.3478
[7 empty] | 62830.0758 | 69266.6127 | 64457.359 | 69391.5173 | 65296.4528 | 77245.2472
[7 empty] | 59587.4362 | 66957.7651 | 61223.6956 | 66021.5467 | 62102.4273 | 74497.9221
[7 empty] | 57513.5396 | 65426.0618 | 58858.9966 | 61853.2858 | 60507.0404 | 72088.527
[7 empty] | 56408.3954 | 62056.2111 | 57074.2755 | 60066.5126 | 57765.1253 | 68122.2136
[7 empty] | 51228.8029 | 57384.5891 | 53437.988 | 56481.8138 | 55568.7063 | 64029.4125
[7 empty] | 49303.5698 | 57572.1773 | 51202.6276 | 53605.4344 | 52929.6637 | 62864.9861
[7 empty] | 48316.7526 | 57091.6508 | 51024.0721 | 53431.7413 | 52373.9831 | 61801.3745
[7 empty] | 49835.1352 | 57360.317 | 51453.5746 | 54600.3918 | 52893.663 | 62551.2926
[7 empty] | 49712.7823 | 58038.6529 | 50922.8904 | 54330.4941 | 52977.7396 | 61849.2225
[7 empty] | 49743.4695 | 59616.1652 | 51818.0598 | 54737.0708 | 54056.6833 | 62250.0343
[7 empty] | 54016.3401 | 60104.8845 | 54369.3254 | 57649.3669 | 55659.1333 | 63495.583
[7 empty] | 56422.4554 | 65060.2373 | 59022.9941 | 62761.0441 | 60350.693 | 67197.5551
[7 empty] | 60611.57 | 69268.3005 | 61980.8033 | 65783.0013 | 62654.1568 | 73644.4377
[7 empty] | 62981.5525 | 71675.4166 | 63717.5447 | 68303.4564 | 66645.1649 | 78068.5143
[7 empty] | 65198.2888 | 75362.9281 | 66990.4251 | 73951.9663 | 70566.3755 | 79054.2653
[7 empty] | 67893.37 | 75856.3986 | 67784.9107 | 73717.3776 | 70965.5353 | 81273.3271
[7 empty] | 64584.3062 | 75643.6371 | 66166.8204 | 73683.4965 | 68766.3722 | 78646.8882
[7 empty] | 63296.4412 | 75230.4962 | 63422.5939 | 71864.0079 | 66641.6193 | 79252.0274
[7 empty] | 61668.1064 | 76558.5019 | 63112.0401 | 73216.2342 | 65501.6598 | 78847.3111
[7 empty] | 62573.6602 | 77437.3175 | 64522.467 | 75370.8795 | 67108.8105 | 78780.0193
[7 empty] | 66965.0657 | 78861.5631 | 66529.9994 | 77756.9266 | 70561.9028 | 80286.4027
[7 empty] | 67541.5913 | 79364.141 | 69627.2937 | 77283.3792 | 70651.4189 | 79752.9526
[7 empty] | 66368.5375 | 77507.155 | 67346.5812 | 75728.5392 | 69021.0111 | 77930.1376
[7 empty] | 63897.1411 | 74100.1163 | 64963.1138 | 68283.7083 | 65762.1293 | 73802.8521
[7 empty] | 60933.5557 | 71837.9907 | 62094.5224 | 68147.0092 | 63182.1089 | 71626.9084
[7 empty] | 58692.4734 | 69853.1373 | 59566.1045 | 64982.8626 | 61251.8391 | 69486.9955
[7 empty] | 56163.6032 | 66672.9714 | 56634.4333 | 63992.0937 | 58215.7176 | 66620.0621
[7 empty] | 53607.7715 | 63528.4517 | 54699.9438 | 62237.9024 | 56190.3336 | 65025.5651
[7 empty] | 52645.4151 | 64615.584 | 53527.7182 | 61056.83 | 54998.5395 | 63813.9225
[7 empty] | 52503.4508 | 63353.354 | 52904.7386 | 60226.6157 | 54520.4858 | 62595.5776
[7 empty] | 52790.68 | 63776.9294 | 53908.2247 | 60722.4725 | 54768.4862 | 62637.5891
[7 empty] | 55924.62 | 65312.7332 | 56814.9393 | 61565.1133 | 56882.3411 | 63612.815
[7 empty] | 62575.7463 | 71048.3941 | 63096.8744 | 67125.1181 | 63156.7226 | 67282.3669
[7 empty] | 70344.2138 | 79239.8661 | 71114.2781 | 75315.0235 | 70768.686 | 76062.0748
[7 empty] | 75411.1851 | 86137.4317 | 76591.483 | 81943.6483 | 75530.8167 | 83419.4543
[7 empty] | 78797.7931 | 89035.3921 | 79191.6026 | 85794.4747 | 78198.0643 | 86753.0578
[7 empty] | 79957.3694 | 90299.755 | 80075.5175 | 87332.2 | 79703.6738 | 89032.2732
[7 empty] | 80291.8805 | 91507.7421 | 80192.9735 | 88070.8238 | 79171.3344 | 89514.8526
[7 empty] | 80783.8708 | 91522.8807 | 80628.1987 | 88700.4468 | 80681.247 | 90705.0066
[7 empty] | 79585.2024 | 91853.8101 | 81317.5574 | 88954.4174 | 80138.3857 | 91110.6426
[7 empty] | 79217.9508 | 90748.5752 | 80564.8663 | 87939.5829 | 79313.4954 | 89632.5951
[7 empty] | 77518.5289 | 91485.9326 | 79005.2681 | 86397.3468 | 78599.8444 | 90563.5699
[7 empty] | 75925.4576 | 89960.0796 | 78093.0969 | 86649.6329 | 76514.6569 | 88710.9397
[7 empty] | 78703.3311 | 90643.6201 | 81909.6002 | 87407.219 | 78672.9231 | 89158.1586
[7 empty] | 82914.7457 | 93678.6613 | 83369.4237 | 89551.6283 | 81595.3695 | 91435.0773
[7 empty] | 81675.5132 | 93043.7787 | 82652.7393 | 89586.309 | 80918.1638 | 90122.6797
[7 empty] | 80590.3712 | 90488.1224 | 81411.5151 | 87156.754 | 80997.6563 | 87785.1995
[7 empty] | 78788.6112 | 86008.6323 | 77951.3323 | 82682.4356 | 77069.3456 | 82799.4095
[7 empty] | 72590.232 | 82087.7333 | 72209.481 | 77507.0024 | 71516.8677 | 79101.3824
[7 empty] | 67069.4472 | 78460.8335 | 66672.1063 | 74564.0756 | 66415.6318 | 75375.7228
[7 empty] | 63933.7075 | 74337.8258 | 64373.7124 | 70304.9959 | 62663.0784 | 71886.8085
[7 empty] | 60112.7444 | 71323.9335 | 60106.4708 | 66284.773 | 59336.3806 | 68713.0969
[7 empty] | 57831.6416 | 71724.761 | 57979.5971 | 63754.5949 | 58283.8179 | 69261.2537
[7 empty] | 57943.1737 | 70268.9043 | 57871.935 | 63527.9207 | 56502.3588 | 68239.6785
[7 empty] | 58488.5937 | 69872.315 | 59211.8242 | 65608.4064 | 58204.4745 | 66960.064
[7 empty] | 59735.5098 | 69672.6986 | 59456.7959 | 64411.5704 | 58557.5555 | 66828.9964
[7 empty] | 65159.9865 | 72717.4037 | 65516.9198 | 67365.2475 | 64331.8526 | 69633.2762
[7 empty] | 73421.1572 | 80543.3729 | 73395.7541 | 76113.5136 | 72198.3089 | 76897.4873
[7 empty] | 80149.1165 | 86929.7181 | 79875.134 | 82258.2187 | 77838.0794 | 84061.4521
[7 empty] | 83096.6085 | 90576.8521 | 83746.0369 | 86688.8039 | 82810.2877 | 89485.2842
[7 empty] | 86349.0442 | 92784.0003 | 85782.2973 | 87818.3987 | 84655.5526 | 90154.5918
[7 empty] | 85202.3985 | 92979.7405 | 85490.3549 | 87992.6315 | 85385.8609 | 90181.9481
[7 empty] | 86101.7799 | 93045.0349 | 86346.6492 | 88325.9887 | 85548.8613 | 91409.8652
[7 empty] | 84760.4291 | 93263.8969 | 87496.1614 | 89687.3835 | 85459.9997 | 91923.7019
[7 empty] | 81217.0845 | 92295.4806 | 87616.9736 | 88936.3878 | 86303.7442 | 92124.761
[7 empty] | 79172.9899 | 90921.1875 | 87239.7887 | 88509.3356 | 85105.6832 | 90149.2535
[7 empty] | 78929.4921 | 91385.1889 | 86031.8172 | 88189.1892 | 85054.6996 | 90042.741
[7 empty] | 81677.5357 | 92651.7289 | 88028.6197 | 89049.2874 | 85819.4672 | 90983.239
[7 empty] | 85206.6233 | 94692.2087 | 89814.3268 | 90913.9957 | 88066.2425 | 92953.6499
[7 empty] | 83796.746 | 94054.4898 | 88880.9324 | 90058.8578 | 87001.169 | 92172.3963
[7 empty] | 84147.5066 | 91784.4748 | 86263.8511 | 87425.8894 | 85351.7225 | 88453.4776
[7 empty] | 79829.8881 | 87435.386 | 81935.5613 | 83112.6424 | 80499.8856 | 83706.3908
[7 empty] | 73608.3953 | 83332.5016 | 76779.2471 | 78416.6746 | 74746.7396 | 80509.0335
[7 empty] | 67941.032 | 79140.3658 | 74048.5893 | 74629.0732 | 70245.5311 | 76975.3415
[7 empty] | 64829.1066 | 75060.3973 | 69810.2692 | 70188.0483 | 67518.8346 | 73306.648
[7 empty] | 61510.1529 | 71809.1987 | 65955.2729 | 66440.6626 | 62812.914 | 70115.5504
[7 empty] | 58352.006 | 70392.4811 | 63280.1623 | 63299.6204 | 60002.7849 | 70543.9173
[7 empty] | 57715.3656 | 68752.3418 | 63079.0567 | 63570.4224 | 60255.2195 | 69095.3623
[7 empty] | 58927.7976 | 67472.1388 | 64933.2235 | 65552.7113 | 61242.3689 | 67570.1728
[7 empty] | 59642.4969 | 66623.8739 | 64375.0288 | 64458.4814 | 62120.4522 | 67485.4669
[7 empty] | 64964.404 | 69386.1365 | 68488.4383 | 67261.0671 | 66084.9765 | 69914.6623
[7 empty] | 73039.0458 | 76615.1691 | 76279.7977 | 75606.6663 | 74160.3106 | 77367.6633
[7 empty] | 79934.8235 | 83442.3118 | 82495.9995 | 82056.4521 | 81116.0518 | 83817.1749
[7 empty] | 83559.6694 | 87755.1266 | 86430.68 | 86815.8049 | 84282.8743 | 88004.3817
[7 empty] | 84888.2911 | 89319.587 | 88129.3414 | 87494.4875 | 86833.3074 | 89624.5117
[7 empty] | 85350.9551 | 90447.4748 | 88641.1898 | 88051.4822 | 85435.0288 | 90941.5522
[7 empty] | 85642.6491 | 90157.5808 | 89061.4597 | 89411.1775 | 86146.3584 | 91679.8392
[7 empty] | 85405.1717 | 90813.0414 | 89339.2094 | 89926.7184 | 87440.5625 | 91671.8948
[7 empty] | 86340.5501 | 89644.7689 | 88325.7289 | 88263.3108 | 86711.06 | 90562.2878
[7 empty] | 85423.8335 | 88652.4143 | 87298.1498 | 88013.3006 | 86405.474 | 89379.2516
[7 empty] | 85468.2523 | 89047.9233 | 87843.475 | 87567.3887 | 85943.0278 | 90032.7888
[7 empty] | 85174.4816 | 89686.6439 | 88890.2133 | 88687.7647 | 86569.4861 | 91099.4955
[7 empty] | 87350.7936 | 92268.3015 | 89868.2821 | 90414.1527 | 88403.7984 | 93581.9097
[7 empty] | 85847.8502 | 92699.148 | 88365.292 | 89278.4543 | 87711.3684 | 92278.2227
[7 empty] | 83875.879 | 88787.9533 | 86762.992 | 86664.7509 | 85874.0764 | 89619.1472
[7 empty] | 79597.1304 | 84664.4284 | 82194.7981 | 82783.7112 | 81514.1661 | 85241.6888
[7 empty] | 74849.0995 | 81272.157 | 77636.2519 | 77500.2624 | 75991.4026 | 81853.4475
[7 empty] | 70501.541 | 77801.7845 | 74578.6527 | 74386.4342 | 72459.7335 | 78751.0839
[7 empty] | 67156.2723 | 73550.2339 | 70253.6282 | 69940.2338 | 68046.052 | 75027.1289
[7 empty] | 62591.5154 | 70843.895 | 66115.414 | 66225.7091 | 64033.7513 | 71635.9035
[7 empty] | 60931.4129 | 70947.9935 | 62992.7267 | 63642.3452 | 61577.7632 | 72381.6809
[7 empty] | 61054.9572 | 69214.0966 | 63097.0345 | 63800.1948 | 61733.4199 | 71433.3978
[7 empty] | 62499.6637 | 68341.9028 | 64766.6069 | 65531.1155 | 63976.1407 | 70161.8873
[7 empty] | 62929.626 | 67959.2683 | 63287.8182 | 64823.1679 | 63185.9667 | 70138.9204
[7 empty] | 67045.6452 | 71419.5482 | 67369.062 | 67177.8501 | 66894.6199 | 73127.5279
[7 empty] | 75575.0312 | 78644.4074 | 75222.5717 | 75652.7234 | 75288.693 | 80340.1762
[7 empty] | 82081.2526 | 85196.6614 | 82641.4804 | 81933.053 | 81702.0729 | 86733.5624
[7 empty] | 85776.0605 | 88978.3053 | 87076.2237 | 86634.1589 | 85990.5072 | 90444.93
[7 empty] | 87430.9174 | 90033.54 | 86737.3567 | 87041.868 | 87486.962 | 91634.9251
[7 empty] | 86813.0079 | 90716.9175 | 86651.1391 | 87270.9197 | 87304.5418 | 93853.0813
[7 empty] | 88776.0481 | 92047.3103 | 88401.4841 | 88121.7176 | 88179.1675 | 93561.3265
[7 empty] | 88784.6218 | 90424.288 | 88814.4961 | 88987.9187 | 88897.5562 | 93949.619
[7 empty] | 89321.134 | 90540.9291 | 87518.8245 | 87718.9129 | 88778.3536 | 92238.8697
[7 empty] | 87458.2973 | 90453.207 | 86790.9282 | 86795.1819 | 87460.0115 | 91999.4572
[7 empty] | 87267.7189 | 89902.7281 | 87578.7546 | 87803.7448 | 87574.5294 | 92316.98
[7 empty] | 88872.4909 | 89964.9416 | 88185.0321 | 88972.9354 | 88755.1043 | 91625.6401
[7 empty] | 89965.1843 | 91780.6926 | 90571.7479 | 91677.9103 | 91088.2562 | 95491.0207
[7 empty] | 88983.3933 | 92153.3718 | 90080.4875 | 89843.7985 | 90051.8735 | 93661.4469
[7 empty] | 86658.2757 | 89909.0589 | 86814.1356 | 87909.4693 | 87513.7239 | 90378.2198
[7 empty] | 82602.5183 | 84642.4889 | 82443.1912 | 83618.5586 | 83739.0641 | 86265.8008
[7 empty] | 77503.3512 | 80854.9711 | 77578.7836 | 79294.7807 | 79280.8936 | 81913.413
[7 empty] | 74274.9742 | 77388.3427 | 74308.5233 | 75366.1839 | 75805.3731 | 77994.6657
[7 empty] | 70178.0305 | 73193.1989 | 69874.735 | 70710.6112 | 71443.756 | 74685.8494
[7 empty] | 66432.4197 | 69938.7923 | 66056.2512 | 66655.6444 | 67637.3469 | 70997.1025
[7 empty] | 63644.024 | 67099.5171 | 62905.1939 | 64055.1823 | 64301.0706 | 69449.9377
[7 empty] | 63679.9721 | 65617.5429 | 62931.6756 | 64140.682 | 64470.6546 | 68032.9792
[7 empty] | 65329.7927 | 64633.1623 | 64867.5638 | 66030.9516 | 66416.8945 | 66474.6475
[7 empty] | 64123.5086 | 64297.4985 | 63895.9 | 65463.7917 | 65571.3096 | 66072.0913
[7 empty] | 67878.047 | 65839.0009 | 66861.1553 | 68884.3647 | 69190.7667 | 67743.7297
[7 empty] | 76187.2532 | 74026.3616 | 74681.7979 | 75897.3996 | 76370.252 | 76485.1431
[7 empty] | 82557.5358 | 80900.2407 | 81493.2504 | 82545.7905 | 82549.0307 | 84100.8477
[7 empty] | 86915.6313 | 84922.4802 | 85397.2266 | 86943.1749 | 86944.2777 | 87046.0566
[7 empty] | 88065.7475 | 85141.4905 | 87099.8703 | 87773.4391 | 87983.7639 | 88798.5466
[7 empty] | 87538.832 | 85792.9888 | 87305.8651 | 88600.5691 | 88670.405 | 89367.0933
[7 empty] | 89301.8166 | 86528.4157 | 87727.2211 | 88722.0642 | 88574.8654 | 89101.4574
[7 empty] | 89217.5611 | 87018.3755 | 88560.7906 | 89049.399 | 88032.723 | 90508.2238
[7 empty] | 88514.7409 | 86661.0594 | 87862.9561 | 88136.4752 | 88505.596 | 89254.2548
[7 empty] | 87619.6421 | 86264.8292 | 86770.9824 | 86496.1732 | 86986.933 | 89977.4386
[7 empty] | 87690.7334 | 84671.9295 | 85781.6118 | 87577.4579 | 86331.5737 | 87922.2795
[7 empty] | 88535.7384 | 85830.2365 | 86909.2839 | 88531.3042 | 88582.7671 | 88849.7611
[7 empty] | 91668.3104 | 87781.2937 | 87839.3489 | 90163.0122 | 89949.2624 | 91262.216
[7 empty] | 89995.0051 | 87611.2984 | 88460.2453 | 88821.2134 | 88567.8085 | 89051.8705
[7 empty] | 87867.2041 | 85060.3631 | 86212.5358 | 86444.0654 | 86329.8645 | 87231.001
[7 empty] | 83919.7299 | 81256.4928 | 82046.1013 | 82622.8176 | 82113.9531 | 82345.8378
[7 empty] | 78415.4298 | 76263.3365 | 76754.002 | 77076.6436 | 76306.7172 | 77913.0299
[7 empty] | 75121.9484 | 72841.4914 | 73856.8134 | 73321.0485 | 73150.8506 | 74828.3001
[7 empty] | 70616.7955 | 68233.8409 | 69427.5485 | 69099.0729 | 69165.8947 | 71615.9171
[7 empty] | 66477.4797 | 64966.7307 | 65184.1618 | 65226.6528 | 65331.4626 | 68545.9214
[7 empty] | 62532.9707 | 62563.9888 | 63836.447 | 62069.8798 | 60511.0423 | 68135.6929
[7 empty] | 61821.8755 | 61878.2227 | 63026.614 | 61260.8107 | 59650.9323 | 66038.2906
[7 empty] | 61413.5639 | 60299.3869 | 62889.4535 | 61153.33 | 59365.7091 | 63481.8992
[7 empty] | 59491.2904 | 58686.3104 | 61332.8829 | 59136.561 | 57558.6115 | 62143.5012
[7 empty] | 60813.9713 | 58155.2756 | 62789.1455 | 60525.4641 | 57390.766 | 62621.0213
[7 empty] | 61451.9954 | 59481.5533 | 63489.2959 | 61201.6473 | 58091.6412 | 61901.5519
[7 empty] | 65970.4319 | 61257.7906 | 68099.7628 | 66211.026 | 60115.3817 | 66345.5513
[7 empty] | 66943.1943 | 65156.3367 | 71236.1277 | 69486.7304 | 63711.808 | 69591.3449
[7 empty] | 71641.2843 | 70634.8047 | 76476.3042 | 73540.559 | 68499.7206 | 73889.4099
[7 empty] | 76068.7254 | 74244.4282 | 80498.3836 | 75589.4175 | 70850.6122 | 77382.55
[7 empty] | 76958.0924 | 73939.0765 | 82328.7807 | 77639.044 | 70681.7408 | 78741.9648
[7 empty] | 72378.3956 | 73104.651 | 81416.7513 | 77691.9351 | 70942.5195 | 78536.3478
[7 empty] | 70762.9188 | 73385.7541 | 81254.1779 | 76250.6212 | 69556.1674 | 77472.4477
[7 empty] | 67870.404 | 70268.6956 | 80262.1244 | 73475.1055 | 68433.1429 | 77060.7744
[7 empty] | 69856.5094 | 70742.0257 | 78363.685 | 74429.3296 | 69532.1305 | 77512.4508
[7 empty] | 72800.3869 | 70027.7516 | 80911.4662 | 75882.0454 | 69185.6856 | 78068.4434
[7 empty] | 75361.7506 | 69323.0388 | 82784.3911 | 78161.9939 | 68282.4466 | 80280.3251
[7 empty] | 75152.6072 | 73915.6398 | 81635.9113 | 78756.0959 | 71680.6202 | 77805.112
[7 empty] | 74120.3733 | 71444.5448 | 78770.0171 | 76297.1277 | 70145.9992 | 77461.1807
[7 empty] | 69303.2996 | 67322.9676 | 75696.4642 | 72273.5649 | 64950.626 | 73471.8544
[7 empty] | 67322.576 | 65321.3957 | 73278.6997 | 69389.4101 | 63305.046 | 70969.5512
[7 empty] | 65802.8798 | 62312.7703 | 69761.4195 | 67711.5776 | 61501.4746 | 68702.7894
[7 empty] | 64250.7144 | 62097.7918 | 67142.4069 | 65258.9872 | 60752.0829 | 65796.8871
[7 empty] | 61096.5516 | 58617.3771 | 64137.9916 | 62370.3897 | 58445.8825 | 62458.8603
[7 empty] | 56913.8881 | 56131.7669 | 63720.797 | 59191.1582 | 53773.6669 | 59640.1466
[7 empty] | 55265.2311 | 54125.8878 | 62765.2131 | 57820.871 | 52112.6754 | 57724.9879
[7 empty] | 53915.3312 | 53823.5099 | 62866.5512 | 57922.6046 | 51881.5492 | 57250.3684
[7 empty] | 54831.1551 | 53037.6859 | 62252.1858 | 57285.3741 | 53115.3973 | 57830.0018
[7 empty] | 55145.9817 | 54292.9398 | 62631.2386 | 58651.2157 | 53565.3589 | 57980.8533
[7 empty] | 56094.2135 | 53939.2725 | 63547.337 | 59000.9779 | 53213.6418 | 58853.6511
[7 empty] | 56896.6886 | 55491.8181 | 64367.3101 | 59702.5256 | 56722.0075 | 59373.9865
[7 empty] | 60747.8585 | 58824.1026 | 67628.6327 | 63427.0937 | 60111.4114 | 62658.5234
[7 empty] | 65081.8217 | 62864.1942 | 71894.594 | 68085.3973 | 64147.8152 | 68114.6673
[7 empty] | 68305.1349 | 66490.7718 | 76134.8974 | 70878.1151 | 66488.1417 | 70416.1806
[7 empty] | 70153.3966 | 68776.8069 | 78924.8509 | 73089.5885 | 70013.3418 | 73012.2917
[7 empty] | 71032.3087 | 70879.8255 | 80965.7585 | 73507.9038 | 71150.8982 | 73250.4954
[7 empty] | 66926.0871 | 70875.9546 | 80392.6218 | 72457.1153 | 67611.7428 | 73098.5446
[7 empty] | 67709.9835 | 69748.1532 | 78441.1238 | 71430.375 | 66941.2873 | 72019.196
[7 empty] | 67450.8417 | 70527.1687 | 79098.835 | 71467.4338 | 68192.8185 | 73052.2401
[7 empty] | 68793.3103 | 73116.9397 | 79564.3972 | 75558.8392 | 70942.1088 | 76372.3392
[7 empty] | 69103.2167 | 72719.9585 | 82194.3774 | 76403.7415 | 69862.8175 | 73905.2442
[7 empty] | 72982.0788 | 73191.8215 | 82756.7455 | 75877.2529 | 72327.0028 | 74995.3148
[7 empty] | 70885.4756 | 71353.6251 | 80458.5783 | 73204.953 | 70246.6806 | 72680.5203
[7 empty] | 68189.1235 | 67022.5265 | 78076.4808 | 68800.6715 | 65537.682 | 69379.0767
[7 empty] | 66327.03 | 65005.8993 | 74387.0691 | 65313.3216 | 65066.4158 | 66598.9544
[7 empty] | 64104.2242 | 62903.0046 | 72318.1919 | 62406.1064 | 62932.3965 | 63307.6553
[7 empty] | 62009.994 | 62321.1488 | 70027.8073 | 63297.9503 | 60776.6929 | 62835.8922
[7 empty] | 60142.4693 | 59589.3933 | 67917.1595 | 59582.7997 | 58635.2455 | 60142.5771
[7 empty] | 59690.9896 | 59495.3894 | 67697.5226 | 59672.0159 | 59854.648 | 58366.1007
[7 empty] | 59303.7162 | 58736.1393 | 66552.3555 | 59043.8773 | 59321.8451 | 57218.7573
[7 empty] | 59697.0065 | 59195.7692 | 66798.9286 | 59279.3454 | 59928.3332 | 57332.4931
[7 empty] | 60390.4049 | 60026.1859 | 66605.9889 | 60623.3051 | 60763.2234 | 57459.6755
[7 empty] | 66040.4764 | 65066.0464 | 72763.0939 | 66034.4827 | 66325.7265 | 63659.468
[7 empty] | 74525.9121 | 74054.2515 | 80703.2785 | 74479.7783 | 74724.8837 | 71480.9896
[7 empty] | 81139.0958 | 80886.027 | 87603.3512 | 81360.547 | 81118.9579 | 76041.4508
[7 empty] | 85735.305 | 84927.418 | 91450.9043 | 84778.0494 | 85497.5874 | 79273.7639
[7 empty] | 86561.3993 | 86668.0701 | 93095.749 | 85855.629 | 86847.1198 | 80495.5001
[7 empty] | 86502.5844 | 85634.721 | 93164.1763 | 86288.4581 | 86790.8975 | 79850.0528
[7 empty] | 87748.2839 | 86338.5904 | 95078.5331 | 87230.4971 | 87925.8199 | 83657.7173
[7 empty] | 86645.0634 | 86843.3716 | 94013.5754 | 87612.7619 | 87943.7176 | 86641.5286
[7 empty] | 86171.7066 | 86707.3602 | 93145.1126 | 87180.6997 | 87592.4583 | 86454.5348
[7 empty] | 84945.4144 | 85819.8157 | 91081.0005 | 86290.0747 | 86463.2152 | 84854.7144
[7 empty] | 86403.0404 | 85912.9688 | 91827.4375 | 85849.8021 | 86830.7524 | 83907.4274
[7 empty] | 86572.5029 | 86024.1938 | 92260.972 | 86842.1614 | 87860.2235 | 84662.2498
[7 empty] | 88204.944 | 87488.7406 | 95413.0122 | 89396.156 | 89538.9457 | 86285.8472
[7 empty] | 86903.5103 | 86848.879 | 94519.625 | 88803.977 | 88775.8672 | 86590.0317
[7 empty] | 85375.8664 | 84642.3964 | 92630.7853 | 86277.4669 | 86362.6614 | 84155.2404
[7 empty] | 81122.733 | 80591.854 | 87756.124 | 82769.2202 | 81930.3267 | 80489.9905
[7 empty] | 75732.8351 | 75675.0707 | 84693.578 | 77701.9074 | 76975.277 | 75468.6389
[7 empty] | 72466.0682 | 72226.4076 | 80593.2871 | 75027.968 | 73821.2171 | 72248.8038
[7 empty] | 68373.0662 | 67870.75 | 76593.9811 | 69637.5867 | 69391.2367 | 67592.861
[7 empty] | 64672.5446 | 63805.3973 | 74035.597 | 65373.5595 | 65675.6557 | 63966.2472
[7 empty] | 61816.0457 | 60370.8231 | 73392.6628 | 61991.5716 | 62905.0251 | 61788.9773
[7 empty] | 62454.7534 | 60313.4575 | 72185.4296 | 62130.5553 | 63401.441 | 62167.237
[7 empty] | 64748.367 | 62087.2263 | 70948.141 | 63820.1573 | 65431.6534 | 64176.0527
[7 empty] | 63029.1828 | 58577.1217 | 70873.1803 | 61777.9446 | 63719.2159 | 62939.3778
[7 empty] | 66770.0603 | 64142.6106 | 74085.7077 | 65397.612 | 67543.2653 | 66282.8254
[7 empty] | 74867.3459 | 72032.4474 | 81264.0306 | 73678.2741 | 75678.5496 | 74782.6289
[7 empty] | 81868.7351 | 76854.1269 | 88207.6333 | 80363.1016 | 82694.509 | 82127.1288
[7 empty] | 86836.478 | 79861.3753 | 91889.2074 | 84312.909 | 86847.2611 | 86875.9736
[7 empty] | 87168.8886 | 81615.9365 | 94088.0561 | 85343.2021 | 87697.2912 | 87560.0151
[7 empty] | 86833.6567 | 80558.2681 | 95421.4859 | 85171.3238 | 88290.0197 | 88210.8433
[7 empty] | 88962.7297 | 83911.3995 | 95244.3809 | 86550.7975 | 88549.7256 | 88581.0445
[7 empty] | 88832.779 | 82921.5733 | 94236.353 | 87673.3526 | 89757.902 | 89839.3896
[7 empty] | 87994.223 | 81842.6851 | 93290.4225 | 87697.3067 | 88378.9706 | 89013.4283
[7 empty] | 87988.0639 | 80690.9642 | 92690.6749 | 86318.9651 | 87449.4142 | 87603.3952
[7 empty] | 87570.7946 | 79583.2102 | 92848.155 | 86385.7795 | 88032.6145 | 87629.29
[7 empty] | 88846.679 | 82923.7426 | 94053.1038 | 86122.6928 | 89547.7502 | 89334.9342
[7 empty] | 88986.227 | 85364.5451 | 96892.0636 | 88922.9728 | 91803.5444 | 91057.553
[7 empty] | 88419.5596 | 84035.7907 | 95362.9299 | 89116.5999 | 90505.5839 | 89666.6702
[7 empty] | 87116.4558 | 83382.0114 | 92520.4648 | 87127.9722 | 88002.2102 | 87986.9536
[7 empty] | 82255.1137 | 81022.4486 | 88206.6909 | 82303.2842 | 84227.7371 | 83659.7676
[7 empty] | 77105.0077 | 75149.7283 | 85009.5568 | 77350.5647 | 78310.4758 | 79346.403
[7 empty] | 73933.3653 | 71713.124 | 81072.1065 | 74585.126 | 74812.62 | 75829.2208
[7 empty] | 69712.7829 | 67175.2439 | 77143.3466 | 69395.7675 | 70008.4498 | 71028.9628
[7 empty] | 65787.293 | 63204.2667 | 73479.0917 | 65051.4891 | 65883.3528 | 66962.8762
[7 empty] | 61869.07 | 59664.8507 | 72599.4641 | 61886.6869 | 62180.8244 | 67522.5103
[7 empty] | 62217.0164 | 60081.6608 | 71218.1892 | 62267.0113 | 62151.0302 | 66870.6054
[7 empty] | 64233.916 | 62460.9835 | 69441.257 | 64408.9875 | 63787.1501 | 67256.3646
[7 empty] | 62350.3486 | 58953.6134 | 69358.2676 | 62908.6728 | 60327.9287 | 67063.2105
[7 empty] | 66118.0776 | 64447.4179 | 72481.0417 | 65878.6657 | 65257.3437 | 70710.8183
[7 empty] | 73671.2314 | 72355.3568 | 79428.1009 | 73788.9453 | 72959.8235 | 78318.2799
[7 empty] | 80248.1968 | 77762.3116 | 86027.071 | 79967.0717 | 80066.5758 | 84470.3081
[7 empty] | 84342.2204 | 81147.1763 | 89803.5227 | 85597.2941 | 83868.1038 | 88622.5274
[7 empty] | 85191.4603 | 84421.2305 | 90471.7162 | 86724.0724 | 85834.1225 | 90439.4732
[7 empty] | 85027.3871 | 84864.3759 | 93653.4586 | 86330.0859 | 86436.0693 | 91195.6806
[7 empty] | 87333.2704 | 85536.8504 | 92375.6287 | 86763.5219 | 86605.2678 | 91710.2104
[7 empty] | 86582.2692 | 86697.0104 | 91527.1217 | 88528.4492 | 87417.9202 | 92012.5767
[7 empty] | 86711.9271 | 86438.338 | 91733.7749 | 87930.3275 | 87039.8022 | 90881.0254
[7 empty] | 85685.9782 | 85995.4497 | 89363.3238 | 86412.9312 | 87241.803 | 90294.0858
[7 empty] | 84305.8623 | 85616.149 | 89533.7406 | 86587.1471 | 86445.7822 | 90590.6528
[7 empty] | 84982.8712 | 85733.43 | 90350.7515 | 87493.2251 | 86715.5765 | 91743.2962
[7 empty] | 88019.0239 | 87507.1867 | 92966.1208 | 88467.5525 | 87498.9947 | 94165.679
[7 empty] | 86770.8238 | 86773.6237 | 91214.9094 | 87792.173 | 87757.4868 | 92140.8104
[7 empty] | 84865.3214 | 85021.5141 | 89283.4041 | 85602.2584 | 85194.917 | 89283.4917
[7 empty] | 80555.1639 | 81448.3341 | 84554.6309 | 81598.9723 | 81038.9098 | 84979.6478
[7 empty] | 74851.6898 | 75878.8018 | 80299.7594 | 76431.0585 | 75862.9948 | 79743.2938
[7 empty] | 71486.7453 | 71388.9399 | 76572.9518 | 73303.495 | 72950.1277 | 75928.0191
[7 empty] | 67798.0945 | 67253.8325 | 72963.6154 | 69255.4578 | 68809.7332 | 71526.8812
[7 empty] | 64048.1929 | 63695.6582 | 69997.4495 | 65290.5889 | 65054.6185 | 67391.9328
[7 empty] | 60872.1836 | 60660.9822 | 68875.9358 | 63431.6649 | 63133.3597 | 65264.8647
[7 empty] | 61563.4204 | 61923.7806 | 67418.4851 | 63805.6026 | 63079.5103 | 64875.8567
[7 empty] | 63368.7841 | 63683.4745 | 65892.2061 | 65936.8716 | 65092.8937 | 65128.5347
[7 empty] | 61995.4206 | 62469.6296 | 65626.1756 | 65382.6764 | 64417.7612 | 64771.3717
[7 empty] | 65652.4684 | 66528.8923 | 67531.7699 | 69202.63 | 67109.9558 | 67134.2132
[7 empty] | 73817.7294 | 75268.0838 | 75333.0506 | 77713.9018 | 75838.8691 | 75712.8872
[7 empty] | 80699.7331 | 81938.7979 | 82487.1186 | 83417.781 | 82422.7755 | 82697.8371
[7 empty] | 84591.8126 | 85444.4782 | 86863.1844 | 87234.9981 | 86448.7393 | 86315.2112
[7 empty] | 86474.1157 | 87621.4289 | 88265.6903 | 88681.4625 | 87491.773 | 88069.284
[7 empty] | 85811.3562 | 87138.8221 | 88704.6042 | 88943.6045 | 87534.6412 | 89048.3507
[7 empty] | 86564.1603 | 87235.6584 | 88541.1398 | 89755.8087 | 88437.6966 | 89320.285
[7 empty] | 86697.2864 | 88529.8474 | 88919.1724 | 90457.7631 | 89220.7963 | 91247.3174
[7 empty] | 87436.5881 | 87778.3574 | 88489.2212 | 89957.4611 | 88728.1834 | 89554.9938
[7 empty] | 86386.2693 | 86267.301 | 87982.4503 | 89022.8096 | 86926.007 | 88177.6439
[7 empty] | 84905.0284 | 86469.108 | 87622.1772 | 89829.1013 | 87129.544 | 88747.1965
[7 empty] | 84900.1247 | 86069.5382 | 88704.0568 | 89008.1187 | 88566.8724 | 90057.2902
[7 empty] | 87296.8103 | 87292.8492 | 89779.5902 | 92003.0044 | 90432.1626 | 91020.156
[7 empty] | 86694.0115 | 87145.014 | 88848.4505 | 90105.6547 | 89231.0604 | 90277.2831
[7 empty] | 84759.6992 | 86460.0491 | 86405.6764 | 88852.8683 | 86639.8412 | 87880.5072
[7 empty] | 81565.3551 | 82133.4366 | 81682.5369 | 83797.4954 | 82713.9365 | 83823.8191
[7 empty] | 75580.5945 | 76668.6305 | 76744.0441 | 78877.7227 | 78300.3671 | 78712.0234
[7 empty] | 72155.2927 | 73796.5691 | 73102.2984 | 75633.7527 | 74849.8662 | 75237.3963
[7 empty] | 68085.1182 | 69572.3642 | 69808.1955 | 70618.9884 | 70601.568 | 70838.7995
[7 empty] | 64370.9383 | 65528.3315 | 66051.7481 | 66786.0505 | 66658.4333 | 66783.9572
[7 empty] | 61315.1331 | 62642.3884 | 65666.9736 | 63725.3009 | 63170.3442 | 65603.4305
[7 empty] | 62015.9171 | 62934.6668 | 64555.1361 | 63697.318 | 63337.2275 | 65064.8463
[7 empty] | 63718.6441 | 64404.0706 | 64042.5497 | 65474.6041 | 65455.0435 | 65406.4605
[7 empty] | 62453.1845 | 63029.3425 | 61019.5733 | 64331.2432 | 64677.0131 | 65047.8012
[7 empty] | 66281.481 | 66533.6259 | 65383.5198 | 67276.7127 | 67523.6869 | 67285.0665
[7 empty] | 74528.3481 | 74821.6607 | 73416.6029 | 74950.9741 | 75365.4015 | 75786.7128
[7 empty] | 80820.6943 | 81234.1151 | 81009.5277 | 82001.4183 | 82049.0929 | 82641.7453
[7 empty] | 85132.1746 | 85787.4562 | 85587.4305 | 86354.9441 | 86342.391 | 86910.5336
[7 empty] | 86348.5157 | 87222.0479 | 86430.2343 | 87597.3262 | 87251.2859 | 88642.4716
[7 empty] | 86633.3863 | 87215.3003 | 86941.4048 | 88296.1807 | 87391.2616 | 89045.3258
[7 empty] | 87405.2549 | 88516.4058 | 88528.8269 | 88667.9569 | 88129.6029 | 90800.1763
[7 empty] | 87922.4446 | 88280.7385 | 90066.6738 | 90793.2388 | 88664.0088 | 90229.7325
[7 empty] | 87820.1335 | 88246.1688 | 87757.0909 | 89592.3504 | 88107.8759 | 89847.157
[7 empty] | 86368.866 | 87377.0507 | 88502.6515 | 89250.9871 | 87443.2169 | 88370.5767
[7 empty] | 86577.9772 | 86141.474 | 88684.4612 | 88583.9932 | 87038.8385 | 88660.6037
[7 empty] | 87708.0801 | 88506.7018 | 89354.7131 | 88878.4156 | 86864.6378 | 89852.5884
[7 empty] | 88288.1595 | 90267.5174 | 91459.0502 | 90724.6369 | 88210.9234 | 92020.0672
[7 empty] | 87461.0288 | 88976.1408 | 90478.0918 | 89986.1325 | 88590.1316 | 90204.7468
[7 empty] | 85935.6942 | 85878.8064 | 87456.6333 | 87259.3727 | 86037.21 | 88098.723
[7 empty] | 82569.0652 | 81892.9704 | 82597.9595 | 83148.6141 | 82166.5585 | 83994.0041
[7 empty] | 76248.1561 | 76685.1833 | 78636.6884 | 78263.406 | 76577.9726 | 79563.5236
[7 empty] | 72686.1849 | 73484.1713 | 76096.1451 | 75402.9032 | 73731.2577 | 75929.1267
[7 empty] | 68881.457 | 69506.6022 | 71964.8668 | 70802.905 | 69196.9934 | 71268.718
[7 empty] | 65013.2788 | 65671.1317 | 68122.0288 | 66976.0895 | 65593.2925 | 67667.2436
[7 empty] | 61507.0494 | 62869.5985 | 69070.6362 | 67569.4474 | 62670.1295 | 65278.5756
[7 empty] | 60967.201 | 62140.3461 | 67135.3766 | 66050.3276 | 62312.9943 | 63831.2597
[7 empty] | 60404.5964 | 61709.3209 | 64556.5183 | 65096.8143 | 61992.0126 | 62181.848
[7 empty] | 57921.3254 | 59747.6184 | 63316.4203 | 64476.1092 | 59157.4451 | 61337.7248
[7 empty] | 58335.3351 | 59702.3526 | 63194.282 | 64573.3507 | 59594.7687 | 60910.5779
[7 empty] | 58908.6233 | 61374.6215 | 64528.9157 | 65718.8569 | 61779.9957 | 61220.943
[7 empty] | 63282.5438 | 65940.3055 | 67890.4847 | 69349.4782 | 67428.3581 | 63348.4557
[7 empty] | 65705.3125 | 67781.473 | 70731.4831 | 71976.6081 | 69492.0107 | 66890.0571
[7 empty] | 70253.147 | 72511.5204 | 76004.4775 | 77285.4008 | 74696.9981 | 74217.3769
[7 empty] | 73318.6892 | 77666.8738 | 79377.3001 | 80449.8797 | 78569.6858 | 76279.2894
[7 empty] | 75960.7435 | 79709.9488 | 79772.2238 | 81113.0516 | 78461.4959 | 77243.2931
[7 empty] | 75196.9154 | 78469.783 | 79818.7577 | 79434.4913 | 77613.7668 | 75895.3357
[7 empty] | 73826.6656 | 77839.9538 | 78805.9752 | 79270.2091 | 76213.0541 | 76700.7064
[7 empty] | 71719.8172 | 77316.5912 | 78485.098 | 78729.3208 | 72815.3542 | 74724.7864
[7 empty] | 73501.1963 | 76809.4285 | 77490.3473 | 78810.002 | 75192.1074 | 73971.9481
[7 empty] | 74607.8427 | 78521.9165 | 78413.0903 | 80334.8275 | 76594.2498 | 75647.3664
[7 empty] | 76130.7445 | 80403.6423 | 81660.1428 | 83203.2785 | 80150.2474 | 79552.0002
[7 empty] | 75110.4358 | 80095.2982 | 80309.5401 | 80589.8394 | 79451.4766 | 77292.6394
[7 empty] | 72796.6764 | 77426.7721 | 77918.0335 | 79075.0616 | 76878.8531 | 74983.1322
[7 empty] | 66858.1757 | 74248.9821 | 73787.8252 | 75482.6008 | 72171.7643 | 71488.334
[7 empty] | 65101.6094 | 70712.8279 | 71283.2421 | 72721.4122 | 69272.8593 | 69479.5441
[7 empty] | 63043.5645 | 69040.7156 | 69796.8821 | 70782.2586 | 67518.6022 | 67477.6493
[7 empty] | 62031.8666 | 66273.0849 | 66765.1338 | 68219.506 | 65314.946 | 64807.8421
[7 empty] | 59249.5263 | 63085.6908 | 63762.9828 | 65132.07 | 62548.2755 | 62170.2182
[7 empty] | 54318.814 | 60142.9788 | 62039.6979 | 63781.1714 | 59185.1186 | 60836.9935
[7 empty] | 52296.3386 | 57539.0032 | 59921.4194 | 62460.4605 | 58860.5499 | 59502.516
[7 empty] | 52114.4013 | 56642.684 | 59324.3491 | 61327.2798 | 58546.8267 | 58382.0219
[7 empty] | 53832.2877 | 57566.8336 | 59318.2319 | 60637.1308 | 58277.6715 | 57579.204
[7 empty] | 54725.461 | 56511.9692 | 60136.6148 | 62044.2305 | 59233.2335 | 58913.253
[7 empty] | 54921.7382 | 57918.9234 | 61105.6865 | 62865.7148 | 59764.6656 | 59583.3384
[7 empty] | 56246.7302 | 59425.2017 | 61121.4776 | 63781.8942 | 61155.243 | 59963.1457
[7 empty] | 61815.7481 | 63945.0664 | 64722.8801 | 66666.8687 | 64408.9134 | 63550.6129
[7 empty] | 65452.759 | 67854.0695 | 70279.4969 | 71954.4513 | 69097.9738 | 68279.6519
[7 empty] | 68146.3864 | 71010.3164 | 73174.8598 | 73577.7744 | 72691.2889 | 71324.1178
[7 empty] | 72354.7358 | 74727.3631 | 77137.7619 | 76301.6891 | 73724.6835 | 75582.5165
[7 empty] | 73184.2343 | 74794.0367 | 75820.3058 | 77828.4898 | 74893.2467 | 74166.9941
[7 empty] | 72214.005 | 74468.0061 | 76487.5322 | 76100.1869 | 74540.8936 | 72623.2558
[7 empty] | 70356.733 | 74369.1757 | 75084.1267 | 75565.5849 | 73371.324 | 73787.9264
[7 empty] | 71640.0232 | 74883.9683 | 75410.9026 | 76130.6433 | 73977.0868 | 74700.3487
[7 empty] | 75534.6905 | 77935.7516 | 76510.4688 | 78689.1879 | 77136.918 | 77588.0773
[7 empty] | 75059.2889 | 78340.253 | 79131.4179 | 81040.8866 | 79373.6168 | 78431.5301
[7 empty] | 74409.3048 | 77919.5771 | 80022.6816 | 82841.9103 | 78963.5357 | 77441.1917
[7 empty] | 72208.2257 | 75888.0084 | 78495.008 | 80610.1694 | 77153.303 | 75683.9295
[7 empty] | 66873.377 | 71944.7514 | 74256.9871 | 77715.0395 | 73893.1024 | 72256.2756
[7 empty] | 65173.1532 | 68972.0596 | 71895.4819 | 75698.4134 | 70680.796 | 69007.2974
[7 empty] | 63625.5982 | 67360.5713 | 70381.0459 | 73557.074 | 69342.1675 | 66980.9457
[7 empty] | 62574.5198 | 64993.6805 | 67665.2986 | 70243.4481 | 66614.0058 | 64903.5533
[7 empty] | 59274.8533 | 62626.876 | 65272.8547 | 68221.6815 | 62998.7135 | 62570.1633
[7 empty] | 60002.2715 | 62222.421 | 65336.9262 | 68174.6008 | 63471.4084 | 62032.7644
[7 empty] | 59386.9897 | 61578.9219 | 64472.7626 | 67100.1625 | 62212.153 | 60765.0973
[7 empty] | 59605.4814 | 61770.9509 | 64655.3913 | 67609.3574 | 62391.4728 | 60842.9431
[7 empty] | 60789.9368 | 63293.2377 | 64748.1323 | 67409.0854 | 64025.0062 | 62367.5127
[7 empty] | 66606.2017 | 69446.096 | 70836.8502 | 73367.2484 | 70060.7178 | 67526.6759
[7 empty] | 75049.772 | 77157.4202 | 78569.4927 | 81104.3925 | 77658.5901 | 75775.9702
[7 empty] | 81730.2448 | 83565.8429 | 84878.2972 | 88241.5907 | 84184.8538 | 83002.4426
[7 empty] | 86115.7105 | 87794.5496 | 89175.7618 | 91519.8489 | 88360.9715 | 87375.8078
[7 empty] | 86851.9622 | 90254.2761 | 92181.3092 | 93199.6865 | 90107.4536 | 88832.4794
[7 empty] | 87599.68 | 90786.8583 | 92055.4892 | 94246.9291 | 91002.4675 | 89133.258
[7 empty] | 89027.0058 | 91800.666 | 92051.2802 | 94834.4576 | 90993.1791 | 89010.4837
[7 empty] | 90201.9119 | 91227.1701 | 92567.2323 | 95355.5134 | 91579.8766 | 90099.6244
[7 empty] | 89400.3906 | 90857.8664 | 91424.5037 | 94137.4652 | 90031.8937 | 89991.8693
[7 empty] | 88368.1644 | 90387.6132 | 90151.0495 | 92461.1732 | 88319.852 | 88846.3711
[7 empty] | 88585.7307 | 89804.8614 | 90168.5552 | 92665.9175 | 88318.0634 | 88318.2716
[7 empty] | 89528.3452 | 91503.8264 | 90979.3584 | 93403.0545 | 90528.0053 | 89752.3695
[7 empty] | 90471.2258 | 93737.2217 | 92693.4339 | 94962.8173 | 93026.9232 | 91784.6729
[7 empty] | 90121.6543 | 92222.9651 | 91565.7225 | 94477.156 | 91136.5036 | 89743.5316
[7 empty] | 87374.3031 | 90239.4441 | 89419.7897 | 91925.8905 | 89313.0083 | 86885.4303
[7 empty] | 82409.8477 | 85630.025 | 84775.5421 | 87733.5579 | 83963.5985 | 83738.4284
[7 empty] | 77250.5838 | 80921.4794 | 80863.8749 | 83515.2675 | 79591.6138 | 78759.369
[7 empty] | 73977.931 | 77724.9792 | 77556.3146 | 79957.8178 | 76010.1558 | 74691.0997
[7 empty] | 69205.1725 | 72663.6055 | 73079.5538 | 75667.4627 | 71854.7669 | 69765.7227
[7 empty] | 65182.3812 | 68661.0758 | 69326.1737 | 72195.4567 | 67493.5965 | 65468.6688
[7 empty] | 62918.3269 | 67662.9945 | 69176.0256 | 71870.7265 | 65658.2997 | 62638.4609
[7 empty] | 63046.6521 | 67360.3434 | 67979.3392 | 70374.7625 | 65392.4581 | 61991.2893
[7 empty] | 65053.9069 | 67498.5615 | 67075.9083 | 68925.0804 | 65828.6468 | 63244.8015
[7 empty] | 64022.4121 | 66980.4324 | 66511.5554 | 68461.422 | 65397.0995 | 60702.5949
[7 empty] | 66934.3023 | 70530.3018 | 69710.3129 | 71367.8252 | 67685.2895 | 65098.4914
[7 empty] | 75672.7879 | 77978.5572 | 76864.8833 | 78592.7725 | 76055.5236 | 73172.5926
[7 empty] | 82723.4528 | 85502.7422 | 84110.9593 | 85872.3337 | 82951.47 | 80080.5517
[7 empty] | 86740.54 | 89414.4088 | 87992.7712 | 89597.4352 | 87598.4705 | 84768.7253
[7 empty] | 88383.5067 | 90448.2607 | 89668.5498 | 90755.3338 | 88353.1168 | 86151.0424
[7 empty] | 88952.8577 | 91888.5838 | 90575.4502 | 92371.1228 | 89254.8568 | 86377.6346
[7 empty] | 90308.5098 | 92984.1452 | 91107.7136 | 93635.9819 | 89535.211 | 84375.4546
[7 empty] | 91683.8019 | 93239.8452 | 92699.4222 | 93438.3833 | 90847.2537 | 84123.1422
[7 empty] | 91306.6435 | 92521.9224 | 91569.6583 | 91616.473 | 89470.5718 | 86301.8803
[7 empty] | 90010.1429 | 90625.8112 | 90066.9374 | 91812.4944 | 89114.4518 | 86162.0531
[7 empty] | 89828.0433 | 90611.2382 | 89739.5881 | 90871.2187 | 88354.9238 | 85969.9522
[7 empty] | 89993.6737 | 92143.9491 | 91484.9806 | 90961.9606 | 89807.8463 | 86151.4447
[7 empty] | 91647.8734 | 93557.7358 | 93356.5253 | 93504.7246 | 90315.9796 | 87360.7315
[7 empty] | 90483.6299 | 92871.8302 | 91816.1556 | 92945.8181 | 89476.7988 | 87300.9426
[7 empty] | 87940.6009 | 90958.7209 | 89503.272 | 89843.9726 | 86963.9802 | 85445.8708
[7 empty] | 83937.0966 | 86447.8019 | 85484.2416 | 85133.8837 | 82710.9798 | 81142.475
[7 empty] | 79195.3395 | 81854.0656 | 81734.173 | 80824.478 | 77464.8206 | 75202.356
[7 empty] | 76200.8483 | 77278.5614 | 77643.0911 | 77557.9552 | 74728.9305 | 72234.1293
[7 empty] | 71275.0961 | 72587.0225 | 73934.6309 | 73419.911 | 70083.7673 | 67639.7724
[7 empty] | 67556.9332 | 69111.8444 | 70122.0883 | 69357.2127 | 65499.3284 | 63836.4908
[7 empty] | 66041.4885 | 67195.3673 | 71156.1071 | 68723.0061 | 64337.6651 | 61284.5642
[7 empty] | 65843.1194 | 66877.8244 | 69457.9289 | 67128.9675 | 64165.4575 | 61627.8678
[7 empty] | 68012.9055 | 67069.1289 | 68484.1676 | 66199.1102 | 64535.6438 | 63576.2073
[7 empty] | 67708.3281 | 66993.1782 | 68238.8602 | 65857.0253 | 64042.9366 | 61487.3125
[7 empty] | 71996.5184 | 70140.7367 | 71808.8264 | 68104.3474 | 66715.7916 | 65724.6143
[7 empty] | 79697.0386 | 77680.2586 | 78809.2693 | 76292.379 | 75006.5027 | 73870.8273
[7 empty] | 86360.8636 | 84894.909 | 86001.1405 | 83302.1998 | 81573.5289 | 81173.5782
[7 empty] | 90457.2286 | 88960.7749 | 89744.8562 | 87228.4966 | 86803.7951 | 85491.0786
[7 empty] | 91835.4376 | 91277.1756 | 92508.319 | 88727.4174 | 88109.9517 | 86410.8873
[7 empty] | 92659.9286 | 91325.5683 | 93209.4017 | 91505.3103 | 89282.1791 | 87911.5886
[7 empty] | 93219.1468 | 92050.1932 | 94820.5117 | 90992.9217 | 89161.2317 | 87113.4453
[7 empty] | 94483.8854 | 92070.3821 | 93961.3255 | 91995.4177 | 90121.1947 | 87623.1423
[7 empty] | 93782.1961 | 92316.6085 | 93130.6951 | 92707.4846 | 89352.3458 | 88319.686
[7 empty] | 91649.1223 | 90976.6639 | 93376.8782 | 90282.8333 | 88012.4706 | 85918.9878
[7 empty] | 91240.5676 | 90711.6057 | 93517.175 | 90225.981 | 87932.6824 | 86091.8115
[7 empty] | 92769.4766 | 91852.0088 | 93917.3088 | 90910.3574 | 90345.3602 | 86949.4817
[7 empty] | 94111.6071 | 94233.4894 | 96123.6792 | 92419.6626 | 91476.5452 | 89382.792
[7 empty] | 94232.0183 | 92778.7466 | 95954.0614 | 91437.0747 | 90557.951 | 89086.066
[7 empty] | 91719.4223 | 91645.6378 | 92951.0468 | 88313.5047 | 87139.8523 | 86986.2585
[7 empty] | 87747.9778 | 86117.7832 | 88115.9852 | 83833.5699 | 82956.8997 | 82701.5648
[7 empty] | 83147.2048 | 81565.7018 | 84755.0738 | 79887.2855 | 77861.6652 | 77442.9847
[7 empty] | 79328.5861 | 77685.4789 | 80514.8331 | 76141.1929 | 74435.0947 | 74332.212
[7 empty] | 74511.2002 | 72622.8407 | 76013.6049 | 72361.9066 | 69664.4246 | 69558.8558
[7 empty] | 70315.2712 | 69104.1247 | 72304.6541 | 67829.379 | 65492.6113 | 65731.1769
[7 empty] | 68731.4503 | 67865.5658 | 73423.5338 | 67758.8247 | 62191.9922 | 63256.0715
[7 empty] | 67998.3446 | 67112.2944 | 72261.7587 | 66279.4267 | 62024.4398 | 63516.6526
[7 empty] | 68248.3013 | 66945.292 | 70566.2369 | 65660.3117 | 64142.7873 | 65464.2997
[7 empty] | 68077.1079 | 67129.3324 | 70451.6025 | 65692.7517 | 62054.6347 | 64412.9587
[7 empty] | 71845.3729 | 70282.5261 | 73912.0552 | 67818.0502 | 65707.944 | 67461.1704
[7 empty] | 79419.2215 | 78033.1963 | 81597.2669 | 76452.1269 | 73656.2795 | 76150.2698
[7 empty] | 85985.5029 | 84806.5773 | 88241.4635 | 83527.7659 | 80856.3386 | 83335.4013
[7 empty] | 91006.4752 | 89626.9056 | 91832.8667 | 87556.1626 | 85982.3121 | 87009.8566
[7 empty] | 92649.0244 | 89788.6505 | 94328.9913 | 89833.112 | 87552.4855 | 89043.0221
[7 empty] | 93082.9324 | 90812.2958 | 96419.2566 | 90389.9552 | 87099.9589 | 89427.2743
[7 empty] | 93162.4246 | 92695.8828 | 96718.6948 | 91501.8484 | 89454.0843 | 89630.9605
[7 empty] | 94146.2531 | 93155.1894 | 96739.668 | 91527.4957 | 90782.0908 | 92027.7142
[7 empty] | 92974.4532 | 92586.5128 | 96368.0216 | 91954.4829 | 90198.6113 | 91529.0764
[7 empty] | 91888.0902 | 93628.3341 | 96335.0539 | 90180.1681 | 89164.4581 | 88957.5253
[7 empty] | 92551.5779 | 92413.3898 | 94744.3337 | 90988.4724 | 89561.4036 | 89108.8161
[7 empty] | 93611.4674 | 93254.801 | 94906.4233 | 91822.5024 | 90430.4789 | 91009.7362
[7 empty] | 95895.9306 | 95397.9018 | 98903.3151 | 93562.3141 | 92498.8811 | 92541.0303
[7 empty] | 95121.6897 | 94907.4411 | 97633.298 | 94000.2947 | 91712.5577 | 91725.7789
[7 empty] | 92185.4677 | 91343.7081 | 94704.3712 | 90753.8109 | 88941.743 | 89359.1807
[7 empty] | 88059.2202 | 86747.9846 | 89313.8087 | 85702.6466 | 84611.9044 | 84585.2868
[7 empty] | 83523.9745 | 82920.9941 | 85850.8546 | 82322.1053 | 78986.6054 | 79718.6643
[7 empty] | 79566.6673 | 79269.9378 | 82962.9443 | 78643.115 | 75989.1018 | 76765.164
[7 empty] | 75364.8745 | 75239.2986 | 79078.73 | 74541.4216 | 70855.9106 | 71196.5056
[7 empty] | 71432.1834 | 70782.4621 | 75692.1135 | 70057.8425 | 66335.5645 | 67171.4808
[7 empty] | 70650.852 | 69960.6965 | 74597.8634 | 70424.9868 | 65867.6537 | 64216.3802
[7 empty] | 69804.1373 | 68781.9427 | 73995.7792 | 69024.5465 | 64691.9981 | 64276.9705
[7 empty] | 68948.6659 | 67998.3731 | 72659.6728 | 68102.4784 | 66162.0211 | 66221.7204
[7 empty] | 68710.5275 | 67494.7666 | 73295.0105 | 67687.6732 | 65687.9237 | 65564.8626
[7 empty] | 72216.0023 | 70819.6983 | 75530.1169 | 70903.5651 | 69410.4877 | 69831.4773
[7 empty] | 79685.6786 | 78671.2934 | 83119.0504 | 78898.5146 | 76649.0401 | 77456.5035
[7 empty] | 86345.0672 | 85882.9055 | 90535.0723 | 85234.8085 | 84164.8949 | 84246.0801
[7 empty] | 90702.2457 | 89052.0294 | 94977.8526 | 89765.9588 | 88136.3804 | 88862.8652
[7 empty] | 92911.4313 | 91826.7202 | 96296.323 | 91498.0621 | 89677.5679 | 90156.9732
[7 empty] | 92547.9363 | 93512.1633 | 97658.5267 | 92293.2873 | 90479.9923 | 90817.513
[7 empty] | 94951.2555 | 94781.3224 | 98268.7899 | 92985.8974 | 91734.4771 | 91981.4791
[7 empty] | 93516.5162 | 93651.818 | 97509.1326 | 93620.3284 | 92415.0668 | 93373.7013
[7 empty] | 92940.1906 | 93084.8304 | 95837.5997 | 91618.2703 | 91757.1229 | 91704.8834
[7 empty] | 92176.3274 | 92320.4559 | 95041.7937 | 91483.7527 | 90281.2524 | 90439.0587
[7 empty] | 91449.3447 | 92929.2151 | 95156.6657 | 92368.1704 | 90339.4661 | 90767.5182
[7 empty] | 92325.8481 | 92356.236 | 96149.2099 | 92953.8694 | 90628.2275 | 90661.1395
[7 empty] | 94638.5273 | 95521.2016 | 98011.7739 | 95471.4816 | 93010.8118 | 93330.945
[7 empty] | 94546.1373 | 94143.5876 | 97349.5903 | 93911.6717 | 91823.5818 | 91423.1562
[7 empty] | 91998.1649 | 91029.7524 | 95228.1987 | 91490.5249 | 89027.1983 | 89491.2567
[7 empty] | 86713.4043 | 85915.3767 | 90585.2391 | 87275.5283 | 84661.9616 | 84554.4073
[7 empty] | 82597.6349 | 81574.2655 | 86440.6983 | 83628.9631 | 79587.7942 | 79833.2589
[7 empty] | 78935.0245 | 77847.3362 | 82844.721 | 79275.1234 | 76062.6598 | 76713.878
[7 empty] | 73962.77 | 73814.2539 | 80084.0438 | 75230.9533 | 71164.2518 | 71590.3381
[7 empty] | 70455.5449 | 70041.0162 | 77793.5555 | 71607.7418 | 67012.831 | 67256.7081
[7 empty] | 70599.4986 | 70389.8448 | 76576.2643 | 72306.6324 | 66678.2452 | 65895.24
[7 empty] | 68812.8982 | 68382.5838 | 75049.2309 | 70245.3629 | 65161.1278 | 63070.5997
[7 empty] | 66550.8602 | 66102.7707 | 74664.0077 | 67230.0397 | 63777.564 | 62576.8947
[7 empty] | 65845.3907 | 64707.6218 | 71926.6339 | 67287.326 | 63242.2468 | 60219.7315
[7 empty] | 64826.6664 | 65412.4775 | 71083.4359 | 66827.8485 | 63181.9629 | 62190.1777
[7 empty] | 65027.4546 | 65553.1124 | 71488.046 | 66419.6984 | 65152.4165 | 62343.6637
[7 empty] | 69859.0698 | 70002.1327 | 74288.0088 | 69955.6858 | 69279.7544 | 67385.3612
[7 empty] | 72536.7411 | 71536.8887 | 77490.4336 | 72447.0298 | 70920.6519 | 70128.735
[7 empty] | 76925.2372 | 78126.8118 | 83233.671 | 78641.9706 | 76339.3801 | 76163.4977
[7 empty] | 82701.6227 | 82065.9172 | 86222.7152 | 82026.9415 | 80020.0076 | 79194.0049
[7 empty] | 82195.6412 | 83188.9186 | 87650.9307 | 84689.4067 | 82114.1282 | 81341.4161
[7 empty] | 82874.4752 | 81798.4968 | 87856.8784 | 83993.1057 | 80834.4009 | 81052.5676
[7 empty] | 83139.2379 | 82311.0283 | 85582.1042 | 83358.9802 | 81759.5591 | 80728.3478
[7 empty] | 81952.1515 | 81136.2451 | 85095.5241 | 81954.551 | 80175.5607 | 80174.4428
[7 empty] | 81979.2255 | 80698.5596 | 85049.9459 | 79926.7368 | 79390.7052 | 79126.5211
[7 empty] | 82270.5388 | 82857.9606 | 84999.228 | 82348.2279 | 81034.1633 | 81010.2843
[7 empty] | 84341.7223 | 84581.9965 | 86965.063 | 84561.9856 | 83408.9294 | 81876.0017
[7 empty] | 81996.6175 | 82932.2765 | 85779.2064 | 82075.4697 | 81710.6261 | 80955.6096
[7 empty] | 80467.8822 | 81243.3465 | 84651.0825 | 80761.5922 | 79711.6637 | 79273.7818
[7 empty] | 75838.1373 | 76725.6122 | 80806.9166 | 76825.7953 | 76095.2426 | 75153.0198
[7 empty] | 73212.6158 | 74286.6833 | 79156.7144 | 73739.3252 | 73006.9407 | 72251.3159
[7 empty] | 71629.9574 | 71674.5164 | 76852.445 | 71366.3671 | 70700.1681 | 69993.9297
[7 empty] | 68668.7478 | 67935.7503 | 75722.9619 | 68071.188 | 67980.2655 | 66164.6903
[7 empty] | 64880.9249 | 65701.0287 | 71244.648 | 64677.2483 | 64751.8803 | 63755.6042
[7 empty] | 63215.2793 | 65004.707 | 67663.6258 | 62487.9422 | 64232.6318 | 59998.9072
[7 empty] | 61473.895 | 63875.1472 | 67220.2364 | 60812.8111 | 62616.5702 | 59065.8841
[7 empty] | 60545.5768 | 62450.8586 | 66320.737 | 59832.0204 | 61178.5714 | 57997.1625
[7 empty] | 61263.1685 | 63260.3258 | 66690.787 | 60146.7624 | 60714.1413 | 57133.9528
[7 empty] | 61432.8074 | 63662.232 | 65512.4165 | 60542.1196 | 61886.9083 | 58068.4427
[7 empty] | 62814.8184 | 64297.2219 | 65297.3281 | 61340.0436 | 62562.5586 | 58324.3814
[7 empty] | 62754.8051 | 64700.5358 | 66354.2306 | 62307.6029 | 64098.2906 | 58971.2842
[7 empty] | 67203.9275 | 68844.7808 | 69260.0142 | 65515.8045 | 68044.4305 | 63448.3712
[7 empty] | 73550.2062 | 75511.0997 | 77545.01 | 72566.0039 | 72857.6795 | 67823.5438
[7 empty] | 75163.0441 | 78801.799 | 78632.2179 | 75725.6579 | 76227.1185 | 71525.0604
[7 empty] | 77813.7244 | 80721.8286 | 80345.2445 | 78386.5074 | 79552.9574 | 74337.3284
[7 empty] | 78381.0531 | 82081.7758 | 81815.0284 | 77577.0762 | 80343.923 | 73778.8047
[7 empty] | 77473.8582 | 81173.7946 | 80306.013 | 77462.8919 | 81132.127 | 72627.3479
[7 empty] | 78507.3242 | 79525.6766 | 78545.4391 | 75738.5209 | 79238.6693 | 73756.2936
[7 empty] | 77650.7163 | 81522.7324 | 78976.0521 | 77875.7297 | 79189.5992 | 72449.1296
[7 empty] | 81101.5381 | 82603.4836 | 81951.007 | 80184.632 | 81824.7557 | 72642.8945
[7 empty] | 81193.8857 | 84283.1125 | 83072.6485 | 79503.0048 | 82480.0164 | 72939.5471
[7 empty] | 80595.9641 | 83900.7076 | 82990.9008 | 80192.933 | 83303.0151 | 73336.4113
[7 empty] | 79280.9343 | 82480.6095 | 82054.3438 | 78392.3509 | 81217.1144 | 70630.5623
[7 empty] | 75837.7223 | 78914.0751 | 78437.9901 | 74187.1628 | 78112.2573 | 68173.6087
[7 empty] | 72951.677 | 75598.3042 | 75114.0771 | 71937.572 | 75717.6317 | 66262.2468
[7 empty] | 70724.1935 | 73438.6277 | 73934.7897 | 69416.3475 | 72866.4874 | 64002.6999
[7 empty] | 67327.1412 | 70396.1006 | 72336.4522 | 66076.6525 | 70146.8302 | 62864.549
[7 empty] | 65625.294 | 68054.5712 | 68643.7082 | 63623.2429 | 68377.4119 | 59246.0238
[7 empty] | 66021.5469 | 69749.8521 | 67832.4809 | 62044.7671 | 68930.7445 | 59322.5839
[7 empty] | 64788.4503 | 68663.3298 | 67755.3892 | 61001.8021 | 67828.0416 | 58669.4621
[7 empty] | 64876.6478 | 68427.9402 | 67966.719 | 61610.0338 | 68885.3068 | 58879.4217
[7 empty] | 64985.9173 | 70027.9784 | 69358.6752 | 61651.5946 | 68500.9643 | 59902.2964
[7 empty] | 71098.6257 | 74424.6859 | 71083.8718 | 66494.2723 | 74829.3871 | 65193.827
[7 empty] | 78626.6033 | 82495.0336 | 78629.4787 | 75131.5767 | 82268.788 | 73303.8029
[7 empty] | 84927.4527 | 89471.9873 | 85575.8953 | 82902.6478 | 88719.5706 | 80858.5505
[7 empty] | 89203.9086 | 93017.5064 | 88985.937 | 86303.5678 | 93004.2837 | 85359.196
[7 empty] | 90510.5346 | 94165.5031 | 90266.7688 | 87715.9998 | 94534.0095 | 86591.2247
[7 empty] | 90850.5892 | 96441.86 | 92510.1916 | 89319.615 | 96132.3287 | 86702.978
[7 empty] | 93440.054 | 95846.0103 | 92365.8086 | 88696.3886 | 96716.8232 | 87634.1087
[7 empty] | 92537.1303 | 96088.0133 | 91888.0686 | 90365.4843 | 95633.9396 | 89012.4074
[7 empty] | 91534.7725 | 95627.1469 | 90771.7884 | 88666.5839 | 95691.7309 | 88484.6816
[7 empty] | 89338.8291 | 94494.9711 | 89073.0523 | 88259.448 | 93763.2078 | 86425.1386
[7 empty] | 89655.8587 | 93975.6246 | 89575.8565 | 88479.4323 | 93436.3098 | 86738.9726
[7 empty] | 89830.3069 | 95179.2361 | 90531.7825 | 89644.1928 | 94103.7339 | 89420.7755
[7 empty] | 92893.9489 | 98839.3135 | 92792.8253 | 91543.7959 | 96759.5656 | 90240.6386
[7 empty] | 92733.822 | 98258.9426 | 92362.4816 | 90133.9655 | 95970.2505 | 90301.2845
[7 empty] | 89994.026 | 95312.5996 | 89533.7492 | 88201.6732 | 93977.5758 | 87735.0248
[7 empty] | 86104.1167 | 91178.2172 | 85913.1061 | 83554.3613 | 89670.8031 | 84264.6475
[7 empty] | 82402.7149 | 87586.0934 | 82201.783 | 79531.101 | 85586.1601 | 80173.3949
[7 empty] | 78415.7674 | 84006.8687 | 78040.2024 | 76011.7798 | 81884.2698 | 75886.1978
[7 empty] | 74045.9069 | 81611.5681 | 75900.3977 | 72610.5134 | 78086.9953 | 71035.0512
[7 empty] | 70492.2961 | 79119.8181 | 71502.0213 | 68580.1945 | 75165.7984 | 67139.5543
[7 empty] | 70630.2431 | 77569.7128 | 71187.108 | 69289.9881 | 73734.1853 | 67747.4615
[7 empty] | 69331.4462 | 76073.4749 | 69318.479 | 67967.6824 | 72772.51 | 67486.4537
[7 empty] | 67945.7181 | 74840.8767 | 68499.2976 | 67211.4223 | 71427.9467 | 67738.4817
[7 empty] | 67834.9016 | 78797.3308 | 71509.9463 | 66709.5846 | 71908.173 | 67649.0963
[7 empty] | 70752.6084 | 77596.7015 | 71177.6631 | 69918.3032 | 74919.5557 | 71551.1611
[7 empty] | 77972.2189 | 84399.9247 | 78572.1724 | 77137.0287 | 82277.9806 | 78865.8743
[7 empty] | 84769.6497 | 91648.7965 | 85527.7521 | 84732.0477 | 89404.7475 | 85520.7959
[7 empty] | 89571.9935 | 95182.0472 | 89379.8717 | 88132.4515 | 93521.8271 | 89743.544
[7 empty] | 90452.4358 | 96892.4938 | 91327.5125 | 90568.9258 | 94876.0343 | 91121.8175
[7 empty] | 91814.3036 | 97814.374 | 92361.5594 | 91460.2245 | 96831.9567 | 91081.1343
[7 empty] | 91921.4602 | 97409.6279 | 92554.8659 | 92212.9921 | 96933.023 | 91967.6521
[7 empty] | 92360.1593 | 97506.6047 | 92527.8548 | 92396.2218 | 96316.8116 | 91214.7743
[7 empty] | 90383.9665 | 95584.4841 | 90531.6589 | 92342.4854 | 94904.5905 | 89641.3125
[7 empty] | 88948.6207 | 94378.8902 | 88982.3199 | 90677.098 | 94561.4512 | 89685.5083
[7 empty] | 89593.5081 | 93454.5635 | 89601.9627 | 91883.4285 | 94440.4768 | 90238.3155
[7 empty] | 90222.0002 | 95370.4367 | 90105.8895 | 91460.3908 | 95307.46 | 90590.1454
[7 empty] | 92852.8998 | 98068.5206 | 92227.7414 | 92903.4855 | 96513.5844 | 93368.8768
[7 empty] | 90944.1885 | 97159.9487 | 91652.3106 | 92220.8502 | 96227.8387 | 92501.6738
[7 empty] | 89356.4409 | 94932.2694 | 89032.3096 | 89607.9118 | 94040.8697 | 89709.7616
[7 empty] | 84102.1606 | 89902.5864 | 85004.1897 | 85461.1244 | 88608.6961 | 85645.0151
[7 empty] | 80390.9249 | 86106.4431 | 81803.8504 | 81033.1459 | 85003.2217 | 81213.2629
[7 empty] | 76754.189 | 81596.7694 | 77768.2985 | 77059.1629 | 81531.4696 | 78203.6547
[7 empty] | 72178.4081 | 78640.5183 | 74351.723 | 72985.1126 | 79024.4948 | 73322.6809
[7 empty] | 68533.9789 | 73868.4165 | 70394.0762 | 69399.4304 | 75298.5019 | 69745.6587
[7 empty] | 67624.0582 | 71531.1503 | 70166.9321 | 69571.5703 | 74096.5617 | 66699.2595
[7 empty] | 66109.2242 | 69436.6291 | 69137.8838 | 68314.7484 | 73497.4816 | 66244.5165
[7 empty] | 65381.3514 | 68721.2098 | 67624.9437 | 67577.887 | 72327.3925 | 66372.6387
[7 empty] | 64822.5899 | 71802.774 | 70803.7553 | 66822.8161 | 75380.2501 | 66136.1207
[7 empty] | 67219.6875 | 71681.198 | 70947.9257 | 70490.6818 | 75536.7443 | 68908.935
[7 empty] | 75442.3805 | 78371.57 | 78432.225 | 77547.704 | 82829.3283 | 76593.926
[7 empty] | 82379.3853 | 85171.2687 | 85269.3017 | 84400.1529 | 89316.6608 | 82934.1709
[7 empty] | 86491.5417 | 89083.6525 | 89502.0972 | 88388.3744 | 93604.7903 | 87633.4504
[7 empty] | 87657.6474 | 89530.1219 | 90670.6833 | 89664.7426 | 95896.5673 | 87803.3111
[7 empty] | 88466.681 | 91037.8168 | 92763.8803 | 91112.5245 | 96575.2544 | 89707.7295
[7 empty] | 88670.5561 | 92016.0855 | 93537.0528 | 91975.4472 | 97251.0715 | 88913.9159
[7 empty] | 90795.5869 | 91332.3251 | 92801.6407 | 92447.8967 | 95912.6336 | 90505.6025
[7 empty] | 88503.6113 | 91584.4287 | 90742.8181 | 91564.8573 | 95426.5216 | 90567.8829
[7 empty] | 87577.5545 | 88940.091 | 89302.7265 | 91360.7397 | 94716.567 | 88915.0153
[7 empty] | 86866.5487 | 88569.8524 | 89018.6636 | 90690.6609 | 93829.89 | 88063.0711
[7 empty] | 87694.9219 | 89731.4668 | 90662.5696 | 91872.0576 | 94367.7733 | 89651.3462
[7 empty] | 89381.2704 | 91538.3126 | 92493.2301 | 94218.3771 | 97543.5739 | 90246.8555
[7 empty] | 90091.0822 | 89886.1259 | 92233.0537 | 92735.3695 | 97350.946 | 89897.2832
[7 empty] | 86893.5385 | 87701.883 | 89990.5183 | 90825.2473 | 94579.8508 | 86543.0204
[7 empty] | 81927.0521 | 82561.3863 | 85430.6055 | 86421.7667 | 90202.7213 | 82279.3147
[7 empty] | 77686.5464 | 78611.6963 | 81158.7368 | 82084.6988 | 86266.5331 | 77348.7517
[7 empty] | 73799.7785 | 74731.0796 | 77014.3058 | 78474.1676 | 82465.5832 | 73930.9376
[7 empty] | 70362.4621 | 72003.0502 | 73729.9227 | 73999.7722 | 80134.7099 | 69242.8488
[7 empty] | 66970.8177 | 67713.9553 | 70082.1194 | 70779.635 | 77771.3443 | 64808.8197
[7 empty] | 66013.0529 | 67059.3835 | 70597.7754 | 71390.4767 | 75520.8729 | 63645.8327
[7 empty] | 65401.1943 | 66251.3234 | 69516.4059 | 70070.4272 | 74945.9375 | 63281.7067
[7 empty] | 64904.0415 | 65315.1346 | 68773.289 | 68836.4468 | 73622.9909 | 64473.866
[7 empty] | 64326.6288 | 65061.8598 | 68516.9228 | 68685.6456 | 77244.594 | 63833.2237
[7 empty] | 66619.6107 | 66534.8925 | 71112.4568 | 71807.1606 | 76463.7079 | 66633.9599
[7 empty] | 74697.3024 | 74524.9874 | 78569.9229 | 78917.8225 | 84301.4306 | 75156.2323
[7 empty] | 81675.4516 | 82704.1272 | 85034.299 | 85356.8342 | 90860.523 | 82168.8591
[7 empty] | 86205.6569 | 85930.0874 | 89299.1917 | 89486.7211 | 94730.7741 | 86947.026
[7 empty] | 87368.8178 | 87824.2225 | 91270.414 | 90897.3603 | 96137.5423 | 87639.7453
[7 empty] | 88814.1501 | 88729.7571 | 92886.1156 | 92192.7848 | 97831.7608 | 88973.9629
[7 empty] | 89036.2024 | 88959.2493 | 93739.9578 | 94218.5628 | 97658.9328 | 90110.9539
[7 empty] | 89328.1773 | 89578.4528 | 93122.2753 | 93681.3296 | 97753.4678 | 90551.9975
[7 empty] | 87436.8879 | 88677.7886 | 92411.7974 | 91814.8165 | 96728.4073 | 90728.1134
[7 empty] | 86641.8372 | 88240.6231 | 91182.2809 | 90913.6528 | 96437.9109 | 89108.1013
[7 empty] | 86808.4104 | 88105.1442 | 91903.0849 | 89774.0382 | 95355.9715 | 87800.1034
[7 empty] | 88405.8501 | 88841.2206 | 91405.5515 | 90491.6548 | 95744.6436 | 89163.624
[7 empty] | 90345.279 | 89726.8589 | 94424.3315 | 92877.6002 | 98043.0155 | 91424.8078
[7 empty] | 89571.1687 | 89437.2063 | 93471.9295 | 91065.5489 | 97663.8399 | 89246.8923
[7 empty] | 85384.8652 | 86561.9359 | 89351.1467 | 86955.1796 | 94457.8916 | 85661.9027
[7 empty] | 81715.873 | 81823.7412 | 85583.648 | 83176.9694 | 90982.4897 | 82243.9916
[7 empty] | 78056.0925 | 78231.2845 | 82815.5128 | 79404.1685 | 87519.1994 | 78199.7782
[7 empty] | 73184.2688 | 73991.5105 | 78095.5041 | 74249.4061 | 83178.6674 | 73853.415
[7 empty] | 69254.1671 | 70488.4971 | 75537.4705 | 71604.9434 | 80662.7363 | 69546.6129
[7 empty] | 65695.4547 | 66390.7557 | 71054.6223 | 66801.3345 | 78488.2472 | 64997.235
[7 empty] | 64534.4884 | 65538.0453 | 72044.063 | 66104.7621 | 76922.1074 | 61908.5692
[7 empty] | 64134.9405 | 63262.5061 | 70181.4973 | 64170.2082 | 75333.9735 | 61921.6945
[7 empty] | 64936.4217 | 62894.3647 | 70022.6333 | 64218.5797 | 74627.6877 | 63557.8087
[7 empty] | 64437.802 | 59138.5904 | 70887.2464 | 60619.0525 | 77947.902 | 62672.648
[7 empty] | 66388.5222 | 63873.9286 | 72114.5647 | 65615.3198 | 77757.17 | 65713.7991
[7 empty] | 74573.531 | 71845.6817 | 79280.2993 | 73241.5652 | 84710.8255 | 73326.7967
[7 empty] | 81921.2745 | 76871.5059 | 86766.4597 | 81846.173 | 92345.3122 | 81226.8684
[7 empty] | 86316.0556 | 78937.439 | 90815.0706 | 86093.3694 | 96588.7723 | 86142.6657
[7 empty] | 87155.4219 | 81449.1588 | 92414.2314 | 87557.394 | 97512.029 | 86608.2248
[7 empty] | 88570.8746 | 80876.4624 | 94344.87 | 89908.0063 | 100954.1597 | 87223.3945
[7 empty] | 87632.658 | 84298.2751 | 95206.6395 | 88327.249 | 100312.1299 | 87254.8775
[7 empty] | 90021.6058 | 84631.4231 | 93811.6022 | 90088.7383 | 99079.6729 | 87537.0327
[7 empty] | 89763.5419 | 87528.0138 | 93025.2421 | 89605.3124 | 98594.0646 | 89359.3279
[7 empty] | 87879.6481 | 86138.8363 | 92136.4324 | 89533.3597 | 97567.4109 | 88213.6346
[7 empty] | 87988.0345 | 86060.1393 | 91289.3028 | 88648.1963 | 96671.3646 | 88054.484
[7 empty] | 88929.3635 | 87126.3825 | 92528.8209 | 89935.8987 | 98281.5954 | 87720.9241
[7 empty] | 89506.8756 | 86655.9214 | 93926.7325 | 93321.5205 | 99143.4073 | 87855.4508
[7 empty] | 85796.6623 | 84174.1235 | 90962.314 | 88434.4916 | 96287.9228 | 86291.1129
[7 empty] | 83819.8734 | 81999.9741 | 91078.0923 | 86893.0878 | 95139.8569 | 83134.1117
[7 empty] | 80660.8711 | 78897.2216 | 86642.4331 | 83086.5408 | 92506.1935 | 79696.6182
[7 empty] | 77302.4675 | 76181.3677 | 82999.8432 | 79678.1968 | 88632.4878 | 76189.4577
[7 empty] | 72398.492 | 71250.8507 | 78238.8646 | 74226.9457 | 83418.487 | 70927.9846
[7 empty] | 68624.7385 | 67638.3899 | 76145.5986 | 71103.176 | 81533.2202 | 66856.4125
[7 empty] | 63887.3484 | 62170.601 | 70637.1135 | 65567.0051 | 79416.32 | 62754.9397
[7 empty] | 60393.6444 | 59030.2853 | 70260.2693 | 65354.3162 | 76485.9141 | 58819.8958
[7 empty] | 60736.8199 | 59392.1224 | 69193.7847 | 64837.8169 | 74643.2046 | 58858.4917
[7 empty] | 58779.8762 | 56736.6004 | 66196.9432 | 61903.7371 | 72402.474 | 57773.3057
[7 empty] | 55070.7819 | 52894.8209 | 62912.3133 | 57479.4687 | 69505.4991 | 53439.1823
[7 empty] | 55782.9504 | 55103.8088 | 64767.3575 | 59828.6711 | 70736.2777 | 55104.6587
[7 empty] | 59574.3849 | 57577.6886 | 67099.0319 | 63936.3883 | 72665.2639 | 59283.4666
[7 empty] | 62495.3692 | 59476.3858 | 69945.9639 | 67144.5387 | 75780.4545 | 60823.6716
[7 empty] | 66541.547 | 65392.5334 | 74638.3954 | 71193.9003 | 80759.9911 | 65476.8674
[7 empty] | 70822.3328 | 69340.8811 | 80569.1762 | 77082.9548 | 85083.8663 | 70896.7786
[7 empty] | 73411.8158 | 73899.5067 | 83328.2083 | 78949.9873 | 88207.915 | 72911.2998
[7 empty] | 75298.3565 | 77016.363 | 84310.552 | 82868.5233 | 89188.4262 | 74455.3688
[7 empty] | 77368.8791 | 75186.5654 | 85671.793 | 81784.444 | 88782.6826 | 78168.4371
[7 empty] | 74981.4995 | 73622.736 | 84138.6868 | 81545.2003 | 88699.1 | 76117.7037
[7 empty] | 71523.9642 | 71866.7447 | 84692.7116 | 83042.2505 | 88999.2577 | 74509.581
[7 empty] | 72702.3134 | 72379.2951 | 84174.7274 | 80439.8091 | 88088.4472 | 72820.8885
[7 empty] | 73970.9808 | 72513.1325 | 83962.3356 | 81488.1662 | 87972.825 | 75181.0198
[7 empty] | 73204.48 | 70831.3877 | 88903.9875 | 85699.3551 | 90536.678 | 73581.6713
[7 empty] | 75531.1881 | 74073.6121 | 83829.8491 | 81515.1601 | 88919.614 | 75989.5854
[7 empty] | 73900.1628 | 70937.1343 | 80665.1522 | 78471.5418 | 84956.8306 | 72423.7013
[7 empty] | 70204.4254 | 67358.9936 | 78452.1714 | 75273.5333 | 83346.0917 | 67964.7904
[7 empty] | 67710.669 | 64845.1065 | 76069.041 | 71340.6864 | 82455.057 | 64904.8659
[7 empty] | 64332.7093 | 61569.8924 | 73524.5604 | 70355.8621 | 78620.9289 | 62356.4754
[7 empty] | 60776.3731 | 59034.7741 | 72554.0747 | 66551.5449 | 78245.1533 | 58334.4907
[7 empty] | 56174.6679 | 55052.5233 | 68137.2544 | 61964.9934 | 75980.9835 | 54871.4773
[7 empty] | 54123.6198 | 53955.445 | 65017.5905 | 59983.1809 | 70963.5981 | 51351.2103
[7 empty] | 52130.4464 | 50111.6334 | 64085.4771 | 59456.4892 | 66762.6874 | 48410.6667
[7 empty] | 53816.0632 | 52925.9739 | 63405.4496 | 58135.2081 | 66545.6057 | 51815.5523
[7 empty] | 53151.4025 | 52793.5592 | 64601.4884 | 58245.23 | 68735.5598 | 49583.0203
[7 empty] | 54827.6301 | 52973.5219 | 64506.8675 | 59797.4163 | 67961.9597 | 50139.7182
[7 empty] | 55231.089 | 53075.4226 | 62600.9966 | 60041.6298 | 64622.6963 | 51365.305
[7 empty] | 58812.7342 | 57586.4119 | 64397.6916 | 62076.6466 | 67727.266 | 54506.9598
[7 empty] | 63837.1193 | 61559.4013 | 70320.3133 | 67665.0357 | 71953.9176 | 58370.3193
[7 empty] | 68019.6359 | 65610.1625 | 73006.5804 | 70511.2039 | 75331.3503 | 63310.9212
[7 empty] | 73003.5722 | 69740.5678 | 78851.3499 | 73983.1163 | 79621.6637 | 66282.3102
[7 empty] | 75171.9047 | 75710.5811 | 82777.806 | 77735.4379 | 81820.2224 | 68837.4832
[7 empty] | 76226.377 | 74913.3903 | 82829.0896 | 77539.051 | 82628.8919 | 73184.9426
[7 empty] | 76408.4019 | 75819.7281 | 81121.8019 | 76949.2294 | 81613.9599 | 70717.9126
[7 empty] | 72800.3236 | 73076.2432 | 79763.0091 | 76542.5399 | 80030.2252 | 66711.2521
[7 empty] | 74584.5572 | 73260.2149 | 80411.7171 | 78034.906 | 79826.8744 | 63736.9284
[7 empty] | 76176.5324 | 75138.3819 | 81422.8627 | 80130.8197 | 82258.2431 | 66278.52
[7 empty] | 77153.6231 | 76269.0545 | 82983.6967 | 81558.7184 | 83159.3842 | 69039.032
[7 empty] | 77798.1038 | 75951.1472 | 82662.2089 | 79760.8424 | 83137.1563 | 71111.4152
[7 empty] | 73324.3455 | 72813.2955 | 80075.6777 | 76357.2314 | 79154.8313 | 68729.2258
[7 empty] | 70231.9516 | 68235.6597 | 76501.6672 | 74055.4183 | 77353.0416 | 64925.2756
[7 empty] | 66984.3296 | 64951.5943 | 75995.8995 | 70512.6402 | 77777.8233 | 62965.5289
[7 empty] | 63980.3258 | 61961.962 | 73597.4831 | 69374.5995 | 73348.0832 | 60294.5301
[7 empty] | 61201.7657 | 59339.4823 | 72238.1752 | 65986.5072 | 72907.343 | 55555.7165
[7 empty] | 56758.3146 | 55207.6385 | 68405.6951 | 62350.9556 | 69074.4781 | 53870.2527
[7 empty] | 53481.932 | 52818.0059 | 65747.6645 | 57960.2657 | 64178.2506 | 48126.0575
[7 empty] | 52208.0055 | 51276.7374 | 63854.1274 | 55775.4737 | 60971.7656 | 47671.1109
[7 empty] | 53723.8151 | 52966.2525 | 63537.0747 | 55944.8982 | 61305.2035 | 47536.7852
[7 empty] | 53650.0961 | 52628.6426 | 59940.5835 | 52976.7433 | 57649.9502 | 47912.8727
[7 empty] | 53110.4276 | 52936.6066 | 58685.8577 | 53295.897 | 58026.8723 | 48318.7641
[7 empty] | 54984.6941 | 54457.413 | 59819.3748 | 54065.9877 | 57454.639 | 51241.4839
[7 empty] | 59332.0764 | 59286.5978 | 65065.5184 | 59096.6742 | 62134.4138 | 56041.0468
[7 empty] | 63433.2568 | 64167.5712 | 68692.346 | 62745.0076 | 65983.5655 | 59999.6917
[7 empty] | 68539.3838 | 67537.1703 | 72960.9923 | 65528.8924 | 69874.1546 | 64113.5647
[7 empty] | 68851.0456 | 68978.4694 | 73826.8191 | 69203.882 | 72196.6085 | 65751.1039
[7 empty] | 71674.065 | 72270.5042 | 75753.9803 | 71489.2598 | 74954.8265 | 69280.8203
[7 empty] | 75046.369 | 76076.8147 | 81642.2856 | 74537.5398 | 80691.6349 | 71329.8608
[7 empty] | 73210.4712 | 73626.2787 | 79528.6142 | 74547.0969 | 80457.0877 | 70465.0806
[7 empty] | 69884.7354 | 70833.2611 | 79172.2727 | 71004.3681 | 79096.1261 | 67341.3797
[7 empty] | 70290.9937 | 71322.503 | 78628.5305 | 69788.3329 | 76498.2594 | 66683.4373
[7 empty] | 71409.4432 | 74352.1892 | 78700.3393 | 72196.5642 | 78192.5109 | 66749.2703
[7 empty] | 75321.9463 | 76530.5456 | 81148.0333 | 76286.8182 | 79155.673 | 74288.7985
[7 empty] | 74154.3009 | 73329.1686 | 80014.9763 | 73304.6061 | 77203.5143 | 71421.6933
[7 empty] | 71785.8818 | 72943.7324 | 78787.9449 | 71400.0183 | 74235.7823 | 69693.9512
[7 empty] | 68577.7143 | 68831.7085 | 74879.6371 | 68142.1008 | 70769.5221 | 65322.1429
[7 empty] | 66415.9406 | 66693.8363 | 72926.1458 | 66404.8901 | 69154.126 | 65832.3724
[7 empty] | 63315.8181 | 64264.8977 | 71839.5677 | 62759.9015 | 66379.8085 | 62153.4465
[7 empty] | 60871.4046 | 61805.7454 | 69126.283 | 61940.9017 | 65407.3452 | 58755.983
[7 empty] | 56353.3952 | 57417.58 | 68852.8703 | 58384.6671 | 64008.3508 | 54792.9745
[7 empty] | 53077.6157 | 54436.72 | 70082.6974 | 56166.0253 | 64822.6593 | 54907.451
[7 empty] | 51812.0006 | 54096.0869 | 67305.7037 | 54690.0265 | 61607.322 | 52126.809
[7 empty] | 52667.5576 | 54440.3266 | 64141.1821 | 54819.4627 | 59167.6615 | 51376.4843
[7 empty] | 53548.9059 | 55352.7664 | 63854.6321 | 54054.6178 | 57387.5735 | 52137.2645
[7 empty] | 54982.6031 | 55181.9264 | 62991.9981 | 54683.2956 | 57555.7182 | 53944.1982
[7 empty] | 55038.1644 | 56538.7237 | 62885.3963 | 55280.2251 | 57814.5881 | 55499.0038
[7 empty] | 58430.6675 | 59446.4607 | 65835.6579 | 58097.2106 | 60149.9793 | 58300.8497
[7 empty] | 67073.7309 | 65722.3665 | 71346.4188 | 66275.0578 | 65754.0042 | 64648.2047
[7 empty] | 70366.3927 | 70678.0688 | 76469.0033 | 67813.3144 | 72044.9286 | 71110.405
[7 empty] | 73587.6883 | 73227.5035 | 79798.2427 | 72036.3177 | 74691.0599 | 75006.9733
[7 empty] | 74249.9588 | 76952.5123 | 83154.5273 | 74912.47 | 76139.0556 | 76200.8509
[7 empty] | 79375.2596 | 80789.9882 | 84319.8259 | 79218.549 | 81052.1756 | 81344.1801
[7 empty] | 74984.9733 | 76287.1396 | 83568.9472 | 78377.3413 | 81159.3633 | 77796.3423
[7 empty] | 72615.5215 | 74954.7571 | 83842.2073 | 76853.9618 | 79114.9719 | 75175.5496
[7 empty] | 72014.8021 | 74406.8153 | 81242.6383 | 73712.2824 | 79816.8302 | 74342.9973
[7 empty] | 73394.7606 | 78208.2955 | 82582.384 | 75060.075 | 78837.0698 | 76148.7278
[7 empty] | 75476.2493 | 78083.5423 | 83604.6958 | 75789.9171 | 79125.0002 | 79319.3014
[7 empty] | 73878.2634 | 75682.3302 | 81809.7195 | 73517.9942 | 77392.3189 | 75618.5447
[7 empty] | 72466.4308 | 75484.137 | 81151.9513 | 73977.8143 | 76097.8735 | 74775.4906
[7 empty] | 69016.5727 | 72480.0995 | 77644.3477 | 71194.6557 | 71914.074 | 71898.9075
[7 empty] | 67639.0104 | 69999.9394 | 75471.7276 | 68907.0083 | 70610.7268 | 70329.3679
[7 empty] | 64265.0568 | 67265.9946 | 74592.089 | 66724.1343 | 67269.9502 | 67684.5264
[7 empty] | 62216.1671 | 65418.4115 | 71509.6034 | 64101.5047 | 65301.62 | 63799.4265
[7 empty] | 57233.875 | 61232.1275 | 72140.3185 | 60345.7512 | 64381.1413 | 59206.4025
[7 empty] | 53678.0013 | 59708.7134 | 73189.1855 | 58694.4881 | 65193.2377 | 56365.898
[7 empty] | 52299.7613 | 58452.9299 | 66834.9079 | 57081.2307 | 62062.5311 | 54438.9754
[7 empty] | 52266.1381 | 58424.8006 | 63199.2684 | 56546.0996 | 59211.766 | 54485.1278
[7 empty] | 53556.1283 | 58742.6079 | 62652.6401 | 55468.9663 | 57084.4869 | 54908.6404
[7 empty] | 54627.4243 | 58024.0806 | 64074.4632 | 56473.6987 | 57652.6811 | 56218.1296
[7 empty] | 54152.0564 | 58432.23 | 60917.6177 | 57039.6569 | 57008.1603 | 55809.1605
[7 empty] | 58205.9558 | 61782.404 | 64544.5957 | 59854.2603 | 61244.6792 | 59326.3981
[7 empty] | 64434.2953 | 68433.8951 | 69138.049 | 65139.8976 | 66717.9559 | 65071.5523
[7 empty] | 68733.523 | 73243.378 | 72784.8542 | 71879.0013 | 70010.2147 | 69711.7056
[7 empty] | 70463.9168 | 75334.6365 | 75696.3341 | 73738.3083 | 71863.0983 | 74711.7706
[7 empty] | 73040.5329 | 76308.9617 | 78001.7636 | 75449.8985 | 74753.373 | 73853.2412
[7 empty] | 73918.8526 | 81263.242 | 81205.8956 | 79615.2053 | 78635.1296 | 76899.0462
[7 empty] | 70856.9348 | 77403.4285 | 78223.4249 | 77134.6244 | 74791.0004 | 74837.6261
[7 empty] | 69138.0671 | 75847.3356 | 79044.8675 | 78815.5652 | 70837.9314 | 73168.149
[7 empty] | 68178.2495 | 73899.8379 | 76893.5075 | 77844.57 | 72149.0474 | 74237.78
[7 empty] | 69975.1249 | 76291.017 | 76331.9059 | 80015.3152 | 73368.2689 | 74894.7856
[7 empty] | 72106.9886 | 78812.7482 | 77569.9642 | 75899.7849 | 76085.7374 | 77684.6263
[7 empty] | 71765.5784 | 77341.1841 | 76654.4761 | 75536.759 | 75097.3495 | 77314.1267
[7 empty] | 70110.9185 | 76196.2976 | 76700.0722 | 74455.3684 | 74672.4824 | 75830.3595
[7 empty] | 68400.0158 | 72651.4415 | 73259.6738 | 71774.9575 | 71413.1299 | 72539.486
[7 empty] | 65804.4351 | 71194.6445 | 71827.4443 | 70157.5487 | 69396.9766 | 70238.679
[7 empty] | 62141.8159 | 69019.3963 | 70330.5238 | 68045.6966 | 66690.1208 | 68127.7991
[7 empty] | 60195.4155 | 66752.7885 | 67813.8295 | 66058.1363 | 64550.8464 | 66051.3505
[7 empty] | 55959.0676 | 63690.9026 | 65949.3889 | 62768.7734 | 63738.9737 | 62205.3056
[7 empty] | 53108.9763 | 61956.5473 | 65776.0076 | 61755.6422 | 63856.7118 | 59965.5178
[7 empty] | 52142.9613 | 60731.0311 | 63051.6538 | 60626.2165 | 61773.9509 | 58379.351
[7 empty] | 52219.5245 | 60764.3529 | 60799.8573 | 60568.1093 | 59456.9375 | 58875.741
[7 empty] | 52661.5624 | 61515.906 | 61572.9775 | 61802.3002 | 60273.5055 | 59759.3827
[7 empty] | 54593.078 | 61932.2636 | 60590.8317 | 61226.9782 | 59785.0474 | 62313.804
[7 empty] | 59687.472 | 65685.0427 | 63928.7683 | 65783.8361 | 63980.927 | 64993.4083
[7 empty] | 64237.8093 | 71487.9013 | 69860.2027 | 71647.3964 | 70795.8084 | 70202.9673
[7 empty] | 68850.6054 | 75565.174 | 73463.0546 | 75877.5966 | 74070.379 | 74219.1328
[7 empty] | 73263.4714 | 79933.1431 | 78507.6679 | 80497.0677 | 78959.6252 | 77696.7579
[7 empty] | 72663.3404 | 81215.0549 | 78246.3603 | 81912.8416 | 79093.7945 | 80070.5735
[7 empty] | 76743.8537 | 82950.7188 | 81564.6485 | 83450.5978 | 80835.0486 | 82502.7284
[7 empty] | 76008.7038 | 85203.8036 | 83104.9288 | 85479.5787 | 83522.6829 | 81894.7435
[7 empty] | 74025.7971 | 82539.5106 | 79415.9933 | 83778.4836 | 79892.2834 | 82925.7341
[7 empty] | 72103.8617 | 81149.2354 | 78637.4363 | 81488.2649 | 78578.1084 | 78699.4866
[7 empty] | 73469.8814 | 82392.4482 | 78583.4643 | 81541.6139 | 80186.2986 | 78825.3429
[7 empty] | 76379.9568 | 83504.1368 | 81495.966 | 82597.6488 | 81082.6722 | 82620.4066
[7 empty] | 77539.709 | 84321.4687 | 82185.4794 | 84762.7594 | 82684.8486 | 84362.9824
[7 empty] | 78572.8266 | 85728.0414 | 84252.4401 | 84858.9813 | 83977.2512 | 83955.3028
[7 empty] | 75649.6444 | 81979.4132 | 80021.5516 | 80797.1921 | 80464.8628 | 80086.2496
[7 empty] | 70787.864 | 76237.2218 | 73940.6012 | 75397.6547 | 74594.5584 | 74931.2081
[7 empty] | 68442.1598 | 75557.4477 | 73387.2709 | 74678.4513 | 74612.6113 | 73008.8561
[7 empty] | 66574.216 | 73174.1057 | 70662.2754 | 72041.2321 | 71619.3918 | 70713.0903
[7 empty] | 62334.3961 | 69805.6448 | 70568.2815 | 68475.8276 | 69991.7461 | 66466.571
[7 empty] | 56740.1301 | 66116.6894 | 64125.1921 | 64081.1243 | 64710.3383 | 62328.6123
[7 empty] | 53572.4395 | 62884.9425 | 61896.1604 | 59817.4915 | 60754.7634 | 57732.8025
[7 empty] | 52592.5457 | 61282.6202 | 59441.9262 | 58144.0138 | 60300.1259 | 56596.7151
[7 empty] | 52280.8431 | 60724.2023 | 57685.7745 | 57648.4559 | 58616.3183 | 56525.1264
[7 empty] | 52743.7074 | 61788.1988 | 58214.7018 | 58100.8646 | 58691.8192 | 56915.4364
[7 empty] | 55310.4698 | 61565.6106 | 55652.3432 | 58858.4601 | 59721.5942 | 57769.8562
[7 empty] | 59351.5172 | 65549.0923 | 61178.8231 | 62484.1587 | 63520.7002 | 60425.5678
[7 empty] | 63906.0287 | 69326.7752 | 65230.5961 | 66973.8098 | 67450.4008 | 64292.8818
[7 empty] | 67922.4199 | 74145.0107 | 69051.8216 | 70391.0453 | 71026.559 | 69159.9927
[7 empty] | 69462.3538 | 79340.2728 | 72377.5922 | 73264.2133 | 75413.3896 | 69985.7428
[7 empty] | 72294.7302 | 79547.7213 | 73057.3777 | 75903.7991 | 78727.1009 | 73802.6214
[7 empty] | 76283.9023 | 81113.4572 | 77349.8436 | 77517.4395 | 80926.4481 | 77040.9782
[7 empty] | 73883.3395 | 85005.8393 | 75890.8612 | 78182.7138 | 83203.451 | 76683.8958
[7 empty] | 74104.9584 | 82743.0974 | 74297.064 | 77190.4369 | 80046.2263 | 75791.2635
[7 empty] | 72250.971 | 79864.5951 | 71824.8803 | 75949.1931 | 77697.6279 | 73307.3796
[7 empty] | 73687.1061 | 80450.3888 | 72874.449 | 75105.765 | 77982.5888 | 74493.2071
[7 empty] | 76611.0505 | 83493.2037 | 76465.3699 | 77855.0491 | 80764.3222 | 77100.2493
[7 empty] | 79243.2886 | 84148.6545 | 78503.1533 | 80719.0447 | 82336.3422 | 78524.4393
[7 empty] | 79769.3304 | 85274.2611 | 79127.0046 | 80489.9019 | 84147.0592 | 78218.1416
[7 empty] | 76615.9942 | 81603.4608 | 75702.4157 | 77716.23 | 81047.5641 | 75496.591
[7 empty] | 71901.2003 | 75171.3639 | 70332.5836 | 72387.5698 | 75000.8539 | 70964.0104
[7 empty] | 68450.1312 | 75523.3046 | 69411.7378 | 71016.1109 | 74536.5666 | 68235.0565
[7 empty] | 67531.7681 | 73418.6416 | 66941.7947 | 69104.2332 | 71830.6686 | 66282.6323
[7 empty] | 62737.6475 | 70071.3325 | 64408.0721 | 65228.0242 | 70050.3449 | 62213.7203
[7 empty] | 57625.1045 | 66069.0185 | 60951.337 | 61524.0366 | 65090.338 | 57350.9284
[7 empty] | 52719.136 | 62819.614 | 58553.5111 | 57773.3458 | 61392.3232 | 51218.448
[7 empty] | 52792.0094 | 62124.2487 | 57461.9605 | 55914.3266 | 61272.253 | 51518.5845
[7 empty] | 52623.4357 | 60904.3019 | 56206.8671 | 55554.3039 | 59456.0726 | 51365.3677
[7 empty] | 53428.3686 | 58361.4617 | 54572.4108 | 53860.7482 | 57759.7639 | 52604.9868
[7 empty] | 54654.5905 | 57778.252 | 54520.153 | 53918.0487 | 57424.8741 | 53238.2893
[7 empty] | 58840.5555 | 63741.776 | 58171.1247 | 58372.8714 | 62708.9583 | 56847.7448
[7 empty] | 60667.8538 | 65448.9836 | 60224.8468 | 59437.9213 | 64391.9142 | 59360.1139
[7 empty] | 63630.2734 | 67271.8062 | 63761.6397 | 63701.264 | 66635.629 | 62474.7076
[7 empty] | 68582.9 | 72681.068 | 68558.5308 | 67835.8871 | 70981.2853 | 66207.3756
[7 empty] | 71299.7265 | 76147.4569 | 71135.2162 | 69160.002 | 74391.8738 | 70232.3279
[7 empty] | 74308.4171 | 78348.994 | 74250.2329 | 73481.7627 | 77057.5373 | 71908.179
[7 empty] | 75344.1848 | 77392.4091 | 73497.1159 | 72949.755 | 77095.8122 | 74181.742
[7 empty] | 73528.7807 | 76892.328 | 72753.1379 | 70976.3551 | 75403.925 | 72091.8101
[7 empty] | 70393.7534 | 74950.5672 | 71120.6802 | 71221.6452 | 75077.5447 | 70582.753
[7 empty] | 69083.7584 | 75162.9871 | 71778.0484 | 68587.0414 | 74326.3744 | 69726.5917
[7 empty] | 71304.6301 | 76590.0607 | 72156.6705 | 70099.1437 | 75289.1068 | 71823.7279
[7 empty] | 76280.2891 | 80626.132 | 76806.0001 | 74702.1197 | 78911.3738 | 71083.8255
[7 empty] | 74081.3639 | 80110.4653 | 75408.741 | 72081.0558 | 79159.9775 | 69425.9455
[7 empty] | 73021.1013 | 77704.7903 | 73207.6287 | 70695.6018 | 76628.8575 | 70072.3901
[7 empty] | 69322.3863 | 75280.4439 | 70958.5796 | 69118.0678 | 75016.3777 | 64780.4705
[7 empty] | 65619.8517 | 72775.3659 | 68055.1379 | 65908.7842 | 71867.1089 | 63329.2043
[7 empty] | 62781.1903 | 70957.0098 | 66775.3163 | 63372.6564 | 70654.2204 | 60793.673
[7 empty] | 61500.1763 | 67981.7837 | 63834.4707 | 61880.8869 | 68555.1118 | 59124.1679
[7 empty] | 57326.5363 | 64857.7195 | 59852.6321 | 56818.5903 | 64693.607 | 55345.1219
[7 empty] | 53674.5706 | 62476.1407 | 57305.3634 | 56061.0283 | 61501.4848 | 52503.9153
[7 empty] | 53271.5063 | 62254.3824 | 55857.0957 | 54260.3611 | 61251.5089 | 52584.0469
[7 empty] | 53047.5448 | 61895.6352 | 55181.3706 | 54728.7773 | 60445.2938 | 50833.8651
[7 empty] | 53625.9936 | 63387.7262 | 57028.675 | 55219.2719 | 61418.6242 | 52614.2397
[7 empty] | 54072.5687 | 62245.5909 | 57798.5762 | 55045.445 | 61145.3602 | 52691.7627
[7 empty] | 54034.2417 | 60060.5083 | 56589.5444 | 55099.6907 | 58901.4955 | 52514.3845
[7 empty] | 56025.3128 | 63559.2846 | 57658.5553 | 56553.6009 | 61366.2075 | 55207.0744
[7 empty] | 62673.0195 | 68143.5767 | 63127.855 | 63576.3267 | 66793.8655 | 59459.1683
[7 empty] | 65058.1122 | 70457.1148 | 66007.1926 | 65443.7108 | 70292.3852 | 62465.5178
[7 empty] | 69370.0187 | 75244.6134 | 70476.6377 | 69146.1039 | 74186.7919 | 66475.8899
[7 empty] | 73083.0387 | 77258.6541 | 74337.7499 | 73367.7981 | 76903.5287 | 70519.4411
[7 empty] | 74015.2048 | 80868.8859 | 74122.5042 | 73075.6876 | 78627.2813 | 73188.4536
[7 empty] | 71701.9142 | 77646.8376 | 72253.0303 | 71654.1418 | 77293.022 | 70773.6238
[7 empty] | 71229.6236 | 79741.6722 | 73928.5901 | 71315.481 | 76896.0334 | 67888.0975
[7 empty] | 72620.5534 | 80549.0366 | 72989.667 | 72465.6807 | 77569.6222 | 69681.3532
[7 empty] | 71249.0945 | 76793.9488 | 72856.3458 | 71208.1647 | 74988.5395 | 70969.7809
[7 empty] | 75576.1413 | 82094.1569 | 77891.6184 | 76483.876 | 79717.387 | 75088.994
[7 empty] | 74078.6711 | 80840.7477 | 77216.0862 | 74271.308 | 79415.9735 | 73625.0766
[7 empty] | 73130.2686 | 79857.4314 | 74505.6352 | 72881.2255 | 77126.2228 | 72222.5751
[7 empty] | 69872.9298 | 77247.2827 | 72618.6578 | 70748.595 | 74739.3181 | 69096.8878
[7 empty] | 66375.9095 | 75823.7654 | 70805.2244 | 68314.9961 | 73680.0847 | 66878.6948
[7 empty] | 62873.0179 | 74983.9329 | 69841.9854 | 66877.3023 | 71824.0269 | 64523.8648
[7 empty] | 61623.7331 | 74163.4146 | 65645.5664 | 63226.5779 | 72096.8202 | 60542.9669
[7 empty] | 57244.1097 | 70478.3441 | 63314.9234 | 57202.869 | 67862.7812 | 56764.3905
[7 empty] | 53815.7208 | 68258.0499 | 61056.1604 | 56255.8755 | 65695.4088 | 53989.7856
[7 empty] | 53791.8269 | 65825.453 | 59278.0492 | 54627.3237 | 63182.2414 | 53228.3367
[7 empty] | 54264.6227 | 64180.7212 | 58372.9561 | 54902.8308 | 61870.3761 | 53371.6309
[7 empty] | 54016.3614 | 62376.8468 | 56697.1739 | 53573.7737 | 60215.8992 | 53314.5563
[7 empty] | 53643.6526 | 60834.7724 | 55632.4741 | 53054.2675 | 58754.5388 | 53179.7107
[7 empty] | 55267.2024 | 62375.4479 | 57598.3782 | 55959.4954 | 60399.2987 | 52957.3906
[7 empty] | 60155.4637 | 67881.1027 | 62001.8918 | 59661.247 | 65583.3276 | 58954.4603
[7 empty] | 65265.6768 | 71488.939 | 65843.3257 | 63189.0904 | 68607.8891 | 62380.2924
[7 empty] | 68520.6733 | 75524.5298 | 70708.8232 | 67580.3946 | 73835.8968 | 66338.8265
[7 empty] | 68555.7558 | 75829.4055 | 70997.8775 | 67086.1952 | 72459.856 | 67990.4979
[7 empty] | 71312.2174 | 75618.2701 | 71409.184 | 69374.0951 | 74829.3036 | 69491.1748
[7 empty] | 75501.0049 | 80979.4159 | 76180.1486 | 74040.0509 | 79124.1969 | 73796.0564
[7 empty] | 73074.8401 | 79486.5737 | 74050.953 | 70954.0252 | 76576.2331 | 71928.9327
[7 empty] | 72962.2166 | 81220.3291 | 74405.821 | 70740.9242 | 78059.4872 | 70616.622
[7 empty] | 72032.7462 | 79089.8889 | 74155.4013 | 70831.8313 | 76785.9788 | 70174.221
[7 empty] | 75071.0901 | 82303.6492 | 78837.8424 | 75100.1776 | 78749.1815 | 75094.1788
[7 empty] | 77394.7969 | 85805.3449 | 79757.8364 | 77885.8346 | 82668.5659 | 76743.4871
[7 empty] | 76360.4307 | 85026.8214 | 79161.3042 | 75645.7594 | 81268.5204 | 75827.373
[7 empty] | 73070.4505 | 81090.0176 | 74046.3098 | 72190.13 | 77829.3854 | 72073.8087
[7 empty] | 69548.3913 | 76591.188 | 70237.8193 | 69225.7084 | 73796.2534 | 68693.0419
[7 empty] | 67908.1216 | 75275.7793 | 68222.3522 | 67471.2029 | 72411.9437 | 67775.6985
[7 empty] | 64319.6655 | 73239.0563 | 64167.241 | 63662.7645 | 69005.8565 | 64395.4562
[7 empty] | 60812.0387 | 69830.9631 | 61390.7198 | 61236.2184 | 66924.6261 | 60686.1919
[7 empty] | 55433.703 | 67252.4 | 57084.469 | 56116.974 | 65334.03 | 55778.875

## SOLAR
TimeBlock | WS15 | WS29 | WS36 | WS12 | WS24 | WS09 | WS15 | WS29 | WS36 | WS12 | WS24 | WS09
1 | 0 | 0 | 0 | 0 | 0 | 0 | 0 | 0 | 0 | 0 | 0 | 0
2 | 0 | 0 | 0 | 0 | 0 | 0 | 0 | 0 | 0 | 0 | 0 | 0
3 | 0.071806 | 0.14227 | 0.030156 | 0.080684 | 0.10741 | 0.042184 | 0 | 0 | 0 | 0 | 0 | 0
4 | 0.10796 | 0.2161 | 0.040336 | 0.14415 | 0.17002 | 0.061862 | 0 | 0 | 0 | 0 | 0 | 0
5 | 0 | 0 | 0 | 0 | 0 | 0 | 0 | 0 | 0 | 0 | 0 | 0
6 | 0 | 0 | 0 | 0 | 0 | 0 | 0 | 0 | 0 | 0 | 0 | 0
7 | 0 | 0 | 0 | 0 | 0 | 0 | 0 | 0 | 0 | 0 | 0 | 0
8 | 0 | 0 | 0 | 0 | 0 | 0 | 0 | 0 | 0 | 0 | 0 | 0
9 | 0.058064 | 0.057862 | 0.090168 | 0.10752 | 0.13822 | 0.021556 | 0.0043268 | 0.01182 | 0.0025341 | 0.0029396 | 0.0061241 | 0.0015501
10 | 0.081342 | 0.090057 | 0.19791 | 0.18636 | 0.21493 | 0.037545 | 0.041358 | 0.094086 | 0.01961 | 0.042718 | 0.063942 | 0.019823
11 | 0 | 0 | 0 | 0 | 0 | 0 | 0.097251 | 0.19428 | 0.041307 | 0.10963 | 0.14604 | 0.055262
12 | 0 | 0 | 0 | 0 | 0 | 0 | 0.14429 | 0.2689 | 0.057174 | 0.16745 | 0.21353 | 0.092099
13 | 0 | 0 | 0 | 0 | 0 | 0 | 0.15758 | 0.29753 | 0.060625 | 0.19358 | 0.2376 | 0.096174
14 | 0 | 0 | 0 | 0 | 0 | 0 | 0.13812 | 0.27366 | 0.051492 | 0.18185 | 0.21647 | 0.08045
15 | 0.097018 | 0.072656 | 0.087196 | 0.10589 | 0.069134 | 0.11493 | 0.096433 | 0.20131 | 0.033324 | 0.13714 | 0.15964 | 0.051541
16 | 0.13767 | 0.13682 | 0.11446 | 0.13175 | 0.08262 | 0.20795 | 0.039702 | 0.091911 | 0.015903 | 0.06404 | 0.066382 | 0.019282
17 | 0 | 0 | 0 | 0 | 0 | 0 | 0.0033322 | 0.0056492 | 0.0026536 | 0.0033393 | 0.0042297 | 0.00081941
18 | 0 | 0 | 0 | 0 | 0 | 0 | 0 | 0 | 0 | 0 | 0 | 0
19 | 0 | 0 | 0 | 0 | 0 | 0 | 0 | 0 | 0 | 0 | 0 | 0
20 | 0 | 0 | 0 | 0 | 0 | 0 | 0 | 0 | 0 | 0 | 0 | 0
21 | 0.090689 | 0.054893 | 0.061025 | 0.16624 | 0.07874 | 0.11792 | 0 | 0 | 0 | 0 | 0 | 0
22 | 0.17827 | 0.081063 | 0.10828 | 0.26134 | 0.11633 | 0.16505 | 0 | 0 | 0 | 0 | 0 | 0
23 | 0 | 0 | 0 | 0 | 0 | 0 | 0 | 0 | 0 | 0 | 0 | 0
24 | 0 | 0 | 0 | 0 | 0 | 0 | 0 | 0 | 0 | 0 | 0 | 0
25 | 0 | 0 | 0 | 0 | 0 | 0 | 0 | 0 | 0 | 0 | 0 | 0
26 | 0 | 0 | 0 | 0 | 0 | 0 | 0 | 0 | 0 | 0 | 0 | 0
27 | 0.14021 | 0.15344 | 0.19103 | 0.13159 | 0.03584 | 0.055153 | 0 | 0 | 0 | 0 | 0 | 0
28 | 0.2191 | 0.25546 | 0.28794 | 0.19134 | 0.026968 | 0.10038 | 0 | 0 | 0 | 0 | 0 | 0
29 | 0 | 0 | 0 | 0 | 0 | 0 | 0 | 0 | 0 | 0 | 0 | 0
30 | 0 | 0 | 0 | 0 | 0 | 0 | 0 | 0 | 0 | 0 | 0 | 0
31 | 0 | 0 | 0 | 0 | 0 | 0 | 0 | 0 | 0 | 0 | 0 | 0
32 | 0 | 0 | 0 | 0 | 0 | 0 | 0 | 0 | 0 | 0 | 0 | 0
33 | 0.13285 | 0.072914 | 0.092832 | 0.14777 | 0.065978 | 0.028592 | 0.0050641 | 0.0026856 | 0.0017811 | 0.0041302 | 0.010936 | 0.0010438
34 | 0.16986 | 0.098101 | 0.1402 | 0.23351 | 0.092468 | 0.044856 | 0.039187 | 0.03506 | 0.035228 | 0.060736 | 0.090809 | 0.011804
35 | 0 | 0 | 0 | 0 | 0 | 0 | 0.079664 | 0.079755 | 0.11703 | 0.14722 | 0.18852 | 0.029045
36 | 0 | 0 | 0 | 0 | 0 | 0 | 0.10834 | 0.11395 | 0.20663 | 0.21798 | 0.26262 | 0.044329
37 | 0 | 0 | 0 | 0 | 0 | 0 | 0.11856 | 0.12792 | 0.25287 | 0.25126 | 0.29209 | 0.051389
38 | 0 | 0 | 0 | 0 | 0 | 0 | 0.10461 | 0.11589 | 0.25394 | 0.23765 | 0.26996 | 0.048038
39 | 0.060005 | 0.14414 | 0.089878 | 0.12213 | 0.032523 | 0.054733 | 0.072885 | 0.081693 | 0.19528 | 0.17921 | 0.20512 | 0.035868
40 | 0.098204 | 0.234 | 0.14775 | 0.21337 | 0.044613 | 0.079775 | 0.029311 | 0.034727 | 0.089568 | 0.077344 | 0.092547 | 0.014884
41 | 0 | 0 | 0 | 0 | 0 | 0 | 0.0043524 | 0.0040579 | 0.005556 | 0.0044505 | 0.0053727 | 0.00084838
42 | 0 | 0 | 0 | 0 | 0 | 0 | 0 | 0 | 0 | 0 | 0 | 0
43 | 0 | 0 | 0 | 0 | 0 | 0 | 0 | 0 | 0 | 0 | 0 | 0
44 | 0 | 0 | 0 | 0 | 0 | 0 | 0 | 0 | 0 | 0 | 0 | 0
45 | 0.1266 | 0.14927 | 0.06455 | 0.10681 | 0.044201 | 0.020729 | 0 | 0 | 0 | 0 | 0 | 0
46 | 0.18971 | 0.20969 | 0.08728 | 0.16436 | 0.069446 | 0.033864 | 0 | 0 | 0 | 0 | 0 | 0
47 | 0 | 0 | 0 | 0 | 0 | 0 | 0 | 0 | 0 | 0 | 0 | 0
48 | 0 | 0 | 0 | 0 | 0 | 0 | 0 | 0 | 0 | 0 | 0 | 0
49 | 0 | 0 | 0 | 0 | 0 | 0 | 0 | 0 | 0 | 0 | 0 | 0
50 | 0 | 0 | 0 | 0 | 0 | 0 | 0 | 0 | 0 | 0 | 0 | 0
51 | 0.051793 | 0.087934 | 0.077995 | 0.072033 | 0.13846 | 0.097594 | 0 | 0 | 0 | 0 | 0 | 0
52 | 0.057677 | 0.13769 | 0.11607 | 0.1463 | 0.19237 | 0.13245 | 0 | 0 | 0 | 0 | 0 | 0
53 | 0 | 0 | 0 | 0 | 0 | 0 | 0 | 0 | 0 | 0 | 0 | 0
54 | 0 | 0 | 0 | 0 | 0 | 0 | 0 | 0 | 0 | 0 | 0 | 0
55 | 0 | 0 | 0 | 0 | 0 | 0 | 0 | 0 | 0 | 0 | 0 | 0
56 | 0 | 0 | 0 | 0 | 0 | 0 | 0 | 0 | 0 | 0 | 0 | 0
57 | 0.040049 | 0.037268 | 0.02982 | 0.14885 | 0.043349 | 0.22048 | 0.0065254 | 0.0023449 | 0.008054 | 0.0097508 | 0.0057786 | 0.0043752
58 | 0.06367 | 0.087059 | 0.054542 | 0.2022 | 0.059475 | 0.31559 | 0.059677 | 0.034374 | 0.059012 | 0.073149 | 0.046489 | 0.062616
59 | 0 | 0 | 0 | 0 | 0 | 0 | 0.13243 | 0.096677 | 0.11883 | 0.14568 | 0.094921 | 0.1542
60 | 0 | 0 | 0 | 0 | 0 | 0 | 0.18944 | 0.15723 | 0.16289 | 0.19496 | 0.12935 | 0.23854
61 | 0 | 0 | 0 | 0 | 0 | 0 | 0.20215 | 0.18125 | 0.16881 | 0.20069 | 0.12998 | 0.2773
62 | 0 | 0 | 0 | 0 | 0 | 0 | 0.17482 | 0.17162 | 0.14309 | 0.16675 | 0.10543 | 0.26516
63 | 0.076447 | 0.15782 | 0.03419 | 0.089694 | 0.11482 | 0.030305 | 0.12182 | 0.13054 | 0.096837 | 0.10896 | 0.067622 | 0.19888
64 | 0.13244 | 0.23813 | 0.042906 | 0.070709 | 0.18332 | 0.03307 | 0.05189 | 0.063867 | 0.049091 | 0.050607 | 0.027449 | 0.090462
65 | 0 | 0 | 0 | 0 | 0 | 0 | 0.004559 | 0.0062505 | 0.0051971 | 0.004308 | 0.0028224 | 0.0055115
66 | 0 | 0 | 0 | 0 | 0 | 0 | 0 | 0 | 0 | 0 | 0 | 0
67 | 0 | 0 | 0 | 0 | 0 | 0 | 0 | 0 | 0 | 0 | 0 | 0
68 | 0 | 0 | 0 | 0 | 0 | 0 | 0 | 0 | 0 | 0 | 0 | 0
69 | 0.076152 | 0.14309 | 0.057665 | 0.027804 | 0.11777 | 0.04071 | 0 | 0 | 0 | 0 | 0 | 0
70 | 0.15003 | 0.24692 | 0.12069 | 0.037762 | 0.17967 | 0.084251 | 0 | 0 | 0 | 0 | 0 | 0
71 | 0 | 0 | 0 | 0 | 0 | 0 | 0 | 0 | 0 | 0 | 0 | 0
72 | 0 | 0 | 0 | 0 | 0 | 0 | 0 | 0 | 0 | 0 | 0 | 0
73 | 0 | 0 | 0 | 0 | 0 | 0 | 0 | 0 | 0 | 0 | 0 | 0
74 | 0 | 0 | 0 | 0 | 0 | 0 | 0 | 0 | 0 | 0 | 0 | 0
75 | 0.095577 | 0.22523 | 0.077925 | 0.028356 | 0.078623 | 0.072341 | 0 | 0 | 0 | 0 | 0 | 0
76 | 0.15085 | 0.33027 | 0.11525 | 0.039934 | 0.1211 | 0.13213 | 0 | 0 | 0 | 0 | 0 | 0
77 | 0 | 0 | 0 | 0 | 0 | 0 | 0 | 0 | 0 | 0 | 0 | 0
78 | 0 | 0 | 0 | 0 | 0 | 0 | 0 | 0 | 0 | 0 | 0 | 0
79 | 0 | 0 | 0 | 0 | 0 | 0 | 0 | 0 | 0 | 0 | 0 | 0
80 | 0 | 0 | 0 | 0 | 0 | 0 | 0 | 0 | 0 | 0 | 0 | 0
81 | 0.034967 | 0.099827 | 0.069269 | 0.038044 | 0.095935 | 0.037447 | 0.0042659 | 0.0046224 | 0.0034112 | 0.014431 | 0.0030358 | 0.0057027
82 | 0.053747 | 0.13284 | 0.12496 | 0.068087 | 0.14679 | 0.066253 | 0.047729 | 0.036091 | 0.034242 | 0.10723 | 0.040832 | 0.066362
83 | 0 | 0 | 0 | 0 | 0 | 0 | 0.12087 | 0.075236 | 0.081658 | 0.22521 | 0.10546 | 0.15933
84 | 0 | 0 | 0 | 0 | 0 | 0 | 0.18989 | 0.10362 | 0.12479 | 0.31809 | 0.16563 | 0.24029
85 | 0 | 0 | 0 | 0 | 0 | 0 | 0.22689 | 0.11353 | 0.14319 | 0.35465 | 0.17391 | 0.24892
86 | 0 | 0 | 0 | 0 | 0 | 0 | 0.22393 | 0.10129 | 0.13354 | 0.32972 | 0.14725 | 0.20978
87 | 0.084027 | 0.029888 | 0.022569 | 0.02586 | 0.10128 | 0.069713 | 0.17987 | 0.072466 | 0.10058 | 0.24636 | 0.10023 | 0.13919
88 | 0.12643 | 0.045528 | 0.03007 | 0.048942 | 0.21484 | 0.11745 | 0.082372 | 0.036962 | 0.055836 | 0.11463 | 0.043944 | 0.062321
89 | 0 | 0 | 0 | 0 | 0 | 0 | 0.0064163 | 0.0063977 | 0.00639 | 0.0072232 | 0.0055328 | 0.0039052
90 | 0 | 0 | 0 | 0 | 0 | 0 | 0 | 0 | 0 | 0 | 0 | 0
91 | 0 | 0 | 0 | 0 | 0 | 0 | 0 | 0 | 0 | 0 | 0 | 0
92 | 0 | 0 | 0 | 0 | 0 | 0 | 0 | 0 | 0 | 0 | 0 | 0
93 | 0.092545 | 0.029696 | 0.11027 | 0.060892 | 0.12478 | 0.036905 | 0 | 0 | 0 | 0 | 0 | 0
94 | 0.16116 | 0.053905 | 0.16682 | 0.12103 | 0.19861 | 0.050937 | 0 | 0 | 0 | 0 | 0 | 0
95 | 0 | 0 | 0 | 0 | 0 | 0 | 0 | 0 | 0 | 0 | 0 | 0
96 | 0 | 0 | 0 | 0 | 0 | 0 | 0 | 0 | 0 | 0 | 0 | 0
97 | 0 | 0 | 0 | 0 | 0 | 0 | 0 | 0 | 0 | 0 | 0 | 0
98 | 0 | 0 | 0 | 0 | 0 | 0 | 0 | 0 | 0 | 0 | 0 | 0
99 | 0.18673 | 0.067926 | 0.11635 | 0.038681 | 0.13663 | 0.03921 | 0 | 0 | 0 | 0 | 0 | 0
100 | 0.26171 | 0.082082 | 0.17838 | 0.058729 | 0.21508 | 0.081662 | 0 | 0 | 0 | 0 | 0 | 0
101 | 0 | 0 | 0 | 0 | 0 | 0 | 0 | 0 | 0 | 0 | 0 | 0
102 | 0 | 0 | 0 | 0 | 0 | 0 | 0 | 0 | 0 | 0 | 0 | 0
103 | 0 | 0 | 0 | 0 | 0 | 0 | 0 | 0 | 0 | 0 | 0 | 0
104 | 0 | 0 | 0 | 0 | 0 | 0 | 0 | 0 | 0 | 0 | 0 | 0
105 | 0.15616 | 0.012959 | 0.12876 | 0.046366 | 0.074113 | 0.099721 | 0.0073155 | 0.0088452 | 0.01261 | 0.0081608 | 0.0039657 | 0.0033071
106 | 0.26923 | 0.017637 | 0.20232 | 0.077534 | 0.18087 | 0.13729 | 0.083618 | 0.091819 | 0.1171 | 0.086844 | 0.029475 | 0.030978
107 | 0 | 0 | 0 | 0 | 0 | 0 | 0.19175 | 0.20877 | 0.26063 | 0.1813 | 0.05114 | 0.073839
108 | 0 | 0 | 0 | 0 | 0 | 0 | 0.27814 | 0.30432 | 0.37376 | 0.25006 | 0.05878 | 0.11249
109 | 0 | 0 | 0 | 0 | 0 | 0 | 0.30646 | 0.34149 | 0.40524 | 0.27303 | 0.0511 | 0.13161
110 | 0 | 0 | 0 | 0 | 0 | 0 | 0.27731 | 0.31811 | 0.36365 | 0.24574 | 0.034109 | 0.12586
111 | 0.13732 | 0.043196 | 0.11455 | 0.080642 | 0.099232 | 0.065832 | 0.20314 | 0.24042 | 0.26157 | 0.17485 | 0.016475 | 0.09816
112 | 0.2535 | 0.085139 | 0.19187 | 0.11995 | 0.20233 | 0.091489 | 0.0895 | 0.12185 | 0.12132 | 0.071759 | 0.0061897 | 0.0459
113 | 0 | 0 | 0 | 0 | 0 | 0 | 0.0070636 | 0.0097388 | 0.0079833 | 0.0036686 | 0.0014834 | 0.0049793
114 | 0 | 0 | 0 | 0 | 0 | 0 | 0 | 0 | 0 | 0 | 0 | 0
115 | 0 | 0 | 0 | 0 | 0 | 0 | 0 | 0 | 0 | 0 | 0 | 0
116 | 0 | 0 | 0 | 0 | 0 | 0 | 0 | 0 | 0 | 0 | 0 | 0
117 | 0.07413 | 0.068684 | 0.032522 | 0.11319 | 0.066538 | 0.1478 | 0 | 0 | 0 | 0 | 0 | 0
118 | 0.13103 | 0.10806 | 0.036641 | 0.14888 | 0.12177 | 0.16073 | 0 | 0 | 0 | 0 | 0 | 0
119 | 0 | 0 | 0 | 0 | 0 | 0 | 0 | 0 | 0 | 0 | 0 | 0
120 | 0 | 0 | 0 | 0 | 0 | 0 | 0 | 0 | 0 | 0 | 0 | 0
121 | 0 | 0 | 0 | 0 | 0 | 0 | 0 | 0 | 0 | 0 | 0 | 0
122 | 0 | 0 | 0 | 0 | 0 | 0 | 0 | 0 | 0 | 0 | 0 | 0
123 | 0.19461 | 0.11754 | 0.090359 | 0.11307 | 0.040545 | 0.14769 | 0 | 0 | 0 | 0 | 0 | 0
124 | 0.23312 | 0.18845 | 0.12154 | 0.18633 | 0.08561 | 0.23259 | 0 | 0 | 0 | 0 | 0 | 0
125 | 0 | 0 | 0 | 0 | 0 | 0 | 0 | 0 | 0 | 0 | 0 | 0
126 | 0 | 0 | 0 | 0 | 0 | 0 | 0 | 0 | 0 | 0 | 0 | 0
127 | 0 | 0 | 0 | 0 | 0 | 0 | 0 | 0 | 0 | 0 | 0 | 0
128 | 0 | 0 | 0 | 0 | 0 | 0 | 0 | 0 | 0 | 0 | 0 | 0
129 | 0.085924 | 0.13555 | 0.14922 | 0.045969 | 0.097366 | 0.14812 | 0.0088551 | 0.0076583 | 0.0031591 | 0.0092723 | 0.0060791 | 0.0018732
130 | 0.15472 | 0.23115 | 0.19186 | 0.063793 | 0.16007 | 0.1825 | 0.08644 | 0.051029 | 0.045434 | 0.087206 | 0.046462 | 0.017841
131 | 0 | 0 | 0 | 0 | 0 | 0 | 0.18285 | 0.099769 | 0.12419 | 0.19926 | 0.091257 | 0.039591
132 | 0 | 0 | 0 | 0 | 0 | 0 | 0.25326 | 0.1332 | 0.19854 | 0.29536 | 0.12012 | 0.055062
133 | 0 | 0 | 0 | 0 | 0 | 0 | 0.25975 | 0.14194 | 0.2087 | 0.32488 | 0.12923 | 0.06301
134 | 0 | 0 | 0 | 0 | 0 | 0 | 0.21701 | 0.1238 | 0.17888 | 0.29487 | 0.11461 | 0.057929
135 | 0.082189 | 0.30599 | 0.053388 | 0.033276 | 0.080739 | 0.21927 | 0.14366 | 0.086298 | 0.1215 | 0.21472 | 0.084073 | 0.041745
136 | 0.10645 | 0.40878 | 0.090413 | 0.064262 | 0.084392 | 0.28428 | 0.059032 | 0.040357 | 0.051731 | 0.099573 | 0.041965 | 0.016739
137 | 0 | 0.011258 | 0 | 0 | 0 | 0 | 0.0048741 | 0.0047579 | 0.0048991 | 0.0071052 | 0.0074163 | 0.0018064
138 | 0 | 0 | 0 | 0 | 0 | 0 | 0 | 0 | 0 | 0 | 0 | 0
139 | 0 | 0 | 0 | 0 | 0 | 0 | 0 | 0 | 0 | 0 | 0 | 0
140 | 0 | 0 | 0 | 0 | 0 | 0 | 0 | 0 | 0 | 0 | 0 | 0
141 | 0.04799 | 0.13848 | 0.083418 | 0.28998 | 0.11178 | 0.099243 | 0 | 0 | 0 | 0 | 0 | 0
142 | 0.070849 | 0.2106 | 0.14114 | 0.37336 | 0.14147 | 0.16002 | 0 | 0 | 0 | 0 | 0 | 0
143 | 0 | 0 | 0 | 0.010282 | 0 | 0 | 0 | 0 | 0 | 0 | 0 | 0
144 | 0 | 0 | 0 | 0 | 0 | 0 | 0 | 0 | 0 | 0 | 0 | 0
145 | 0 | 0 | 0 | 0 | 0 | 0 | 0 | 0 | 0 | 0 | 0 | 0
146 | 0 | 0 | 0 | 0 | 0 | 0 | 0 | 0 | 0 | 0 | 0 | 0
147 | 0.065693 | 0.025663 | 0.17571 | 0.20289 | 0.071216 | 0.12806 | 0 | 0 | 0 | 0 | 0 | 0
148 | 0.11707 | 0.053402 | 0.26342 | 0.38759 | 0.091694 | 0.19165 | 0 | 0 | 0 | 0 | 0 | 0
149 | 0 | 0 | 0 | 0.012658 | 0 | 0 | 0 | 0 | 0 | 0 | 0 | 0
150 | 0 | 0 | 0 | 0 | 0 | 0 | 0 | 0 | 0 | 0 | 0 | 0
151 | 0 | 0 | 0 | 0 | 0 | 0 | 0 | 0 | 0 | 0 | 0 | 0
152 | 0 | 0 | 0 | 0 | 0 | 0 | 0 | 0 | 0 | 0 | 0 | 0
153 | 0.057158 | 0.13568 | 0.050531 | 0.202 | 0.092785 | 0.29126 | 0.0028814 | 0.0068076 | 0.010711 | 0.0048912 | 0.0028171 | 0.0030488
154 | 0.10274 | 0.22207 | 0.065337 | 0.26431 | 0.13161 | 0.41008 | 0.03067 | 0.083003 | 0.062299 | 0.063791 | 0.023071 | 0.030764
155 | 0 | 0 | 0 | 0.010111 | 0 | 0.013891 | 0.079293 | 0.19385 | 0.12138 | 0.16404 | 0.045544 | 0.074002
156 | 0 | 0 | 0 | 0 | 0 | 0 | 0.12717 | 0.29292 | 0.16512 | 0.25581 | 0.058659 | 0.11112
157 | 0 | 0 | 0 | 0 | 0 | 0 | 0.14135 | 0.32234 | 0.18922 | 0.28747 | 0.062975 | 0.11916
158 | 0 | 0 | 0 | 0 | 0 | 0 | 0.12697 | 0.2938 | 0.17977 | 0.26662 | 0.056117 | 0.10222
159 | 0.22801 | 0.15259 | 0.18076 | 0.053039 | 0.0314 | 0.3002 | 0.090149 | 0.21567 | 0.14073 | 0.20119 | 0.041255 | 0.068253
160 | 0.3662 | 0.23664 | 0.28895 | 0.12562 | 0.059844 | 0.41955 | 0.034345 | 0.1042 | 0.081262 | 0.098179 | 0.018104 | 0.029468
161 | 0.013306 | 0 | 0.010406 | 0 | 0 | 0.014955 | 0.0024515 | 0.0094293 | 0.010045 | 0.0090086 | 0.0043628 | 0.0033046
162 | 0 | 0 | 0 | 0 | 0 | 0 | 0 | 0 | 0 | 0 | 0 | 0
163 | 0 | 0 | 0 | 0 | 0 | 0 | 0 | 0 | 0 | 0 | 0 | 0
164 | 0 | 0 | 0 | 0 | 0 | 0 | 0 | 0 | 0 | 0 | 0 | 0
165 | 0.24832 | 0.10806 | 0.14859 | 0.072388 | 0.11395 | 0.3377 | 0 | 0 | 0 | 0 | 0 | 0
166 | 0.37032 | 0.16996 | 0.15305 | 0.087093 | 0.1293 | 0.45292 | 0 | 0 | 0 | 0 | 0 | 0
167 | 0.013681 | 0 | 0 | 0 | 0 | 0.016793 | 0 | 0 | 0 | 0 | 0 | 0
168 | 0 | 0 | 0 | 0 | 0 | 0 | 0 | 0 | 0 | 0 | 0 | 0
169 | 0 | 0 | 0 | 0 | 0 | 0 | 0 | 0 | 0 | 0 | 0 | 0
170 | 0 | 0 | 0 | 0 | 0 | 0 | 0 | 0 | 0 | 0 | 0 | 0
171 | 0.15968 | 0.33986 | 0.14303 | 0.17543 | 0.079303 | 0.33948 | 0 | 0 | 0 | 0 | 0 | 0
172 | 0.2494 | 0.45927 | 0.22805 | 0.26484 | 0.092427 | 0.45654 | 0 | 0 | 0 | 0 | 0 | 0
173 | 0 | 0.016988 | 0 | 0.012121 | 0 | 0.017849 | 0 | 0 | 0 | 0 | 0 | 0
174 | 0 | 0 | 0 | 0 | 0 | 0 | 0 | 0 | 0 | 0 | 0 | 0
175 | 0 | 0 | 0 | 0 | 0 | 0 | 0 | 0 | 0 | 0 | 0 | 0
176 | 0 | 0 | 0 | 0 | 0 | 0 | 0 | 0 | 0 | 0 | 0 | 0
177 | 0.20265 | 0.33801 | 0.032016 | 0.046919 | 0.12879 | 0.34283 | 0.0091223 | 0.014115 | 0.0039226 | 0.0041919 | 0.0035412 | 0.0016324
178 | 0.28359 | 0.44807 | 0.035857 | 0.092645 | 0.18335 | 0.46084 | 0.083184 | 0.10266 | 0.040968 | 0.05489 | 0.030229 | 0.013523
179 | 0.011423 | 0.017796 | 0 | 0 | 0 | 0.018907 | 0.17344 | 0.20393 | 0.08887 | 0.14154 | 0.061499 | 0.028662
180 | 0 | 0 | 0 | 0 | 0 | 0 | 0.24065 | 0.27638 | 0.12444 | 0.2266 | 0.081534 | 0.039099
181 | 0 | 0 | 0 | 0 | 0 | 0 | 0.26469 | 0.29555 | 0.13164 | 0.23825 | 0.089768 | 0.045605
182 | 0 | 0 | 0 | 0 | 0 | 0 | 0.23942 | 0.26368 | 0.11257 | 0.20629 | 0.084526 | 0.043597
183 | 0.21401 | 0.27851 | 0.12881 | 0.090162 | 0.082693 | 0.22928 | 0.17537 | 0.18972 | 0.075201 | 0.14421 | 0.069338 | 0.03348
184 | 0.34891 | 0.3327 | 0.15444 | 0.1693 | 0.18566 | 0.31734 | 0.079349 | 0.08981 | 0.029712 | 0.068681 | 0.034152 | 0.012772
185 | 0.014965 | 0.013672 | 0 | 0 | 0 | 0.013049 | 0.0070791 | 0.0078292 | 0.0015152 | 0.0058022 | 0.0085267 | 0.001483
186 | 0 | 0 | 0 | 0 | 0 | 0 | 0 | 0 | 0 | 0 | 0 | 0
187 | 0 | 0 | 0 | 0 | 0 | 0 | 0 | 0 | 0 | 0 | 0 | 0
188 | 0 | 0 | 0 | 0 | 0 | 0 | 0 | 0 | 0 | 0 | 0 | 0
189 | 0.28048 | 0.17861 | 0.03023 | 0.11894 | 0.15937 | 0.31236 | 0 | 0 | 0 | 0 | 0 | 0
190 | 0.41188 | 0.28966 | 0.042642 | 0.14893 | 0.22329 | 0.43961 | 0 | 0 | 0 | 0 | 0 | 0
191 | 0.018709 | 0.016047 | 0 | 0 | 0.014061 | 0.018627 | 0 | 0 | 0 | 0 | 0 | 0
192 | 0 | 0 | 0 | 0 | 0 | 0 | 0 | 0 | 0 | 0 | 0 | 0
193 | 0 | 0 | 0 | 0 | 0 | 0 | 0 | 0 | 0 | 0 | 0 | 0
194 | 0 | 0 | 0 | 0 | 0 | 0 | 0 | 0 | 0 | 0 | 0 | 0
195 | 0.12732 | 0.28073 | 0.16637 | 0.033816 | 0.037652 | 0.34076 | 0 | 0 | 0 | 0 | 0 | 0
196 | 0.19186 | 0.44514 | 0.23491 | 0.051499 | 0.054104 | 0.44143 | 0 | 0 | 0 | 0 | 0 | 0
197 | 0.010828 | 0.021382 | 0.01342 | 0 | 0 | 0.01999 | 0 | 0 | 0 | 0 | 0 | 0
198 | 0 | 0 | 0 | 0 | 0 | 0 | 0 | 0 | 0 | 0 | 0 | 0
199 | 0 | 0 | 0 | 0 | 0 | 0 | 0 | 0 | 0 | 0 | 0 | 0
200 | 0 | 0 | 0 | 0 | 0 | 0 | 0 | 0 | 0 | 0 | 0 | 0
201 | 0.13037 | 0.34069 | 0.087368 | 0.03549 | 0.12035 | 0.24424 | 0.0062231 | 0.0075512 | 0.0067616 | 0.0035557 | 0.0099876 | 0.0072928
202 | 0.20253 | 0.44986 | 0.098561 | 0.06372 | 0.1626 | 0.3113 | 0.040359 | 0.056241 | 0.05095 | 0.037089 | 0.090148 | 0.062112
203 | 0.01296 | 0.022051 | 0 | 0 | 0 | 0.015867 | 0.072081 | 0.11844 | 0.1056 | 0.094472 | 0.18905 | 0.13328
204 | 0 | 0 | 0 | 0 | 0 | 0 | 0.088507 | 0.1695 | 0.14866 | 0.15301 | 0.26467 | 0.18769
205 | 0 | 0 | 0 | 0 | 0 | 0 | 0.091083 | 0.18708 | 0.16065 | 0.18489 | 0.27906 | 0.19458
206 | 0 | 0 | 0 | 0 | 0 | 0 | 0.074896 | 0.17177 | 0.14506 | 0.18344 | 0.24071 | 0.16571
207 | 0.13126 | 0.18964 | 0.050148 | 0.074112 | 0.088855 | 0.25097 | 0.047108 | 0.12852 | 0.10636 | 0.14598 | 0.16612 | 0.11434
208 | 0.20045 | 0.25325 | 0.088801 | 0.095058 | 0.17088 | 0.36992 | 0.017618 | 0.063387 | 0.052204 | 0.070891 | 0.083611 | 0.055172
209 | 0.01561 | 0.014115 | 0 | 0 | 0.013265 | 0.019579 | 0.0025323 | 0.010232 | 0.0073445 | 0.0083971 | 0.010671 | 0.0061007
210 | 0 | 0 | 0 | 0 | 0 | 0 | 0 | 0 | 0 | 0 | 0 | 0
211 | 0 | 0 | 0 | 0 | 0 | 0 | 0 | 0 | 0 | 0 | 0 | 0
212 | 0 | 0 | 0 | 0 | 0 | 0 | 0 | 0 | 0 | 0 | 0 | 0
213 | 0.17697 | 0.28424 | 0.09487 | 0.051365 | 0.17001 | 0.29266 | 0 | 0 | 0 | 0 | 0 | 0
214 | 0.2551 | 0.42542 | 0.12062 | 0.072505 | 0.15351 | 0.33775 | 0 | 0 | 0 | 0 | 0 | 0
215 | 0.01597 | 0.023278 | 0 | 0 | 0 | 0.013208 | 0 | 0 | 0 | 0 | 0 | 0
216 | 0 | 0 | 0 | 0 | 0 | 0 | 0 | 0 | 0 | 0 | 0 | 0
217 | 0 | 0 | 0 | 0 | 0 | 0 | 0 | 0 | 0 | 0 | 0 | 0
218 | 0 | 0 | 0 | 0 | 0 | 0 | 0 | 0 | 0 | 0 | 0 | 0
219 | 0.104 | 0.28875 | 0.12651 | 0.36364 | 0.04462 | 0.19959 | 0 | 0 | 0 | 0 | 0 | 0
220 | 0.19864 | 0.3865 | 0.20316 | 0.45082 | 0.084167 | 0.34665 | 0 | 0 | 0 | 0 | 0 | 0
221 | 0.015849 | 0.022027 | 0.012724 | 0.023401 | 0 | 0.021998 | 0 | 0 | 0 | 0 | 0 | 0
222 | 0 | 0 | 0 | 0 | 0 | 0 | 0 | 0 | 0 | 0 | 0 | 0
223 | 0 | 0 | 0 | 0 | 0 | 0 | 0 | 0 | 0 | 0 | 0 | 0
224 | 0 | 0 | 0 | 0 | 0 | 0 | 0 | 0 | 0 | 0 | 0 | 0
225 | 0.19139 | 0.32082 | 0.086132 | 0.11275 | 0.13447 | 0.37157 | 0.0022524 | 0.0036904 | 0.002882 | 0.012595 | 0.0032065 | 0.026698
226 | 0.30336 | 0.43288 | 0.082315 | 0.11728 | 0.20246 | 0.48815 | 0.022966 | 0.022845 | 0.020489 | 0.096631 | 0.027591 | 0.15417
227 | 0.022486 | 0.024073 | 0 | 0 | 0.015839 | 0.026675 | 0.054219 | 0.048857 | 0.041012 | 0.20184 | 0.059688 | 0.29752
228 | 0 | 0 | 0 | 0 | 0 | 0 | 0.080759 | 0.073681 | 0.054897 | 0.28431 | 0.082909 | 0.40351
229 | 0 | 0 | 0 | 0 | 0 | 0 | 0.090573 | 0.098086 | 0.064552 | 0.29494 | 0.089435 | 0.43835
230 | 0 | 0 | 0 | 0 | 0 | 0 | 0.082237 | 0.10851 | 0.064837 | 0.25238 | 0.076888 | 0.39694
231 | 0.2658 | 0.29912 | 0.076727 | 0.08119 | 0.11637 | 0.38656 | 0.058977 | 0.094223 | 0.055143 | 0.1742 | 0.050942 | 0.28724
232 | 0.43073 | 0.42328 | 0.13499 | 0.11144 | 0.15522 | 0.50063 | 0.022895 | 0.047415 | 0.033634 | 0.087259 | 0.020634 | 0.13984
233 | 0.026964 | 0.027487 | 0 | 0 | 0 | 0.028536 | 0.00080868 | 0.0066286 | 0.0071281 | 0.010224 | 0.0055488 | 0.012956
234 | 0 | 0 | 0 | 0 | 0 | 0 | 0 | 0 | 0 | 0 | 0 | 0
235 | 0 | 0 | 0 | 0 | 0 | 0 | 0 | 0 | 0 | 0 | 0 | 0
236 | 0 | 0 | 0 | 0 | 0 | 0 | 0 | 0 | 0 | 0 | 0 | 0
237 | 0.26335 | 0.29796 | 0.15213 | 0.089196 | 0.10569 | 0.40221 | 0 | 0 | 0 | 0 | 0 | 0
238 | 0.35079 | 0.40783 | 0.24491 | 0.10284 | 0.16639 | 0.51783 | 0 | 0 | 0 | 0 | 0 | 0
239 | 0.02124 | 0.024354 | 0.019011 | 0 | 0.014529 | 0.030777 | 0 | 0 | 0 | 0 | 0 | 0
240 | 0 | 0 | 0 | 0 | 0 | 0 | 0 | 0 | 0 | 0 | 0 | 0
241 | 0 | 0 | 0 | 0 | 0 | 0 | 0 | 0 | 0 | 0 | 0 | 0
242 | 0 | 0 | 0 | 0 | 0 | 0 | 0 | 0 | 0 | 0 | 0 | 0
243 | 0.23178 | 0.34543 | 0.22246 | 0.057168 | 0.12377 | 0.35261 | 0 | 0 | 0 | 0 | 0 | 0
244 | 0.37532 | 0.4324 | 0.26002 | 0.08014 | 0.19055 | 0.43481 | 0 | 0 | 0 | 0 | 0 | 0
245 | 0.026384 | 0.023331 | 0.013042 | 0 | 0.012355 | 0.026417 | 0 | 0 | 0 | 0 | 0 | 0
246 | 0 | 0 | 0 | 0 | 0 | 0 | 0 | 0 | 0 | 0 | 0 | 0
247 | 0 | 0 | 0 | 0 | 0 | 0 | 0 | 0 | 0 | 0 | 0 | 0
248 | 0 | 0 | 0 | 0 | 0 | 0 | 0 | 0 | 0 | 0 | 0 | 0
249 | 0.14273 | 0.35248 | 0.16142 | 0.050772 | 0.18972 | 0.37961 | 0.0038396 | 0.0093308 | 0.0036176 | 0.012534 | 0.0062848 | 0.0025541
250 | 0.21924 | 0.49226 | 0.22683 | 0.081876 | 0.20716 | 0.51402 | 0.041219 | 0.10122 | 0.025073 | 0.071385 | 0.065731 | 0.020168
251 | 0.019217 | 0.032481 | 0.016021 | 0 | 0.014043 | 0.03404 | 0.10247 | 0.21681 | 0.047605 | 0.12451 | 0.15466 | 0.041888
252 | 0 | 0 | 0 | 0 | 0 | 0 | 0.15826 | 0.30392 | 0.060464 | 0.15034 | 0.23259 | 0.056612
253 | 0 | 0 | 0 | 0 | 0 | 0 | 0.18011 | 0.32929 | 0.063809 | 0.13398 | 0.2541 | 0.055547
254 | 0 | 0 | 0 | 0 | 0 | 0 | 0.16701 | 0.29604 | 0.054568 | 0.089015 | 0.22701 | 0.042877
255 | 0.17408 | 0.099378 | 0.068117 | 0.1249 | 0.098148 | 0.42493 | 0.12462 | 0.21687 | 0.036671 | 0.041488 | 0.16561 | 0.024551
256 | 0.303 | 0.16628 | 0.10872 | 0.11622 | 0.097131 | 0.54148 | 0.058009 | 0.11031 | 0.016575 | 0.018355 | 0.086544 | 0.0093037
257 | 0.024541 | 0.011011 | 0 | 0 | 0 | 0.035739 | 0.0092042 | 0.014388 | 0.0049471 | 0.0018151 | 0.012975 | 0.00077319
258 | 0 | 0 | 0 | 0 | 0 | 0 | 0 | 0 | 0 | 0 | 0 | 0
259 | 0 | 0 | 0 | 0 | 0 | 0 | 0 | 0 | 0 | 0 | 0 | 0
260 | 0 | 0 | 0 | 0 | 0 | 0 | 0 | 0 | 0 | 0 | 0 | 0
261 | 0.23891 | 0.071717 | 0.16347 | 0.12357 | 0.1427 | 0.17398 | 0 | 0 | 0 | 0 | 0 | 0
262 | 0.31592 | 0.09225 | 0.19262 | 0.14358 | 0.25509 | 0.18108 | 0 | 0 | 0 | 0 | 0 | 0
263 | 0.025848 | 0 | 0.011036 | 0 | 0.021865 | 0.010045 | 0 | 0 | 0 | 0 | 0 | 0
264 | 0 | 0 | 0 | 0 | 0 | 0 | 0 | 0 | 0 | 0 | 0 | 0
265 | 0 | 0 | 0 | 0 | 0 | 0 | 0 | 0 | 0 | 0 | 0 | 0
266 | 0 | 0 | 0 | 0 | 0 | 0 | 0 | 0 | 0 | 0 | 0 | 0
267 | 0.12529 | 0.15961 | 0.072303 | 0.29546 | 0.13396 | 0.11464 | 0 | 0 | 0 | 0 | 0 | 0
268 | 0.17897 | 0.24318 | 0.11787 | 0.40926 | 0.18464 | 0.16244 | 0 | 0 | 0 | 0 | 0 | 0
269 | 0.013785 | 0.018682 | 0 | 0.0301 | 0.014927 | 0 | 0 | 0 | 0 | 0 | 0 | 0
270 | 0 | 0 | 0 | 0 | 0 | 0 | 0 | 0 | 0 | 0 | 0 | 0
271 | 0 | 0 | 0 | 0 | 0 | 0 | 0 | 0 | 0 | 0 | 0 | 0
272 | 0 | 0 | 0 | 0 | 0 | 0 | 0 | 0 | 0 | 0 | 0 | 0
273 | 0.18004 | 0.14274 | 0.13544 | 0.27406 | 0.21114 | 0.062286 | 0.0045061 | 0.00795 | 0.0027627 | 0.0017437 | 0.0068211 | 0.00229
274 | 0.30335 | 0.19471 | 0.21719 | 0.27391 | 0.28955 | 0.1326 | 0.042647 | 0.090085 | 0.028959 | 0.016599 | 0.069162 | 0.022474
275 | 0.026554 | 0.018411 | 0.015175 | 0.014365 | 0.021975 | 0.015724 | 0.10192 | 0.19532 | 0.075031 | 0.037736 | 0.15946 | 0.054244
276 | 0 | 0 | 0 | 0 | 0 | 0 | 0.15553 | 0.279 | 0.12391 | 0.055139 | 0.23563 | 0.08383
277 | 0 | 0 | 0 | 0 | 0 | 0 | 0.18717 | 0.32351 | 0.14727 | 0.058127 | 0.25429 | 0.10094
278 | 0 | 0 | 0 | 0 | 0 | 0 | 0.18457 | 0.30677 | 0.14571 | 0.048839 | 0.22392 | 0.1027
279 | 0.30186 | 0.38379 | 0.1439 | 0.2654 | 0.16615 | 0.1076 | 0.14999 | 0.23429 | 0.11966 | 0.031473 | 0.15947 | 0.089221
280 | 0.45379 | 0.45107 | 0.24426 | 0.48201 | 0.23843 | 0.15196 | 0.078375 | 0.12313 | 0.070121 | 0.012608 | 0.080984 | 0.044147
281 | 0.035687 | 0.028828 | 0.020275 | 0.041098 | 0.019635 | 0.010694 | 0.012319 | 0.016099 | 0.013484 | 0.0012113 | 0.012993 | 0.0063846
282 | 0 | 0 | 0 | 0 | 0 | 0 | 0 | 0 | 0 | 0 | 0 | 0
283 | 0 | 0 | 0 | 0 | 0 | 0 | 0 | 0 | 0 | 0 | 0 | 0
284 | 0 | 0 | 0 | 0 | 0 | 0 | 0 | 0 | 0 | 0 | 0 | 0
285 | 0.32642 | 0.11502 | 0.11768 | 0.43394 | 0.33301 | 0.14899 | 0 | 0 | 0 | 0 | 0 | 0
286 | 0.45286 | 0.21323 | 0.15414 | 0.57004 | 0.4464 | 0.16241 | 0 | 0 | 0 | 0 | 0 | 0
287 | 0.035845 | 0.020183 | 0.011877 | 0.044224 | 0.035479 | 0 | 0 | 0 | 0 | 0 | 0 | 0
288 | 0 | 0 | 0 | 0 | 0 | 0 | 0 | 0 | 0 | 0 | 0 | 0
289 | 0 | 0 | 0 | 0 | 0 | 0 | 0 | 0 | 0 | 0 | 0 | 0
290 | 0 | 0 | 0 | 0 | 0 | 0 | 0 | 0 | 0 | 0 | 0 | 0
291 | 0.26741 | 0.1323 | 0.13549 | 0.35428 | 0.15608 | 0.24401 | 0 | 0 | 0 | 0 | 0 | 0
292 | 0.37836 | 0.16418 | 0.17471 | 0.36593 | 0.19192 | 0.24537 | 0 | 0 | 0 | 0 | 0 | 0
293 | 0.032644 | 0.013906 | 0.014384 | 0.023093 | 0.013991 | 0.014363 | 0 | 0 | 0 | 0 | 0 | 0
294 | 0 | 0 | 0 | 0 | 0 | 0 | 0 | 0 | 0 | 0 | 0 | 0
295 | 0 | 0 | 0 | 0 | 0 | 0 | 0 | 0 | 0 | 0 | 0 | 0
296 | 0 | 0 | 0 | 0 | 0 | 0 | 0 | 0 | 0 | 0 | 0 | 0
297 | 0.23368 | 0.16794 | 0.24367 | 0.27453 | 0.10702 | 0.2582 | 0.0068162 | 0.028715 | 0.007778 | 0.0018366 | 0.0054633 | 0.0038354
298 | 0.33117 | 0.22888 | 0.33016 | 0.3811 | 0.13641 | 0.30752 | 0.059206 | 0.16435 | 0.049835 | 0.016608 | 0.04708 | 0.042289
299 | 0.028804 | 0.016102 | 0.025664 | 0.03142 | 0.012 | 0.021916 | 0.12972 | 0.30498 | 0.10353 | 0.038257 | 0.10623 | 0.098091
300 | 0 | 0 | 0 | 0 | 0 | 0 | 0.18656 | 0.40289 | 0.15056 | 0.056722 | 0.15572 | 0.14515
301 | 0 | 0 | 0 | 0 | 0 | 0 | 0.20724 | 0.44442 | 0.16121 | 0.060436 | 0.16956 | 0.16932
302 | 0 | 0 | 0 | 0 | 0 | 0 | 0.18889 | 0.40955 | 0.14225 | 0.051459 | 0.15079 | 0.16413
303 | 0.23547 | 0.18542 | 0.26887 | 0.33544 | 0.090408 | 0.32364 | 0.13915 | 0.30772 | 0.10323 | 0.033853 | 0.10966 | 0.12933
304 | 0.37891 | 0.32365 | 0.42905 | 0.47197 | 0.068441 | 0.48126 | 0.0681 | 0.15941 | 0.054311 | 0.013988 | 0.054388 | 0.065718
305 | 0.031348 | 0.02462 | 0.030246 | 0.040099 | 0 | 0.036573 | 0.0099299 | 0.019606 | 0.010935 | 0.0013199 | 0.012292 | 0.0056928
306 | 0 | 0 | 0 | 0 | 0 | 0 | 0 | 0 | 0 | 0 | 0 | 0
307 | 0 | 0 | 0 | 0 | 0 | 0 | 0 | 0 | 0 | 0 | 0 | 0
308 | 0 | 0 | 0 | 0 | 0 | 0 | 0 | 0 | 0 | 0 | 0 | 0
309 | 0.21987 | 0.13702 | 0.14159 | 0.34905 | 0.17636 | 0.084877 | 0 | 0 | 0 | 0 | 0 | 0
310 | 0.33397 | 0.23242 | 0.21698 | 0.4557 | 0.25586 | 0.14239 | 0 | 0 | 0 | 0 | 0 | 0
311 | 0.031867 | 0.021464 | 0.020071 | 0.038493 | 0.022941 | 0.01371 | 0 | 0 | 0 | 0 | 0 | 0
312 | 0 | 0 | 0 | 0 | 0 | 0 | 0 | 0 | 0 | 0 | 0 | 0
313 | 0 | 0 | 0 | 0 | 0 | 0 | 0 | 0 | 0 | 0 | 0 | 0
314 | 0 | 0 | 0 | 0 | 0 | 0 | 0 | 0 | 0 | 0 | 0 | 0
315 | 0.34609 | 0.12606 | 0.21196 | 0.44474 | 0.14735 | 0.30842 | 0 | 0 | 0 | 0 | 0 | 0
316 | 0.47041 | 0.26075 | 0.32466 | 0.57209 | 0.22155 | 0.4485 | 0 | 0 | 0 | 0 | 0 | 0
317 | 0.039625 | 0.034669 | 0.030037 | 0.050641 | 0.020494 | 0.043117 | 0 | 0 | 0 | 0 | 0 | 0
318 | 0 | 0 | 0 | 0 | 0 | 0 | 0 | 0 | 0 | 0 | 0 | 0
319 | 0 | 0 | 0 | 0 | 0 | 0 | 0 | 0 | 0 | 0 | 0 | 0
320 | 0 | 0 | 0 | 0 | 0 | 0 | 0 | 0 | 0 | 0 | 0 | 0
321 | 0.11983 | 0.2949 | 0.21418 | 0.41627 | 0.18979 | 0.36782 | 0.002655 | 0.013399 | 0.0054938 | 0.001839 | 0.0052699 | 0.0034467
322 | 0.12553 | 0.31193 | 0.33909 | 0.5248 | 0.3075 | 0.45947 | 0.021781 | 0.070548 | 0.04464 | 0.020516 | 0.055604 | 0.024539
323 | 0 | 0.023911 | 0.024461 | 0.046646 | 0.028721 | 0.039307 | 0.047406 | 0.13388 | 0.093477 | 0.050904 | 0.12939 | 0.05068
324 | 0 | 0 | 0 | 0 | 0 | 0 | 0.068026 | 0.18148 | 0.13347 | 0.078918 | 0.19348 | 0.071122
325 | 0 | 0 | 0 | 0 | 0 | 0 | 0.075923 | 0.18972 | 0.15623 | 0.091436 | 0.20726 | 0.083801
326 | 0 | 0 | 0 | 0 | 0 | 0 | 0.068294 | 0.16539 | 0.15187 | 0.086037 | 0.18139 | 0.082412
327 | 0.15384 | 0.25652 | 0.24574 | 0.31814 | 0.18038 | 0.35193 | 0.048106 | 0.1175 | 0.12107 | 0.064952 | 0.12877 | 0.06706
328 | 0.23686 | 0.41866 | 0.36872 | 0.42202 | 0.29996 | 0.46313 | 0.022664 | 0.058724 | 0.070679 | 0.029924 | 0.069724 | 0.031738
329 | 0.020813 | 0.044455 | 0.027169 | 0.039779 | 0.029542 | 0.038159 | 0.0058102 | 0.0089444 | 0.016298 | 0.0036879 | 0.015983 | 0.0036297
330 | 0 | 0 | 0 | 0 | 0 | 0 | 0 | 0 | 0 | 0 | 0 | 0
331 | 0 | 0 | 0 | 0 | 0 | 0 | 0 | 0 | 0 | 0 | 0 | 0
332 | 0 | 0 | 0 | 0 | 0 | 0 | 0 | 0 | 0 | 0 | 0 | 0
333 | 0.33442 | 0.28917 | 0.095448 | 0.37737 | 0.25651 | 0.43466 | 0 | 0 | 0 | 0 | 0 | 0
334 | 0.44461 | 0.37704 | 0.14195 | 0.51477 | 0.22578 | 0.57778 | 0 | 0 | 0 | 0 | 0 | 0
335 | 0.042169 | 0.029765 | 0.017415 | 0.046512 | 0.016743 | 0.056311 | 0 | 0 | 0 | 0 | 0 | 0
336 | 0 | 0 | 0 | 0 | 0 | 0 | 0 | 0 | 0 | 0 | 0 | 0
337 | 0 | 0 | 0 | 0 | 0 | 0 | 0 | 0 | 0 | 0 | 0 | 0
338 | 0 | 0 | 0 | 0 | 0 | 0 | 0 | 0 | 0 | 0 | 0 | 0
339 | 0.37537 | 0.18418 | 0.16764 | 0.16016 | 0.11051 | 0.46729 | 0 | 0 | 0 | 0 | 0 | 0
340 | 0.46663 | 0.32551 | 0.27735 | 0.20912 | 0.13651 | 0.56507 | 0 | 0 | 0 | 0 | 0 | 0
341 | 0.038245 | 0.032589 | 0.028227 | 0.02034 | 0.012102 | 0.052101 | 0 | 0 | 0 | 0 | 0 | 0
342 | 0 | 0 | 0 | 0 | 0 | 0 | 0 | 0 | 0 | 0 | 0 | 0
343 | 0 | 0 | 0 | 0 | 0 | 0 | 0 | 0 | 0 | 0 | 0 | 0
344 | 0 | 0 | 0 | 0 | 0 | 0 | 0 | 0 | 0 | 0 | 0 | 0
345 | 0.29614 | 0.43987 | 0.12613 | 0.29413 | 0.089845 | 0.40321 | 0.0088262 | 0.0023394 | 0.002048 | 0.0020037 | 0.0055376 | 0.0050197
346 | 0.41959 | 0.55709 | 0.20263 | 0.42117 | 0.084188 | 0.47817 | 0.057726 | 0.018396 | 0.015618 | 0.015779 | 0.055294 | 0.041429
347 | 0.038631 | 0.047514 | 0.023318 | 0.043765 | 0.010174 | 0.035152 | 0.11407 | 0.04025 | 0.031231 | 0.034719 | 0.13559 | 0.093022
348 | 0 | 0 | 0 | 0 | 0 | 0 | 0.15549 | 0.058569 | 0.041378 | 0.050937 | 0.20872 | 0.13938
349 | 0 | 0 | 0 | 0 | 0 | 0 | 0.17205 | 0.064819 | 0.044629 | 0.061542 | 0.25671 | 0.15568
350 | 0 | 0 | 0 | 0 | 0 | 0 | 0.15625 | 0.058066 | 0.038706 | 0.061099 | 0.2598 | 0.14495
351 | 0.27311 | 0.25082 | 0.17227 | 0.21737 | 0.37696 | 0.23575 | 0.1148 | 0.04111 | 0.026048 | 0.049465 | 0.21751 | 0.11099
352 | 0.40759 | 0.44945 | 0.32944 | 0.30605 | 0.41472 | 0.15857 | 0.06263 | 0.018118 | 0.010897 | 0.023662 | 0.12534 | 0.05819
353 | 0.039455 | 0.055657 | 0.036788 | 0.030205 | 0.037954 | 0 | 0.013576 | 0.0029741 | 0.0012284 | 0.0034169 | 0.019396 | 0.0097312
354 | 0 | 0 | 0 | 0 | 0 | 0 | 0 | 0 | 0 | 0 | 0 | 0
355 | 0 | 0 | 0 | 0 | 0 | 0 | 0 | 0 | 0 | 0 | 0 | 0
356 | 0 | 0.015457 | 0 | 0 | 0 | 0 | 0 | 0 | 0 | 0 | 0 | 0
357 | 0.41692 | 0.47553 | 0.078879 | 0.15699 | 0.17358 | 0.27671 | 0 | 0 | 0 | 0 | 0 | 0
358 | 0.55111 | 0.45057 | 0.10346 | 0.21032 | 0.22101 | 0.36259 | 0 | 0 | 0 | 0 | 0 | 0
359 | 0.053841 | 0.036251 | 0.016575 | 0.020921 | 0.023544 | 0.034911 | 0 | 0 | 0 | 0 | 0 | 0
360 | 0 | 0 | 0 | 0 | 0 | 0 | 0 | 0 | 0 | 0 | 0 | 0
361 | 0 | 0 | 0 | 0 | 0 | 0 | 0 | 0 | 0 | 0 | 0 | 0
362 | 0 | 0 | 0 | 0 | 0 | 0 | 0 | 0 | 0 | 0 | 0 | 0
363 | 0.3459 | 0.32358 | 0.17593 | 0.42621 | 0.25472 | 0.34223 | 0 | 0 | 0 | 0 | 0 | 0
364 | 0.41165 | 0.41556 | 0.26364 | 0.48056 | 0.37411 | 0.40497 | 0 | 0 | 0 | 0 | 0 | 0
365 | 0.041169 | 0.039913 | 0.02927 | 0.041769 | 0.040585 | 0.037785 | 0 | 0 | 0 | 0 | 0 | 0
366 | 0 | 0 | 0 | 0 | 0 | 0 | 0 | 0 | 0 | 0 | 0 | 0
367 | 0 | 0 | 0 | 0 | 0 | 0 | 0 | 0 | 0 | 0 | 0 | 0
368 | 0 | 0 | 0 | 0 | 0 | 0 | 0 | 0 | 0 | 0 | 0 | 0
369 | 0.27487 | 0.20274 | 0.12019 | 0.3101 | 0.38626 | 0.25022 | 0.0063297 | 0.0017806 | 0.0079025 | 0.0029374 | 0.0087735 | 0.0031184
370 | 0.36864 | 0.18969 | 0.12106 | 0.3571 | 0.50853 | 0.2131 | 0.054653 | 0.016914 | 0.070395 | 0.032017 | 0.080141 | 0.023637
371 | 0.035192 | 0.014856 | 0.012115 | 0.03446 | 0.051833 | 0.014219 | 0.12516 | 0.039569 | 0.15024 | 0.08075 | 0.17051 | 0.050099
372 | 0 | 0 | 0 | 0 | 0 | 0 | 0.18404 | 0.060523 | 0.21254 | 0.12786 | 0.23971 | 0.070765
373 | 0 | 0 | 0 | 0 | 0 | 0 | 0.20973 | 0.070754 | 0.2315 | 0.15202 | 0.26762 | 0.075356
374 | 0 | 0 | 0 | 0 | 0 | 0 | 0.19635 | 0.06747 | 0.20585 | 0.14999 | 0.24545 | 0.064789
375 | 0.41868 | 0.27288 | 0.33594 | 0.23716 | 0.37835 | 0.18438 | 0.15054 | 0.05167 | 0.14786 | 0.12127 | 0.18307 | 0.043802
376 | 0.54033 | 0.33314 | 0.41571 | 0.24967 | 0.49196 | 0.23209 | 0.088005 | 0.025726 | 0.08208 | 0.060825 | 0.09832 | 0.0198
377 | 0.053232 | 0.034112 | 0.039331 | 0.023146 | 0.048079 | 0.024363 | 0.018816 | 0.0069772 | 0.016511 | 0.0069459 | 0.016655 | 0.0032587
378 | 0 | 0 | 0 | 0 | 0 | 0 | 0 | 0 | 0 | 0 | 0 | 0
379 | 0 | 0 | 0 | 0 | 0 | 0 | 0 | 0 | 0 | 0 | 0 | 0
380 | 0 | 0 | 0.012876 | 0 | 0 | 0 | 0 | 0 | 0 | 0 | 0 | 0
381 | 0.39351 | 0.14169 | 0.3394 | 0.22388 | 0.39086 | 0.20791 | 0 | 0 | 0 | 0 | 0 | 0
382 | 0.50966 | 0.15027 | 0.35903 | 0.20188 | 0.51597 | 0.18927 | 0 | 0 | 0 | 0 | 0 | 0
383 | 0.052615 | 0.012351 | 0.035433 | 0.015155 | 0.055879 | 0.015622 | 0 | 0 | 0 | 0 | 0 | 0
384 | 0 | 0 | 0 | 0 | 0 | 0 | 0 | 0 | 0 | 0 | 0 | 0
385 | 0 | 0 | 0 | 0 | 0 | 0 | 0 | 0 | 0 | 0 | 0 | 0
386 | 0 | 0 | 0 | 0 | 0.010584 | 0 | 0 | 0 | 0 | 0 | 0 | 0
387 | 0.2988 | 0.16284 | 0.23498 | 0.060782 | 0.43077 | 0.25149 | 0 | 0 | 0 | 0 | 0 | 0
388 | 0.35036 | 0.21242 | 0.33553 | 0.072212 | 0.50507 | 0.2793 | 0 | 0 | 0 | 0 | 0 | 0
389 | 0.028145 | 0.021587 | 0.035899 | 0 | 0.047417 | 0.026664 | 0 | 0 | 0 | 0 | 0 | 0
390 | 0 | 0 | 0 | 0 | 0 | 0 | 0 | 0 | 0 | 0 | 0 | 0
391 | 0 | 0 | 0 | 0 | 0 | 0 | 0 | 0 | 0 | 0 | 0 | 0
392 | 0 | 0 | 0 | 0 | 0 | 0 | 0 | 0 | 0 | 0 | 0 | 0
393 | 0.09477 | 0.058189 | 0.18672 | 0.24951 | 0.35024 | 0.11084 | 0.01537 | 0.010824 | 0.0093767 | 0.0034117 | 0.010955 | 0.0036454
394 | 0.13015 | 0.064565 | 0.23873 | 0.34199 | 0.47697 | 0.10724 | 0.1276 | 0.050465 | 0.077749 | 0.025514 | 0.092224 | 0.025431
395 | 0.013545 | 0 | 0.026146 | 0.044335 | 0.055332 | 0 | 0.25558 | 0.090854 | 0.15898 | 0.05263 | 0.18754 | 0.052618
396 | 0 | 0 | 0 | 0 | 0 | 0 | 0.34837 | 0.11956 | 0.21931 | 0.073167 | 0.2558 | 0.075146
397 | 0 | 0 | 0 | 0 | 0 | 0 | 0.36776 | 0.12202 | 0.24243 | 0.080861 | 0.28698 | 0.092781
398 | 0 | 0 | 0 | 0.014593 | 0.013953 | 0 | 0.32182 | 0.1024 | 0.21966 | 0.073317 | 0.26538 | 0.098709
399 | 0.3362 | 0.24073 | 0.21103 | 0.51072 | 0.47328 | 0.06871 | 0.22904 | 0.069265 | 0.16182 | 0.05403 | 0.19924 | 0.089056
400 | 0.4856 | 0.35287 | 0.26594 | 0.54788 | 0.58188 | 0.082927 | 0.1282 | 0.034647 | 0.089613 | 0.026709 | 0.1087 | 0.046101
401 | 0.047618 | 0.042379 | 0.026374 | 0.056117 | 0.066747 | 0 | 0.021992 | 0.0085877 | 0.018353 | 0.0055742 | 0.019483 | 0.0096899
402 | 0 | 0 | 0 | 0 | 0 | 0 | 0 | 0 | 0 | 0 | 0 | 0
403 | 0 | 0 | 0 | 0 | 0 | 0 | 0 | 0 | 0 | 0 | 0 | 0
404 | 0 | 0.017863 | 0.013788 | 0.014755 | 0.011588 | 0 | 0 | 0 | 0 | 0 | 0 | 0
405 | 0.11942 | 0.46708 | 0.29132 | 0.50478 | 0.33592 | 0.057329 | 0 | 0 | 0 | 0 | 0 | 0
406 | 0.24281 | 0.51869 | 0.2954 | 0.5881 | 0.33713 | 0.075689 | 0 | 0 | 0 | 0 | 0 | 0
407 | 0.034737 | 0.055541 | 0.035495 | 0.067927 | 0.026141 | 0 | 0 | 0 | 0 | 0 | 0 | 0
408 | 0 | 0 | 0 | 0 | 0 | 0 | 0 | 0 | 0 | 0 | 0 | 0
409 | 0 | 0 | 0 | 0 | 0 | 0 | 0 | 0 | 0 | 0 | 0 | 0
410 | 0 | 0 | 0 | 0.015316 | 0 | 0 | 0 | 0 | 0 | 0 | 0 | 0
411 | 0.21805 | 0.15101 | 0.18988 | 0.4962 | 0.26713 | 0.22242 | 0 | 0 | 0 | 0 | 0 | 0
412 | 0.28691 | 0.18405 | 0.20899 | 0.55025 | 0.34056 | 0.22496 | 0 | 0 | 0 | 0 | 0 | 0
413 | 0.033527 | 0.020031 | 0.020009 | 0.063468 | 0.0353 | 0.020413 | 0 | 0 | 0 | 0 | 0 | 0
414 | 0 | 0 | 0 | 0 | 0 | 0 | 0 | 0 | 0 | 0 | 0 | 0
415 | 0 | 0 | 0 | 0 | 0 | 0 | 0 | 0 | 0 | 0 | 0 | 0
416 | 0 | 0 | 0.018598 | 0 | 0.013094 | 0 | 0 | 0 | 0 | 0 | 0 | 0
417 | 0.27337 | 0.08074 | 0.414 | 0.27987 | 0.39562 | 0.19216 | 0.012037 | 0.0020304 | 0.0097378 | 0.0029689 | 0.0051593 | 0.011205
418 | 0.35016 | 0.13563 | 0.52385 | 0.31842 | 0.47758 | 0.20413 | 0.1014 | 0.010984 | 0.086942 | 0.0277 | 0.043768 | 0.065443
419 | 0.041271 | 0.022022 | 0.067482 | 0.0378 | 0.054022 | 0.021851 | 0.21301 | 0.01812 | 0.17615 | 0.062907 | 0.099594 | 0.13349
420 | 0 | 0 | 0 | 0 | 0 | 0 | 0.2982 | 0.020701 | 0.24221 | 0.091889 | 0.14793 | 0.18875
421 | 0 | 0 | 0 | 0 | 0 | 0 | 0.3428 | 0.023418 | 0.26954 | 0.10468 | 0.1953 | 0.19591
422 | 0.010957 | 0 | 0.0238 | 0.014169 | 0 | 0 | 0.32753 | 0.021515 | 0.24768 | 0.097053 | 0.21616 | 0.1699
423 | 0.26313 | 0.13161 | 0.50499 | 0.42262 | 0.27689 | 0.15948 | 0.25843 | 0.015581 | 0.18597 | 0.072179 | 0.19626 | 0.12022
424 | 0.29621 | 0.17776 | 0.50925 | 0.48697 | 0.32045 | 0.23902 | 0.14815 | 0.010034 | 0.10611 | 0.03622 | 0.11575 | 0.063128
425 | 0.035487 | 0.025514 | 0.057853 | 0.055358 | 0.03229 | 0.034668 | 0.027242 | 0.0047222 | 0.022107 | 0.0064232 | 0.025818 | 0.012203
426 | 0 | 0 | 0 | 0 | 0 | 0 | 0 | 0 | 0 | 0 | 0 | 0
427 | 0 | 0 | 0 | 0 | 0 | 0 | 0 | 0 | 0 | 0 | 0 | 0
428 | 0 | 0.012681 | 0.022636 | 0 | 0 | 0.015222 | 0 | 0 | 0 | 0 | 0 | 0
429 | 0.20091 | 0.28964 | 0.41711 | 0.15257 | 0.19649 | 0.41347 | 0 | 0 | 0 | 0 | 0 | 0
430 | 0.2906 | 0.33972 | 0.43216 | 0.17045 | 0.28928 | 0.47556 | 0 | 0 | 0 | 0 | 0 | 0
431 | 0.039796 | 0.039791 | 0.04907 | 0.01686 | 0.041629 | 0.052617 | 0 | 0 | 0 | 0 | 0 | 0
432 | 0 | 0 | 0 | 0 | 0 | 0 | 0 | 0 | 0 | 0 | 0 | 0
433 | 0 | 0 | 0 | 0 | 0 | 0 | 0 | 0 | 0 | 0 | 0 | 0
434 | 0.012305 | 0.020764 | 0.02122 | 0 | 0.013508 | 0.018615 | 0 | 0 | 0 | 0 | 0 | 0
435 | 0.33214 | 0.44119 | 0.40864 | 0.1232 | 0.33441 | 0.47359 | 0 | 0 | 0 | 0 | 0 | 0
436 | 0.38336 | 0.50229 | 0.44796 | 0.17987 | 0.45617 | 0.54135 | 0 | 0 | 0 | 0 | 0 | 0
437 | 0.044321 | 0.058326 | 0.053619 | 0.026457 | 0.06352 | 0.061514 | 0 | 0 | 0 | 0 | 0 | 0
438 | 0 | 0 | 0 | 0 | 0 | 0 | 0 | 0 | 0 | 0 | 0 | 0
439 | 0 | 0 | 0 | 0 | 0 | 0 | 0 | 0 | 0 | 0 | 0 | 0
440 | 0 | 0.012748 | 0.021313 | 0.018092 | 0.021816 | 0.016458 | 0 | 0 | 0 | 0 | 0 | 0
441 | 0.22302 | 0.32775 | 0.45575 | 0.43385 | 0.48168 | 0.38721 | 0.014313 | 0.0020443 | 0.011107 | 0.0073629 | 0.0069344 | 0.0067743
442 | 0.30511 | 0.42452 | 0.46421 | 0.47134 | 0.57797 | 0.43649 | 0.0922 | 0.022254 | 0.080255 | 0.054284 | 0.057068 | 0.04467
443 | 0.039427 | 0.05489 | 0.051232 | 0.048849 | 0.076305 | 0.050373 | 0.18493 | 0.056842 | 0.15623 | 0.10994 | 0.13231 | 0.089306
444 | 0 | 0 | 0 | 0 | 0 | 0 | 0.25785 | 0.091645 | 0.21061 | 0.15098 | 0.20061 | 0.12258
445 | 0 | 0 | 0 | 0 | 0 | 0 | 0.30831 | 0.10833 | 0.24294 | 0.16156 | 0.24415 | 0.12863
446 | 0.015327 | 0.028717 | 0.011317 | 0.010181 | 0.022327 | 0.021751 | 0.30779 | 0.10537 | 0.23308 | 0.14609 | 0.24567 | 0.11266
447 | 0.41101 | 0.5115 | 0.23999 | 0.22557 | 0.45961 | 0.48715 | 0.25349 | 0.083417 | 0.18341 | 0.11167 | 0.20365 | 0.082697
448 | 0.55768 | 0.5018 | 0.33043 | 0.22366 | 0.51247 | 0.52626 | 0.14442 | 0.043441 | 0.10806 | 0.0605 | 0.11585 | 0.041975
449 | 0.076441 | 0.048676 | 0.049874 | 0.01974 | 0.065852 | 0.056537 | 0.028612 | 0.010414 | 0.024002 | 0.012835 | 0.024216 | 0.0072867
450 | 0 | 0 | 0 | 0 | 0 | 0 | 0 | 0 | 0 | 0 | 0 | 0
451 | 0 | 0 | 0 | 0 | 0 | 0 | 0 | 0 | 0 | 0 | 0 | 0
452 | 0.021148 | 0 | 0.017965 | 0 | 0.023459 | 0.017907 | 0 | 0 | 0 | 0 | 0 | 0
453 | 0.43444 | 0.068457 | 0.30958 | 0.15561 | 0.46785 | 0.38571 | 0 | 0 | 0 | 0 | 0 | 0
454 | 0.49306 | 0.099601 | 0.39378 | 0.13335 | 0.5521 | 0.44137 | 0 | 0 | 0 | 0 | 0 | 0
455 | 0.063765 | 0.014255 | 0.054622 | 0.013384 | 0.077105 | 0.046301 | 0 | 0 | 0 | 0 | 0 | 0
456 | 0 | 0 | 0 | 0 | 0 | 0 | 0 | 0 | 0 | 0 | 0 | 0
457 | 0 | 0 | 0 | 0 | 0 | 0 | 0 | 0 | 0 | 0 | 0 | 0
458 | 0.026566 | 0 | 0.018302 | 0 | 0.026187 | 0.010093 | 0 | 0 | 0 | 0 | 0 | 0
459 | 0.51661 | 0.057335 | 0.40014 | 0.25389 | 0.48851 | 0.16925 | 0 | 0 | 0 | 0 | 0 | 0
460 | 0.63467 | 0.048842 | 0.4942 | 0.39412 | 0.55792 | 0.22598 | 0 | 0 | 0 | 0 | 0 | 0
461 | 0.089147 | 0 | 0.057647 | 0.061594 | 0.073084 | 0.036873 | 0 | 0 | 0 | 0 | 0 | 0
462 | 0 | 0 | 0 | 0 | 0 | 0 | 0 | 0 | 0 | 0 | 0 | 0
463 | 0 | 0 | 0 | 0 | 0 | 0 | 0 | 0 | 0 | 0 | 0 | 0
464 | 0.02868 | 0 | 0.013086 | 0.018109 | 0.018332 | 0.010587 | 0 | 0 | 0 | 0 | 0 | 0
465 | 0.52113 | 0.086898 | 0.35595 | 0.31523 | 0.35578 | 0.24218 | 0.0065417 | 0.0041977 | 0.0040319 | 0.0092783 | 0.0063832 | 0.016462
466 | 0.63989 | 0.13349 | 0.51105 | 0.28766 | 0.43181 | 0.29427 | 0.048401 | 0.039664 | 0.024739 | 0.078411 | 0.04307 | 0.10826
467 | 0.095042 | 0.021743 | 0.071699 | 0.025904 | 0.059102 | 0.043297 | 0.10093 | 0.091811 | 0.045098 | 0.15524 | 0.089349 | 0.20261
468 | 0 | 0 | 0 | 0 | 0 | 0 | 0.14065 | 0.13906 | 0.05622 | 0.20982 | 0.12735 | 0.26387
469 | 0 | 0 | 0 | 0 | 0 | 0 | 0.16394 | 0.15114 | 0.057352 | 0.21731 | 0.14962 | 0.2568
470 | 0.017763 | 0.028596 | 0 | 0.010875 | 0.013985 | 0.018433 | 0.15796 | 0.13438 | 0.046819 | 0.18491 | 0.1462 | 0.20038
471 | 0.30014 | 0.50941 | 0.20049 | 0.25924 | 0.28721 | 0.37222 | 0.12556 | 0.097099 | 0.029407 | 0.12664 | 0.11918 | 0.122
472 | 0.37448 | 0.62041 | 0.35874 | 0.33252 | 0.37642 | 0.46327 | 0.076646 | 0.049623 | 0.012985 | 0.066664 | 0.072077 | 0.063732
473 | 0.055181 | 0.087212 | 0.055933 | 0.041791 | 0.052511 | 0.063342 | 0.021054 | 0.012078 | 0.0017036 | 0.011063 | 0.020899 | 0.012135
474 | 0 | 0 | 0 | 0 | 0 | 0 | 0 | 0 | 0 | 0 | 0 | 0
475 | 0 | 0 | 0 | 0 | 0 | 0 | 0 | 0 | 0 | 0 | 0 | 0
476 | 0.019219 | 0.032621 | 0.017428 | 0.014616 | 0.024284 | 0.012326 | 0 | 0 | 0 | 0 | 0 | 0
477 | 0.37219 | 0.51715 | 0.26075 | 0.20931 | 0.37583 | 0.23854 | 0 | 0 | 0 | 0 | 0 | 0
478 | 0.46966 | 0.56385 | 0.298 | 0.28381 | 0.40098 | 0.28106 | 0 | 0 | 0 | 0 | 0 | 0
479 | 0.074992 | 0.075706 | 0.041438 | 0.052045 | 0.053345 | 0.036297 | 0 | 0 | 0 | 0 | 0 | 0
480 | 0 | 0 | 0 | 0 | 0 | 0 | 0 | 0 | 0 | 0 | 0 | 0
481 | 0 | 0 | 0 | 0 | 0 | 0 | 0 | 0 | 0 | 0 | 0 | 0
482 | 0.027345 | 0.018859 | 0.024472 | 0.018521 | 0.012573 | 0.011578 | 0 | 0 | 0 | 0 | 0 | 0
483 | 0.45139 | 0.33433 | 0.4247 | 0.20865 | 0.23345 | 0.21637 | 0 | 0 | 0 | 0 | 0 | 0
484 | 0.56366 | 0.44161 | 0.50784 | 0.21308 | 0.35706 | 0.25544 | 0 | 0 | 0 | 0 | 0 | 0
485 | 0.081936 | 0.069194 | 0.075578 | 0.032751 | 0.065758 | 0.034491 | 0 | 0 | 0 | 0 | 0 | 0
486 | 0 | 0 | 0 | 0 | 0 | 0 | 0 | 0 | 0 | 0 | 0 | 0
487 | 0 | 0 | 0 | 0 | 0 | 0 | 0 | 0 | 0 | 0 | 0 | 0
488 | 0.030313 | 0.040653 | 0.023412 | 0.026942 | 0.026319 | 0.010563 | 0 | 0 | 0 | 0 | 0 | 0
489 | 0.45312 | 0.57655 | 0.32702 | 0.41188 | 0.39934 | 0.18534 | 0.02327 | 0.011518 | 0.0077874 | 0.01212 | 0.003685 | 0.015287
490 | 0.50416 | 0.54449 | 0.41238 | 0.37094 | 0.42621 | 0.21715 | 0.14177 | 0.075844 | 0.055378 | 0.077526 | 0.025009 | 0.096701
491 | 0.074315 | 0.068383 | 0.068273 | 0.034274 | 0.053351 | 0.03191 | 0.26405 | 0.1575 | 0.12094 | 0.15228 | 0.053963 | 0.19908
492 | 0 | 0 | 0 | 0 | 0 | 0 | 0.34936 | 0.22529 | 0.17733 | 0.21037 | 0.079524 | 0.27968
493 | 0 | 0 | 0 | 0 | 0 | 0 | 0.3494 | 0.25051 | 0.17871 | 0.23883 | 0.099734 | 0.30922
494 | 0.017448 | 0.010166 | 0.010679 | 0.019151 | 0.028954 | 0.018202 | 0.28597 | 0.23189 | 0.14984 | 0.22532 | 0.10386 | 0.28516
495 | 0.27525 | 0.20643 | 0.22247 | 0.31732 | 0.44424 | 0.26366 | 0.18805 | 0.17575 | 0.10323 | 0.17665 | 0.088904 | 0.21693
496 | 0.32709 | 0.30482 | 0.38623 | 0.39876 | 0.50623 | 0.31201 | 0.10905 | 0.095637 | 0.054374 | 0.10452 | 0.049947 | 0.11905
497 | 0.052857 | 0.055539 | 0.072394 | 0.049452 | 0.057419 | 0.044098 | 0.026354 | 0.023873 | 0.01353 | 0.027102 | 0.014303 | 0.023141
498 | 0 | 0 | 0 | 0 | 0 | 0 | 0 | 0 | 0 | 0 | 0 | 0
499 | 0 | 0 | 0 | 0 | 0 | 0 | 0 | 0 | 0 | 0 | 0 | 0
500 | 0.019088 | 0.026576 | 0.025363 | 0.010456 | 0.029968 | 0.019091 | 0 | 0 | 0 | 0 | 0 | 0
501 | 0.29341 | 0.44627 | 0.42688 | 0.16803 | 0.39205 | 0.25731 | 0 | 0 | 0 | 0 | 0 | 0
502 | 0.3733 | 0.60873 | 0.54768 | 0.31683 | 0.36113 | 0.2579 | 0 | 0 | 0 | 0 | 0 | 0
503 | 0.061249 | 0.099802 | 0.094261 | 0.066284 | 0.064553 | 0.034368 | 0 | 0 | 0 | 0 | 0 | 0
504 | 0 | 0 | 0 | 0 | 0 | 0 | 0 | 0 | 0 | 0 | 0 | 0
505 | 0 | 0 | 0 | 0 | 0 | 0 | 0 | 0 | 0 | 0 | 0 | 0
506 | 0.024781 | 0.041671 | 0.044182 | 0.011913 | 0.037112 | 0 | 0 | 0 | 0 | 0 | 0 | 0
507 | 0.33753 | 0.57536 | 0.62587 | 0.16207 | 0.49935 | 0.14905 | 0 | 0 | 0 | 0 | 0 | 0
508 | 0.32805 | 0.6433 | 0.70416 | 0.18254 | 0.55767 | 0.19342 | 0 | 0 | 0 | 0 | 0 | 0
509 | 0.043388 | 0.10123 | 0.11046 | 0.029685 | 0.080453 | 0.029929 | 0 | 0 | 0 | 0 | 0 | 0
510 | 0 | 0 | 0 | 0 | 0 | 0 | 0 | 0 | 0 | 0 | 0 | 0
511 | 0 | 0 | 0 | 0 | 0 | 0 | 0 | 0 | 0 | 0 | 0 | 0
512 | 0.018984 | 0.037911 | 0.031969 | 0.021946 | 0.032451 | 0.01828 | 0 | 0 | 0 | 0 | 0 | 0
513 | 0.2817 | 0.58896 | 0.5345 | 0.25488 | 0.44266 | 0.2582 | 0.0067249 | 0.017074 | 0.027741 | 0.0050383 | 0.0061551 | 0.016453
514 | 0.33212 | 0.67575 | 0.659 | 0.29124 | 0.4699 | 0.30842 | 0.050269 | 0.089833 | 0.12055 | 0.031351 | 0.055502 | 0.10833
515 | 0.048731 | 0.10279 | 0.10401 | 0.043125 | 0.079102 | 0.038375 | 0.11432 | 0.17959 | 0.20015 | 0.062549 | 0.1296 | 0.20195
516 | 0 | 0 | 0 | 0 | 0 | 0 | 0.17238 | 0.25571 | 0.24846 | 0.084936 | 0.1982 | 0.26576
517 | 0 | 0 | 0 | 0 | 0 | 0 | 0.19735 | 0.29172 | 0.26446 | 0.091365 | 0.21526 | 0.27063
518 | 0.023766 | 0.026018 | 0.039971 | 0.018934 | 0.02208 | 0.016943 | 0.18712 | 0.27945 | 0.23641 | 0.080201 | 0.19299 | 0.22548
519 | 0.31423 | 0.34375 | 0.59752 | 0.2494 | 0.31379 | 0.19559 | 0.14607 | 0.22141 | 0.17384 | 0.055978 | 0.14155 | 0.14955
520 | 0.39779 | 0.45367 | 0.68872 | 0.19231 | 0.40161 | 0.19343 | 0.088351 | 0.13202 | 0.092722 | 0.027628 | 0.090472 | 0.084343
521 | 0.080105 | 0.071519 | 0.1072 | 0.018469 | 0.066508 | 0.026751 | 0.024712 | 0.034181 | 0.019452 | 0.0044141 | 0.026528 | 0.019326
522 | 0 | 0 | 0 | 0 | 0 | 0 | 0 | 0 | 0 | 0 | 0 | 0
523 | 0 | 0 | 0 | 0 | 0 | 0 | 0 | 0 | 0 | 0 | 0 | 0
524 | 0.033619 | 0.020791 | 0.046996 | 0.014894 | 0.029798 | 0.02255 | 0 | 0 | 0 | 0 | 0 | 0
525 | 0.42211 | 0.31221 | 0.6101 | 0.12905 | 0.38723 | 0.21621 | 0 | 0 | 0 | 0 | 0 | 0
526 | 0.47518 | 0.40433 | 0.68789 | 0.15438 | 0.37213 | 0.21947 | 0 | 0 | 0 | 0 | 0 | 0
527 | 0.078064 | 0.064692 | 0.11229 | 0.034217 | 0.064528 | 0.035625 | 0 | 0 | 0 | 0 | 0 | 0
528 | 0 | 0 | 0 | 0 | 0 | 0 | 0 | 0 | 0 | 0 | 0 | 0
529 | 0 | 0 | 0 | 0 | 0 | 0 | 0 | 0 | 0 | 0 | 0 | 0
530 | 0.033004 | 0.048122 | 0.058393 | 0.048344 | 0.031821 | 0.025055 | 0 | 0 | 0 | 0 | 0 | 0
531 | 0.41082 | 0.59618 | 0.68516 | 0.5673 | 0.33718 | 0.2749 | 0 | 0 | 0 | 0 | 0 | 0
532 | 0.45693 | 0.62245 | 0.72878 | 0.56 | 0.28532 | 0.26373 | 0 | 0 | 0 | 0 | 0 | 0
533 | 0.064925 | 0.086313 | 0.11972 | 0.087493 | 0.053307 | 0.033754 | 0 | 0 | 0 | 0 | 0 | 0
534 | 0 | 0 | 0 | 0 | 0 | 0 | 0 | 0 | 0 | 0 | 0 | 0
535 | 0 | 0 | 0 | 0 | 0 | 0 | 0 | 0 | 0 | 0 | 0 | 0
536 | 0.032275 | 0.037197 | 0.058505 | 0.042494 | 0.027007 | 0 | 0 | 0 | 0 | 0 | 0 | 0
537 | 0.41979 | 0.40371 | 0.64942 | 0.51418 | 0.27077 | 0.14874 | 0.0077597 | 0.05544 | 0.0056219 | 0.0027988 | 0.012483 | 0.031108
538 | 0.41362 | 0.37571 | 0.67149 | 0.59617 | 0.25422 | 0.18999 | 0.053727 | 0.24334 | 0.035026 | 0.020544 | 0.067239 | 0.15879
539 | 0.073077 | 0.053946 | 0.1062 | 0.086856 | 0.050142 | 0.026056 | 0.11131 | 0.41014 | 0.071635 | 0.044335 | 0.11122 | 0.295
540 | 0 | 0 | 0 | 0 | 0 | 0 | 0.15596 | 0.51502 | 0.10127 | 0.065425 | 0.13201 | 0.39219
541 | 0 | 0 | 0 | 0 | 0 | 0 | 0.15889 | 0.54772 | 0.11659 | 0.076846 | 0.12761 | 0.40167
542 | 0.045374 | 0.040315 | 0.028569 | 0.021348 | 0.027931 | 0.034626 | 0.13147 | 0.49778 | 0.11108 | 0.076293 | 0.10188 | 0.3466
543 | 0.54302 | 0.39948 | 0.28157 | 0.26077 | 0.33256 | 0.37632 | 0.087001 | 0.37699 | 0.086104 | 0.064492 | 0.067901 | 0.24657
544 | 0.60248 | 0.34461 | 0.25817 | 0.32101 | 0.355 | 0.38423 | 0.048446 | 0.21265 | 0.047873 | 0.039415 | 0.040183 | 0.14226
545 | 0.082817 | 0.037837 | 0.038278 | 0.054343 | 0.059417 | 0.056646 | 0.0105 | 0.045033 | 0.013931 | 0.013247 | 0.014279 | 0.033765
546 | 0 | 0 | 0 | 0 | 0 | 0 | 0 | 0 | 0 | 0 | 0 | 0
547 | 0 | 0 | 0 | 0 | 0 | 0 | 0 | 0 | 0 | 0 | 0 | 0
548 | 0.044169 | 0.01457 | 0.012974 | 0.055358 | 0.045839 | 0.041116 | 0 | 0 | 0 | 0 | 0 | 0
549 | 0.52401 | 0.17173 | 0.24106 | 0.56207 | 0.47913 | 0.47096 | 0 | 0 | 0 | 0 | 0 | 0
550 | 0.57345 | 0.17858 | 0.40207 | 0.47324 | 0.48333 | 0.53713 | 0 | 0 | 0 | 0 | 0 | 0
551 | 0.086892 | 0.024647 | 0.064521 | 0.056066 | 0.076932 | 0.080526 | 0 | 0 | 0 | 0 | 0 | 0
552 | 0 | 0 | 0 | 0 | 0 | 0 | 0 | 0 | 0 | 0 | 0 | 0
553 | 0 | 0 | 0 | 0 | 0 | 0 | 0 | 0 | 0 | 0 | 0 | 0
554 | 0.032792 | 0.011163 | 0.013405 | 0.014555 | 0.017594 | 0.032871 | 0 | 0 | 0 | 0 | 0 | 0
555 | 0.34487 | 0.13707 | 0.15686 | 0.16266 | 0.17506 | 0.3727 | 0 | 0 | 0 | 0 | 0 | 0
556 | 0.31392 | 0.19457 | 0.21088 | 0.18685 | 0.23229 | 0.3965 | 0 | 0 | 0 | 0 | 0 | 0
557 | 0.050157 | 0.042588 | 0.038921 | 0.03047 | 0.043337 | 0.056973 | 0 | 0 | 0 | 0 | 0 | 0
558 | 0 | 0 | 0 | 0 | 0 | 0 | 0 | 0 | 0 | 0 | 0 | 0
559 | 0 | 0 | 0 | 0 | 0 | 0 | 0 | 0 | 0 | 0 | 0 | 0
560 | 0.04431 | 0.047746 | 0.035896 | 0.023012 | 0.030397 | 0.057532 | 0 | 0 | 0 | 0 | 0 | 0
561 | 0.42605 | 0.49708 | 0.38223 | 0.18701 | 0.26187 | 0.58077 | 0.0037883 | 0.022323 | 0.0072235 | 0.056535 | 0.019321 | 0.0085221
562 | 0.40199 | 0.53066 | 0.35787 | 0.18065 | 0.2353 | 0.58866 | 0.028305 | 0.098133 | 0.053395 | 0.23546 | 0.08934 | 0.06989
563 | 0.071211 | 0.085874 | 0.052004 | 0.030906 | 0.041349 | 0.087564 | 0.063734 | 0.18365 | 0.11217 | 0.38743 | 0.15112 | 0.13534
564 | 0 | 0 | 0 | 0 | 0 | 0 | 0.096133 | 0.24982 | 0.16088 | 0.4805 | 0.18736 | 0.18322
565 | 0 | 0 | 0 | 0 | 0 | 0 | 0.10162 | 0.27572 | 0.18271 | 0.50688 | 0.19831 | 0.20595
566 | 0.044154 | 0.07425 | 0.037006 | 0.040748 | 0.029811 | 0.024644 | 0.087943 | 0.25652 | 0.17137 | 0.45565 | 0.17299 | 0.19574
567 | 0.41049 | 0.67462 | 0.40123 | 0.36056 | 0.35119 | 0.26428 | 0.060808 | 0.19854 | 0.13241 | 0.33937 | 0.12286 | 0.15426
568 | 0.33219 | 0.66244 | 0.45038 | 0.33693 | 0.39295 | 0.3225 | 0.03302 | 0.11161 | 0.078081 | 0.19153 | 0.071743 | 0.084113
569 | 0.043069 | 0.10709 | 0.067559 | 0.055835 | 0.073962 | 0.054897 | 0.0083173 | 0.024918 | 0.024122 | 0.041129 | 0.018583 | 0.01574
570 | 0 | 0 | 0 | 0 | 0 | 0 | 0 | 0 | 0 | 0 | 0 | 0
571 | 0 | 0 | 0 | 0 | 0 | 0 | 0 | 0 | 0 | 0 | 0 | 0
572 | 0.036305 | 0.077378 | 0.037277 | 0.050606 | 0.043553 | 0.02728 | 0 | 0 | 0 | 0 | 0 | 0
573 | 0.34072 | 0.69196 | 0.41351 | 0.57147 | 0.45401 | 0.28485 | 0 | 0 | 0 | 0 | 0 | 0
574 | 0.32253 | 0.66003 | 0.47451 | 0.66329 | 0.4338 | 0.32122 | 0 | 0 | 0 | 0 | 0 | 0
575 | 0.042323 | 0.10267 | 0.084046 | 0.10817 | 0.067216 | 0.054159 | 0 | 0 | 0 | 0 | 0 | 0
576 | 0 | 0 | 0 | 0 | 0 | 0 | 0 | 0 | 0 | 0 | 0 | 0
577 | 0 | 0 | 0 | 0 | 0 | 0 | 0 | 0 | 0 | 0 | 0 | 0
578 | 0.035573 | 0.0497 | 0.071065 | 0.059252 | 0.05941 | 0.033466 | 0 | 0 | 0 | 0 | 0 | 0
579 | 0.33521 | 0.45631 | 0.62453 | 0.56542 | 0.56227 | 0.32881 | 0 | 0 | 0 | 0 | 0 | 0
580 | 0.31227 | 0.42991 | 0.59337 | 0.52272 | 0.47068 | 0.32652 | 0 | 0 | 0 | 0 | 0 | 0
581 | 0.04836 | 0.064906 | 0.084247 | 0.061671 | 0.063717 | 0.047732 | 0 | 0 | 0 | 0 | 0 | 0
582 | 0 | 0 | 0 | 0 | 0 | 0 | 0 | 0 | 0 | 0 | 0 | 0
583 | 0 | 0 | 0 | 0 | 0 | 0 | 0 | 0 | 0 | 0 | 0 | 0
584 | 0.047319 | 0.061538 | 0.059062 | 0.025786 | 0.044671 | 0.0516 | 0 | 0 | 0 | 0 | 0 | 0
585 | 0.47671 | 0.56412 | 0.53174 | 0.24181 | 0.46096 | 0.51609 | 0.0061837 | 0.0016603 | 0.026753 | 0.014707 | 0.012224 | 0.020595
586 | 0.55244 | 0.54242 | 0.52103 | 0.24038 | 0.45619 | 0.54094 | 0.040431 | 0.014914 | 0.13541 | 0.12811 | 0.055234 | 0.098144
587 | 0.10219 | 0.081893 | 0.076533 | 0.047544 | 0.071177 | 0.083805 | 0.087669 | 0.034259 | 0.23835 | 0.27063 | 0.095789 | 0.17178
588 | 0 | 0 | 0 | 0 | 0 | 0 | 0.12849 | 0.051819 | 0.30233 | 0.39809 | 0.12162 | 0.22172
589 | 0 | 0 | 0 | 0 | 0 | 0 | 0.14793 | 0.064316 | 0.33837 | 0.47528 | 0.1295 | 0.24642
590 | 0.060217 | 0.049094 | 0.029474 | 0.032126 | 0.050564 | 0.065873 | 0.14182 | 0.065466 | 0.31842 | 0.47261 | 0.11317 | 0.23099
591 | 0.54058 | 0.39189 | 0.24371 | 0.26942 | 0.40085 | 0.57588 | 0.1117 | 0.053901 | 0.24937 | 0.38151 | 0.080115 | 0.18067
592 | 0.5582 | 0.36438 | 0.28673 | 0.25799 | 0.32936 | 0.54304 | 0.066825 | 0.029927 | 0.14752 | 0.22097 | 0.043986 | 0.10849
593 | 0.10141 | 0.054061 | 0.052822 | 0.044535 | 0.05168 | 0.069511 | 0.015191 | 0.0077639 | 0.037362 | 0.050632 | 0.011486 | 0.029843
594 | 0 | 0 | 0 | 0 | 0 | 0 | 0 | 0 | 0 | 0 | 0 | 0
595 | 0 | 0 | 0 | 0 | 0 | 0 | 0 | 0 | 0 | 0 | 0 | 0
596 | 0.047394 | 0.019069 | 0.030681 | 0.043995 | 0.027297 | 0.025224 | 0 | 0 | 0 | 0 | 0 | 0
597 | 0.39845 | 0.14917 | 0.30886 | 0.36077 | 0.2829 | 0.25645 | 0 | 0 | 0 | 0 | 0 | 0
598 | 0.3715 | 0.14951 | 0.38992 | 0.3013 | 0.38856 | 0.25167 | 0 | 0 | 0 | 0 | 0 | 0
599 | 0.058595 | 0.028254 | 0.076372 | 0.044549 | 0.075882 | 0.036201 | 0 | 0 | 0 | 0 | 0 | 0
600 | 0 | 0 | 0 | 0 | 0 | 0 | 0 | 0 | 0 | 0 | 0 | 0
601 | 0 | 0 | 0 | 0 | 0 | 0 | 0 | 0 | 0 | 0 | 0 | 0
602 | 0.018153 | 0.014773 | 0.051345 | 0.022724 | 0.053767 | 0.031756 | 0 | 0 | 0 | 0 | 0 | 0
603 | 0.15225 | 0.12756 | 0.5131 | 0.19302 | 0.44753 | 0.30105 | 0 | 0 | 0 | 0 | 0 | 0
604 | 0.20997 | 0.12848 | 0.61926 | 0.22609 | 0.40768 | 0.27237 | 0 | 0 | 0 | 0 | 0 | 0
605 | 0.042718 | 0.022847 | 0.11739 | 0.051355 | 0.058299 | 0.039865 | 0 | 0 | 0 | 0 | 0 | 0
606 | 0 | 0 | 0 | 0 | 0 | 0 | 0 | 0 | 0 | 0 | 0 | 0
607 | 0 | 0 | 0 | 0 | 0 | 0 | 0 | 0 | 0 | 0 | 0 | 0
608 | 0.047411 | 0.033045 | 0.074079 | 0.023368 | 0.0208 | 0.026347 | 0 | 0 | 0 | 0 | 0 | 0
609 | 0.33638 | 0.32378 | 0.65768 | 0.2287 | 0.19559 | 0.24675 | 0.0066618 | 0.014519 | 0.0070692 | 0.039406 | 0.0068962 | 0.05285
610 | 0.31421 | 0.39663 | 0.67475 | 0.30285 | 0.26491 | 0.25886 | 0.040488 | 0.094124 | 0.036238 | 0.1571 | 0.053683 | 0.22856
611 | 0.062136 | 0.074581 | 0.11949 | 0.065642 | 0.064168 | 0.043773 | 0.077738 | 0.18274 | 0.067756 | 0.26851 | 0.12308 | 0.38909
612 | 0 | 0 | 0 | 0 | 0 | 0 | 0.10374 | 0.25134 | 0.09106 | 0.34297 | 0.18748 | 0.49453
613 | 0 | 0 | 0 | 0 | 0 | 0 | 0.12296 | 0.28543 | 0.094777 | 0.36 | 0.19243 | 0.53517
614 | 0.061343 | 0.067795 | 0.080119 | 0.042953 | 0.063555 | 0.049483 | 0.1228 | 0.27078 | 0.08117 | 0.31946 | 0.16115 | 0.49513
615 | 0.46663 | 0.4987 | 0.6555 | 0.37754 | 0.51402 | 0.47237 | 0.10233 | 0.21205 | 0.055871 | 0.23413 | 0.10821 | 0.3836
616 | 0.46036 | 0.50385 | 0.63814 | 0.48266 | 0.54413 | 0.51641 | 0.062881 | 0.12001 | 0.02953 | 0.14366 | 0.064662 | 0.22643
617 | 0.088007 | 0.097871 | 0.10908 | 0.091665 | 0.098852 | 0.076007 | 0.015666 | 0.031449 | 0.0057549 | 0.040444 | 0.016737 | 0.055565
618 | 0 | 0 | 0 | 0 | 0 | 0 | 0 | 0 | 0 | 0 | 0 | 0
619 | 0 | 0 | 0 | 0 | 0 | 0 | 0 | 0 | 0 | 0 | 0 | 0
620 | 0.050968 | 0.087792 | 0.085676 | 0.070878 | 0.058652 | 0.042465 | 0 | 0 | 0 | 0 | 0 | 0
621 | 0.434 | 0.6608 | 0.67098 | 0.59464 | 0.42507 | 0.34597 | 0 | 0 | 0 | 0 | 0 | 0
622 | 0.50818 | 0.60731 | 0.64591 | 0.62526 | 0.3551 | 0.27202 | 0 | 0 | 0 | 0 | 0 | 0
623 | 0.10219 | 0.089972 | 0.11316 | 0.1183 | 0.054137 | 0.039325 | 0 | 0 | 0 | 0 | 0 | 0
624 | 0 | 0 | 0 | 0 | 0 | 0 | 0 | 0 | 0 | 0 | 0 | 0
625 | 0 | 0 | 0 | 0 | 0 | 0 | 0 | 0 | 0 | 0 | 0 | 0
626 | 0.076735 | 0.045075 | 0.090502 | 0.08021 | 0.045974 | 0.029512 | 0 | 0 | 0 | 0 | 0 | 0
627 | 0.61556 | 0.34581 | 0.67405 | 0.65503 | 0.31943 | 0.25615 | 0 | 0 | 0 | 0 | 0 | 0
628 | 0.6599 | 0.35426 | 0.64655 | 0.68215 | 0.34047 | 0.24182 | 0 | 0 | 0 | 0 | 0 | 0
629 | 0.12634 | 0.06924 | 0.11306 | 0.12564 | 0.068139 | 0.033903 | 0 | 0 | 0 | 0 | 0 | 0
630 | 0 | 0 | 0 | 0 | 0 | 0 | 0 | 0 | 0 | 0 | 0 | 0
631 | 0 | 0 | 0 | 0 | 0 | 0 | 0 | 0 | 0 | 0 | 0 | 0
632 | 0.075239 | 0.056169 | 0.067752 | 0.086397 | 0.061166 | 0.024295 | 0 | 0 | 0 | 0 | 0 | 0
633 | 0.5987 | 0.42398 | 0.48018 | 0.67146 | 0.44372 | 0.17583 | 0.025928 | 0.026308 | 0.023198 | 0.0033514 | 0.0042681 | 0.050113
634 | 0.6285 | 0.42231 | 0.48258 | 0.67466 | 0.40782 | 0.17698 | 0.16483 | 0.11428 | 0.124 | 0.028849 | 0.021563 | 0.23453
635 | 0.11481 | 0.078541 | 0.087165 | 0.12035 | 0.080265 | 0.042236 | 0.30863 | 0.2034 | 0.24156 | 0.06934 | 0.04182 | 0.40299
636 | 0 | 0 | 0 | 0 | 0 | 0 | 0.41265 | 0.26639 | 0.33428 | 0.11062 | 0.05795 | 0.51319
637 | 0 | 0 | 0 | 0 | 0 | 0 | 0.46512 | 0.29888 | 0.37126 | 0.13954 | 0.070013 | 0.55041
638 | 0.077093 | 0.051082 | 0.043951 | 0.082031 | 0.067051 | 0.063414 | 0.44007 | 0.28514 | 0.34966 | 0.14872 | 0.071238 | 0.5055
639 | 0.59716 | 0.41958 | 0.37571 | 0.64039 | 0.4644 | 0.44434 | 0.34714 | 0.22886 | 0.27417 | 0.13221 | 0.060968 | 0.38952
640 | 0.62489 | 0.45555 | 0.44889 | 0.67316 | 0.48402 | 0.32978 | 0.21249 | 0.13369 | 0.1607 | 0.082011 | 0.037156 | 0.23275
641 | 0.12208 | 0.078193 | 0.075131 | 0.12437 | 0.084986 | 0.041157 | 0.053222 | 0.037617 | 0.041626 | 0.023068 | 0.011665 | 0.059821
642 | 0 | 0 | 0 | 0 | 0 | 0 | 0 | 0 | 0 | 0 | 0 | 0
643 | 0 | 0 | 0 | 0 | 0 | 0 | 0 | 0 | 0 | 0 | 0 | 0
644 | 0.077145 | 0.067803 | 0.047664 | 0.086399 | 0.059261 | 0.026113 | 0 | 0 | 0 | 0 | 0 | 0
645 | 0.58754 | 0.48117 | 0.33523 | 0.64276 | 0.30693 | 0.31594 | 0 | 0 | 0 | 0 | 0 | 0
646 | 0.62725 | 0.50288 | 0.36001 | 0.65896 | 0.2269 | 0.43682 | 0 | 0 | 0 | 0 | 0 | 0
647 | 0.12578 | 0.096677 | 0.074581 | 0.12233 | 0.044177 | 0.088963 | 0 | 0 | 0 | 0 | 0 | 0
648 | 0 | 0 | 0 | 0 | 0 | 0 | 0 | 0 | 0 | 0 | 0 | 0
649 | 0 | 0 | 0 | 0 | 0 | 0 | 0 | 0 | 0 | 0 | 0 | 0
650 | 0.078763 | 0.085814 | 0.030782 | 0.085637 | 0.046481 | 0.070363 | 0 | 0 | 0 | 0 | 0 | 0
651 | 0.57995 | 0.60558 | 0.2291 | 0.60221 | 0.26914 | 0.50799 | 0 | 0 | 0 | 0 | 0 | 0
652 | 0.62512 | 0.57167 | 0.26139 | 0.56227 | 0.22763 | 0.46445 | 0 | 0 | 0 | 0 | 0 | 0
653 | 0.12117 | 0.10259 | 0.059613 | 0.09623 | 0.056823 | 0.067469 | 0 | 0 | 0 | 0 | 0 | 0
654 | 0 | 0 | 0 | 0 | 0 | 0 | 0 | 0 | 0 | 0 | 0 | 0
655 | 0 | 0 | 0 | 0 | 0 | 0 | 0 | 0 | 0 | 0 | 0 | 0
656 | 0.058754 | 0.043121 | 0.036667 | 0.066207 | 0.03665 | 0.029057 | 0 | 0 | 0 | 0 | 0 | 0
657 | 0.42062 | 0.29189 | 0.27253 | 0.47448 | 0.27257 | 0.23536 | 0.034468 | 0.019276 | 0.02539 | 0.0074926 | 0.01402 | 0.069212
658 | 0.4794 | 0.28726 | 0.34512 | 0.499 | 0.40082 | 0.25653 | 0.18557 | 0.081156 | 0.1082 | 0.050493 | 0.080338 | 0.2752
659 | 0.083942 | 0.062526 | 0.070985 | 0.088907 | 0.10537 | 0.057544 | 0.33483 | 0.14369 | 0.19649 | 0.098698 | 0.15398 | 0.44935
660 | 0 | 0 | 0 | 0 | 0 | 0 | 0.43842 | 0.18813 | 0.26427 | 0.13287 | 0.20746 | 0.55704
661 | 0 | 0 | 0 | 0 | 0 | 0 | 0.4811 | 0.21166 | 0.25053 | 0.13318 | 0.20258 | 0.5929
662 | 0.04959 | 0.043351 | 0.040685 | 0.045441 | 0.089485 | 0.058378 | 0.44561 | 0.20234 | 0.19012 | 0.10791 | 0.15916 | 0.545
663 | 0.29302 | 0.35083 | 0.31279 | 0.31747 | 0.57449 | 0.35034 | 0.34472 | 0.16339 | 0.11302 | 0.068946 | 0.099583 | 0.42185
664 | 0.29062 | 0.45453 | 0.3945 | 0.28245 | 0.51549 | 0.27256 | 0.20984 | 0.10245 | 0.05854 | 0.038327 | 0.055858 | 0.25192
665 | 0.067623 | 0.088643 | 0.08882 | 0.042339 | 0.082815 | 0.049353 | 0.054724 | 0.035358 | 0.012824 | 0.0091407 | 0.013843 | 0.06717
666 | 0 | 0 | 0 | 0 | 0 | 0 | 0 | 0 | 0 | 0 | 0 | 0
667 | 0 | 0 | 0 | 0 | 0 | 0 | 0 | 0 | 0 | 0 | 0 | 0
668 | 0.039174 | 0.029489 | 0.048713 | 0.053833 | 0.084688 | 0.078684 | 0 | 0 | 0 | 0 | 0 | 0
669 | 0.26005 | 0.24769 | 0.36246 | 0.42511 | 0.58243 | 0.48236 | 0 | 0 | 0 | 0 | 0 | 0
670 | 0.26635 | 0.31994 | 0.42862 | 0.45919 | 0.53454 | 0.47978 | 0 | 0 | 0 | 0 | 0 | 0
671 | 0.060063 | 0.069597 | 0.091107 | 0.092812 | 0.09489 | 0.095652 | 0 | 0 | 0 | 0 | 0 | 0
672 | 0 | 0 | 0 | 0 | 0 | 0 | 0 | 0 | 0 | 0 | 0 | 0
673 | 0 | 0 | 0 | 0 | 0 | 0 | 0 | 0 | 0 | 0 | 0 | 0
674 | 0.046724 | 0.052998 | 0.038368 | 0.067071 | 0.075471 | 0.096972 | 0 | 0 | 0 | 0 | 0 | 0
675 | 0.30318 | 0.3874 | 0.25644 | 0.51189 | 0.54685 | 0.68376 | 0 | 0 | 0 | 0 | 0 | 0
676 | 0.28622 | 0.44367 | 0.2426 | 0.59788 | 0.61348 | 0.71422 | 0 | 0 | 0 | 0 | 0 | 0
677 | 0.057151 | 0.095082 | 0.053769 | 0.11508 | 0.11313 | 0.13694 | 0 | 0 | 0 | 0 | 0 | 0
678 | 0 | 0 | 0 | 0 | 0 | 0 | 0 | 0 | 0 | 0 | 0 | 0
679 | 0 | 0 | 0 | 0 | 0 | 0 | 0 | 0 | 0 | 0 | 0 | 0
680 | 0.033357 | 0.033566 | 0.035146 | 0.079349 | 0.086303 | 0.090344 | 0 | 0 | 0 | 0 | 0 | 0
681 | 0.19982 | 0.21055 | 0.18008 | 0.54455 | 0.53737 | 0.63199 | 0.025321 | 0.076686 | 0.021835 | 0.020582 | 0.014773 | 0.071253
682 | 0.15853 | 0.26471 | 0.22433 | 0.52054 | 0.49157 | 0.66075 | 0.11742 | 0.2757 | 0.10004 | 0.1192 | 0.062763 | 0.27726
683 | 0.030512 | 0.06816 | 0.073546 | 0.10186 | 0.088725 | 0.12396 | 0.21286 | 0.44855 | 0.19012 | 0.23537 | 0.10671 | 0.45082
684 | 0 | 0 | 0 | 0 | 0 | 0 | 0.28313 | 0.5585 | 0.26014 | 0.32658 | 0.13297 | 0.55857
685 | 0 | 0 | 0 | 0 | 0 | 0 | 0.31678 | 0.59859 | 0.28986 | 0.3506 | 0.1346 | 0.59522
686 | 0.024563 | 0.058185 | 0.043364 | 0.056683 | 0.074265 | 0.086558 | 0.30131 | 0.55325 | 0.27522 | 0.31693 | 0.11236 | 0.54815
687 | 0.20833 | 0.42912 | 0.34228 | 0.45418 | 0.41931 | 0.60526 | 0.23872 | 0.43051 | 0.2168 | 0.23724 | 0.076193 | 0.42564
688 | 0.26491 | 0.48486 | 0.46473 | 0.50291 | 0.38677 | 0.60913 | 0.14078 | 0.25474 | 0.13031 | 0.15459 | 0.046547 | 0.25715
689 | 0.074704 | 0.10022 | 0.10654 | 0.094036 | 0.091236 | 0.10574 | 0.036457 | 0.067952 | 0.038414 | 0.048484 | 0.011854 | 0.071397
690 | 0 | 0 | 0 | 0 | 0 | 0 | 0 | 0 | 0 | 0 | 0 | 0
691 | 0 | 0 | 0 | 0 | 0 | 0 | 0 | 0 | 0 | 0 | 0 | 0
692 | 0.05538 | 0.060647 | 0.10371 | 0.064953 | 0.068848 | 0.089595 | 0 | 0 | 0 | 0 | 0 | 0
693 | 0.37465 | 0.45588 | 0.66307 | 0.51771 | 0.40994 | 0.62608 | 0 | 0 | 0 | 0 | 0 | 0
694 | 0.46524 | 0.51574 | 0.56595 | 0.60505 | 0.44059 | 0.65082 | 0 | 0 | 0 | 0 | 0 | 0
695 | 0.11192 | 0.099837 | 0.1004 | 0.12232 | 0.094498 | 0.13014 | 0 | 0 | 0 | 0 | 0 | 0
696 | 0 | 0 | 0 | 0 | 0 | 0 | 0 | 0 | 0 | 0 | 0 | 0
697 | 0 | 0 | 0 | 0 | 0 | 0 | 0 | 0 | 0 | 0 | 0 | 0
698 | 0.081933 | 0.072241 | 0.047681 | 0.090484 | 0.07217 | 0.086194 | 0 | 0 | 0 | 0 | 0 | 0
699 | 0.50746 | 0.47428 | 0.24247 | 0.58421 | 0.46655 | 0.58486 | 0 | 0 | 0 | 0 | 0 | 0
700 | 0.5267 | 0.50311 | 0.219 | 0.58977 | 0.42166 | 0.6213 | 0 | 0 | 0 | 0 | 0 | 0
701 | 0.10218 | 0.099127 | 0.0505 | 0.10793 | 0.081832 | 0.11148 | 0 | 0 | 0 | 0 | 0 | 0
702 | 0 | 0 | 0 | 0 | 0 | 0 | 0 | 0 | 0 | 0 | 0 | 0
703 | 0 | 0 | 0 | 0 | 0 | 0 | 0 | 0 | 0 | 0 | 0 | 0
704 | 0.092885 | 0.067943 | 0.06556 | 0.048221 | 0.047685 | 0.060479 | 0 | 0 | 0 | 0 | 0 | 0
705 | 0.51905 | 0.43202 | 0.46872 | 0.38352 | 0.24848 | 0.38692 | 0.026377 | 0.081569 | 0.0052096 | 0.0069735 | 0.01612 | 0.07316
706 | 0.55225 | 0.39968 | 0.5505 | 0.548 | 0.18725 | 0.41105 | 0.14424 | 0.27791 | 0.023627 | 0.03428 | 0.089031 | 0.28062
707 | 0.12363 | 0.078715 | 0.12102 | 0.12362 | 0.040915 | 0.079034 | 0.27224 | 0.44542 | 0.042908 | 0.063325 | 0.17279 | 0.45469
708 | 0 | 0 | 0 | 0 | 0 | 0 | 0.36774 | 0.54716 | 0.056321 | 0.083098 | 0.23723 | 0.56287
709 | 0 | 0 | 0 | 0 | 0 | 0 | 0.38924 | 0.58386 | 0.055353 | 0.10287 | 0.25167 | 0.5994
710 | 0.083122 | 0.083088 | 0.1121 | 0.089108 | 0.021184 | 0.053307 | 0.34277 | 0.53794 | 0.044429 | 0.10811 | 0.22119 | 0.55215
711 | 0.35047 | 0.51381 | 0.71335 | 0.59823 | 0.10823 | 0.37693 | 0.24671 | 0.41778 | 0.028455 | 0.096053 | 0.16006 | 0.42951
712 | 0.18375 | 0.50125 | 0.71335 | 0.65022 | 0.11828 | 0.36793 | 0.15563 | 0.2527 | 0.015191 | 0.063549 | 0.1005 | 0.2623
713 | 0.027695 | 0.093983 | 0.14594 | 0.12661 | 0.029684 | 0.059051 | 0.045694 | 0.071183 | 0.0034809 | 0.022737 | 0.029498 | 0.07563
714 | 0 | 0 | 0 | 0 | 0 | 0 | 0 | 0 | 0 | 0 | 0 | 0
715 | 0 | 0 | 0 | 0 | 0 | 0 | 0 | 0 | 0 | 0 | 0 | 0
716 | 0.0396 | 0.052473 | 0.11932 | 0.096469 | 0.021154 | 0.049752 | 0 | 0 | 0 | 0 | 0 | 0
717 | 0.27918 | 0.4304 | 0.72013 | 0.63397 | 0.12928 | 0.35014 | 0 | 0 | 0 | 0 | 0 | 0
718 | 0.32639 | 0.53753 | 0.67573 | 0.65356 | 0.15516 | 0.43901 | 0 | 0 | 0 | 0 | 0 | 0
719 | 0.079621 | 0.11098 | 0.12866 | 0.13014 | 0.035045 | 0.11141 | 0 | 0 | 0 | 0 | 0 | 0
720 | 0 | 0 | 0 | 0 | 0 | 0 | 0 | 0 | 0 | 0 | 0 | 0
721 | 0 | 0 | 0 | 0 | 0 | 0 | 0 | 0 | 0 | 0 | 0 | 0
722 | 0.094801 | 0.06531 | 0.11539 | 0.098276 | 0.039766 | 0.093705 | 0 | 0 | 0 | 0 | 0 | 0
723 | 0.57229 | 0.41926 | 0.64906 | 0.5858 | 0.22864 | 0.48328 | 0 | 0 | 0 | 0 | 0 | 0
724 | 0.56583 | 0.4944 | 0.59561 | 0.57428 | 0.25633 | 0.37838 | 0 | 0 | 0 | 0 | 0 | 0
725 | 0.11454 | 0.11065 | 0.10719 | 0.11363 | 0.053603 | 0.06321 | 0 | 0 | 0 | 0 | 0 | 0
726 | 0 | 0 | 0 | 0 | 0 | 0 | 0 | 0 | 0 | 0 | 0 | 0
727 | 0 | 0 | 0 | 0 | 0 | 0 | 0 | 0 | 0 | 0 | 0 | 0
728 | 0.077393 | 0.10281 | 0.11153 | 0.064683 | 0.064068 | 0.051647 | 0 | 0 | 0 | 0 | 0 | 0
729 | 0.43748 | 0.62406 | 0.63073 | 0.26864 | 0.3181 | 0.26635 | 0.026066 | 0.078513 | 0.029283 | 0.0084739 | 0.0064429 | 0.042393
730 | 0.41011 | 0.62399 | 0.56417 | 0.18375 | 0.24249 | 0.39249 | 0.15121 | 0.2402 | 0.10261 | 0.059573 | 0.044279 | 0.18416
731 | 0.073201 | 0.12796 | 0.10367 | 0.052154 | 0.047651 | 0.10595 | 0.28797 | 0.36433 | 0.16983 | 0.12053 | 0.10656 | 0.30703
732 | 0 | 0 | 0 | 0 | 0 | 0 | 0.39079 | 0.43098 | 0.21353 | 0.17207 | 0.17349 | 0.38354
733 | 0 | 0 | 0 | 0 | 0 | 0 | 0.43978 | 0.4489 | 0.21976 | 0.20119 | 0.21149 | 0.41354
734 | 0.03623 | 0.086853 | 0.1168 | 0.078898 | 0.056364 | 0.054125 | 0.41672 | 0.40061 | 0.18937 | 0.19903 | 0.21708 | 0.38091
735 | 0.26626 | 0.47926 | 0.64138 | 0.45396 | 0.32305 | 0.35692 | 0.33109 | 0.29996 | 0.13462 | 0.16602 | 0.18809 | 0.29438
736 | 0.26226 | 0.44396 | 0.59135 | 0.56766 | 0.2613 | 0.44347 | 0.20804 | 0.18134 | 0.074007 | 0.11097 | 0.12599 | 0.18053
737 | 0.066388 | 0.095073 | 0.11997 | 0.12399 | 0.051596 | 0.10819 | 0.059862 | 0.054687 | 0.015945 | 0.039024 | 0.038751 | 0.052194
738 | 0 | 0 | 0 | 0 | 0 | 0 | 0 | 0 | 0 | 0 | 0 | 0
739 | 0 | 0 | 0 | 0 | 0 | 0 | 0 | 0 | 0 | 0 | 0 | 0
740 | 0.067854 | 0.10892 | 0.12193 | 0.045832 | 0.057695 | 0.090396 | 0 | 0 | 0 | 0 | 0 | 0
741 | 0.41401 | 0.64991 | 0.67136 | 0.28437 | 0.32173 | 0.50149 | 0 | 0 | 0 | 0 | 0 | 0
742 | 0.53215 | 0.59311 | 0.61318 | 0.31523 | 0.29122 | 0.45378 | 0 | 0 | 0 | 0 | 0 | 0
743 | 0.13074 | 0.10608 | 0.12349 | 0.062197 | 0.054957 | 0.092247 | 0 | 0 | 0 | 0 | 0 | 0
744 | 0 | 0 | 0 | 0 | 0 | 0 | 0 | 0 | 0 | 0 | 0 | 0
745 | 0 | 0 | 0 | 0 | 0 | 0 | 0 | 0 | 0 | 0 | 0 | 0
746 | 0.091147 | 0.093405 | 0.12362 | 0.033344 | 0.067601 | 0.088525 | 0 | 0 | 0 | 0 | 0 | 0
747 | 0.48594 | 0.58588 | 0.66459 | 0.28626 | 0.32987 | 0.46209 | 0 | 0 | 0 | 0 | 0 | 0
748 | 0.43595 | 0.61307 | 0.59046 | 0.34853 | 0.31691 | 0.40682 | 0 | 0 | 0 | 0 | 0 | 0
749 | 0.089318 | 0.12508 | 0.11361 | 0.084581 | 0.067118 | 0.067856 | 0 | 0 | 0 | 0 | 0 | 0
750 | 0 | 0 | 0 | 0 | 0 | 0 | 0 | 0 | 0 | 0 | 0 | 0
751 | 0 | 0 | 0 | 0 | 0 | 0 | 0 | 0 | 0 | 0 | 0 | 0
752 | 0.063789 | 0.11905 | 0.10165 | 0.085948 | 0.047318 | 0.097199 | 0.00032728 | 0.00017472 | 2.11e-05 | 4.32e-05 | 0.00027173 | 0.0013996
753 | 0.35665 | 0.65767 | 0.58188 | 0.472 | 0.26048 | 0.5912 | 0.047016 | 0.034904 | 0.007513 | 0.022163 | 0.029271 | 0.072029
754 | 0.48092 | 0.62081 | 0.5559 | 0.4782 | 0.29112 | 0.60079 | 0.20587 | 0.13187 | 0.024509 | 0.089418 | 0.11746 | 0.24448
755 | 0.11411 | 0.13005 | 0.11654 | 0.10675 | 0.082192 | 0.11807 | 0.37354 | 0.23533 | 0.039848 | 0.1579 | 0.2112 | 0.40968
756 | 0 | 0 | 0 | 0 | 0 | 0 | 0.49549 | 0.31234 | 0.049049 | 0.20626 | 0.27953 | 0.52325
757 | 0 | 0 | 0 | 0 | 0 | 0 | 0.52971 | 0.35148 | 0.054488 | 0.21025 | 0.29409 | 0.56191
758 | 0.022127 | 0.12598 | 0.11687 | 0.081481 | 0.074706 | 0.078586 | 0.49059 | 0.34212 | 0.051382 | 0.18301 | 0.26384 | 0.52661
759 | 0.15637 | 0.6809 | 0.62459 | 0.52613 | 0.33651 | 0.36758 | 0.38863 | 0.28448 | 0.040519 | 0.13525 | 0.20145 | 0.42262
760 | 0.20652 | 0.64031 | 0.55864 | 0.54964 | 0.38839 | 0.24141 | 0.23861 | 0.18056 | 0.02418 | 0.067228 | 0.1338 | 0.2473
761 | 0.051748 | 0.13466 | 0.10218 | 0.095674 | 0.089903 | 0.044586 | 0.074636 | 0.06396 | 0.0074229 | 0.014559 | 0.056084 | 0.074246
762 | 0 | 0 | 0 | 0 | 0 | 0 | 0.0002022 | 0.00022597 | 9.75e-05 | 9.34e-05 | 0.00015785 | 0.00026198
763 | 0 | 0 | 0 | 0 | 0 | 0 | 0 | 0 | 0 | 0 | 0 | 0
764 | 0.04077 | 0.12816 | 0.12026 | 0.090678 | 0.098271 | 0.051433 | 0 | 0 | 0 | 0 | 0 | 0
765 | 0.22782 | 0.67858 | 0.63345 | 0.51961 | 0.54336 | 0.32158 | 0 | 0 | 0 | 0 | 0 | 0
766 | 0.23467 | 0.62842 | 0.57534 | 0.55013 | 0.55877 | 0.32912 | 0 | 0 | 0 | 0 | 0 | 0
767 | 0.053355 | 0.13228 | 0.11818 | 0.12564 | 0.12679 | 0.080768 | 0 | 0 | 0 | 0 | 0 | 0
768 | 0 | 0 | 0 | 0 | 0 | 0 | 0 | 0 | 0 | 0 | 0 | 0
769 | 0 | 0 | 0 | 0 | 0 | 0 | 0 | 0 | 0 | 0 | 0 | 0
770 | 0.067461 | 0.12567 | 0.12312 | 0.10928 | 0.10704 | 0.088098 | 0 | 0 | 0 | 0 | 0 | 0
771 | 0.26387 | 0.64521 | 0.63103 | 0.61557 | 0.58839 | 0.44017 | 0 | 0 | 0 | 0 | 0 | 0
772 | 0.29176 | 0.57124 | 0.52184 | 0.63511 | 0.58939 | 0.32435 | 0 | 0 | 0 | 0 | 0 | 0
773 | 0.085814 | 0.11852 | 0.10161 | 0.13576 | 0.1335 | 0.05146 | 0 | 0 | 0 | 0 | 0 | 0
774 | 0 | 0 | 0 | 0 | 0 | 0 | 0 | 0 | 0 | 0 | 0 | 0
775 | 0 | 0 | 0 | 0 | 0 | 0 | 0 | 0 | 0 | 0 | 0 | 0
776 | 0.078277 | 0.10887 | 0.10428 | 0.11692 | 0.11155 | 0.076071 | 0.00036688 | 0.00062771 | 0.00033035 | 5.65e-05 | 3.3e-05 | 0.0026013
777 | 0.47558 | 0.61732 | 0.52106 | 0.63643 | 0.60245 | 0.50344 | 0.026254 | 0.049352 | 0.04136 | 0.0051431 | 0.0075746 | 0.095073
778 | 0.54694 | 0.63428 | 0.50035 | 0.60527 | 0.60539 | 0.5893 | 0.095559 | 0.20048 | 0.13508 | 0.022802 | 0.029132 | 0.28059
779 | 0.10798 | 0.13951 | 0.1126 | 0.11338 | 0.11754 | 0.1299 | 0.16768 | 0.37307 | 0.21931 | 0.04433 | 0.050154 | 0.44317
780 | 0 | 0 | 0 | 0 | 0 | 0 | 0.21977 | 0.50002 | 0.26971 | 0.062991 | 0.063749 | 0.54421
781 | 0 | 0 | 0 | 0 | 0 | 0 | 0.24134 | 0.55341 | 0.2947 | 0.068489 | 0.070058 | 0.57219
782 | 0.092646 | 0.12855 | 0.11427 | 0.062968 | 0.098707 | 0.12177 | 0.22786 | 0.53023 | 0.27744 | 0.063345 | 0.065257 | 0.52726
783 | 0.38991 | 0.6555 | 0.5517 | 0.38429 | 0.50287 | 0.66155 | 0.18441 | 0.43185 | 0.22421 | 0.049395 | 0.050937 | 0.41719
784 | 0.27811 | 0.5912 | 0.49988 | 0.46171 | 0.464 | 0.66291 | 0.11382 | 0.26505 | 0.14331 | 0.024767 | 0.030164 | 0.24909
785 | 0.059538 | 0.11614 | 0.1071 | 0.11906 | 0.11099 | 0.14278 | 0.043029 | 0.08508 | 0.053398 | 0.0053251 | 0.0093182 | 0.079467
786 | 0 | 0 | 0 | 0 | 0 | 0 | 0.00028432 | 0.00044639 | 0.00028309 | 5.74e-05 | 0.0001996 | 0.00049225
787 | 0 | 0 | 0 | 0 | 0 | 0 | 0 | 0 | 0 | 0 | 0 | 0
788 | 0.07688 | 0.04181 | 0.078786 | 0.11702 | 0.10083 | 0.12188 | 0 | 0 | 0 | 0 | 0 | 0
789 | 0.34871 | 0.19035 | 0.39932 | 0.64663 | 0.51064 | 0.65605 | 0 | 0 | 0 | 0 | 0 | 0
790 | 0.36681 | 0.16017 | 0.37246 | 0.66284 | 0.55767 | 0.65595 | 0 | 0 | 0 | 0 | 0 | 0
791 | 0.094194 | 0.039833 | 0.087875 | 0.14496 | 0.13331 | 0.14253 | 0 | 0 | 0 | 0 | 0 | 0
792 | 0 | 0 | 0 | 0 | 0 | 0 | 0 | 0 | 0 | 0 | 0 | 0
793 | 0 | 0 | 0 | 0 | 0 | 0 | 0 | 0 | 0 | 0 | 0 | 0
794 | 0.09359 | 0.085173 | 0.10104 | 0.12397 | 0.10838 | 0.12182 | 0 | 0 | 0 | 0 | 0 | 0
795 | 0.4621 | 0.47335 | 0.46277 | 0.66092 | 0.54251 | 0.64792 | 0 | 0 | 0 | 0 | 0 | 0
796 | 0.44043 | 0.5194 | 0.40201 | 0.63573 | 0.55659 | 0.63974 | 0 | 0 | 0 | 0 | 0 | 0
797 | 0.09397 | 0.12998 | 0.091697 | 0.13619 | 0.1326 | 0.13601 | 0 | 0 | 0 | 0 | 0 | 0
798 | 0 | 0 | 0 | 0 | 0 | 0 | 0 | 0 | 0 | 0 | 0 | 0
799 | 0 | 0 | 0 | 0 | 0 | 0 | 0 | 0 | 0 | 0 | 0 | 0
800 | 0.11247 | 0.098387 | 0.047309 | 0.12307 | 0.12268 | 0.11328 | 0.00018588 | 0.0014545 | 0.00019956 | 6.65e-06 | 0.00025077 | 0.0019506
801 | 0.59715 | 0.42543 | 0.23066 | 0.63744 | 0.6012 | 0.61201 | 0.019822 | 0.095255 | 0.024205 | 0.0049283 | 0.021983 | 0.068347
802 | 0.61528 | 0.34954 | 0.25632 | 0.60318 | 0.50779 | 0.6207 | 0.088198 | 0.27885 | 0.072731 | 0.022818 | 0.088255 | 0.20093
803 | 0.13668 | 0.073154 | 0.068376 | 0.1329 | 0.11186 | 0.13307 | 0.17192 | 0.44361 | 0.11466 | 0.046288 | 0.15964 | 0.31794
804 | 0 | 0 | 0 | 0 | 0 | 0 | 0.24154 | 0.54502 | 0.13787 | 0.067926 | 0.21153 | 0.38976
805 | 0 | 0 | 0 | 0 | 0 | 0 | 0.26057 | 0.57756 | 0.14014 | 0.078361 | 0.21898 | 0.40623
806 | 0.10414 | 0.11003 | 0.05806 | 0.09958 | 0.10726 | 0.1213 | 0.2395 | 0.53485 | 0.12034 | 0.077256 | 0.1936 | 0.37048
807 | 0.50508 | 0.55012 | 0.36674 | 0.51113 | 0.54227 | 0.61256 | 0.18707 | 0.42433 | 0.086255 | 0.06456 | 0.14547 | 0.29109
808 | 0.43479 | 0.50392 | 0.42947 | 0.5182 | 0.45646 | 0.57382 | 0.12297 | 0.26269 | 0.047512 | 0.034704 | 0.092353 | 0.17739
809 | 0.096793 | 0.1122 | 0.10667 | 0.11696 | 0.082969 | 0.12986 | 0.051341 | 0.087515 | 0.013358 | 0.0092818 | 0.038824 | 0.062692
810 | 0 | 0 | 0 | 0 | 0 | 0 | 0.00050076 | 0.00069005 | 8.64e-05 | 6.56e-05 | 0.00043015 | 0.0007759
811 | 0 | 0 | 0 | 0 | 0 | 0 | 0 | 0 | 0 | 0 | 0 | 0
812 | 0.098881 | 0.12257 | 0.074469 | 0.11932 | 0.087915 | 0.11782 | 0 | 0 | 0 | 0 | 0 | 0
813 | 0.5328 | 0.59922 | 0.37372 | 0.59962 | 0.40315 | 0.56959 | 0 | 0 | 0 | 0 | 0 | 0
814 | 0.525 | 0.52716 | 0.4246 | 0.55383 | 0.35103 | 0.54742 | 0 | 0 | 0 | 0 | 0 | 0
815 | 0.10748 | 0.11745 | 0.11015 | 0.1123 | 0.076591 | 0.12457 | 0 | 0 | 0 | 0 | 0 | 0
816 | 0 | 0 | 0 | 0 | 0 | 0 | 0 | 0 | 0 | 0 | 0 | 0
817 | 0 | 0 | 0 | 0 | 0 | 0 | 0 | 0 | 0 | 0 | 0 | 0
818 | 0.090404 | 0.10906 | 0.040252 | 0.025538 | 0.085497 | 0.10874 | 0 | 0 | 0 | 0 | 0 | 0
819 | 0.36852 | 0.53356 | 0.22666 | 0.12887 | 0.40501 | 0.51817 | 0 | 0 | 0 | 0 | 0 | 0
820 | 0.31518 | 0.49194 | 0.28091 | 0.18954 | 0.41576 | 0.48156 | 0 | 0 | 0 | 0 | 0 | 0
821 | 0.080624 | 0.10799 | 0.077777 | 0.072329 | 0.10137 | 0.10442 | 0 | 0 | 0 | 0 | 0 | 0
822 | 0 | 0 | 0 | 0 | 0 | 0 | 0 | 0 | 0 | 0 | 0 | 0
823 | 0 | 0 | 0 | 0 | 0 | 0 | 0 | 0 | 0 | 0 | 0 | 0
824 | 0.09326 | 0.094601 | 0.039246 | 0.087173 | 0.088219 | 0.070726 | 0.00036473 | 0.0013329 | 0 | 0.00014953 | 0.00014951 | 0.0014235
825 | 0.36038 | 0.44112 | 0.21413 | 0.43559 | 0.43623 | 0.30345 | 0.023599 | 0.054312 | 0.006518 | 0.014906 | 0.011098 | 0.057077
826 | 0.25756 | 0.48018 | 0.27066 | 0.41949 | 0.41983 | 0.26459 | 0.093132 | 0.15523 | 0.033926 | 0.056555 | 0.052408 | 0.18939
827 | 0.067045 | 0.11361 | 0.082923 | 0.096355 | 0.10156 | 0.071315 | 0.17289 | 0.24584 | 0.066581 | 0.098615 | 0.11443 | 0.32758
828 | 0 | 0 | 0 | 0 | 0 | 0 | 0.2354 | 0.30317 | 0.093566 | 0.12637 | 0.17749 | 0.42984
829 | 0 | 0 | 0 | 0 | 0 | 0 | 0.25387 | 0.32341 | 0.10674 | 0.13185 | 0.20211 | 0.46418
830 | 0.08403 | 0.12378 | 0.081649 | 0.07718 | 0.077829 | 0.070533 | 0.23475 | 0.29993 | 0.1044 | 0.11633 | 0.19884 | 0.43865
831 | 0.35854 | 0.60876 | 0.38361 | 0.46872 | 0.41563 | 0.35934 | 0.18588 | 0.23892 | 0.08654 | 0.085734 | 0.16838 | 0.35696
832 | 0.35352 | 0.5673 | 0.4365 | 0.52503 | 0.49871 | 0.40544 | 0.1273 | 0.15074 | 0.057526 | 0.046318 | 0.11422 | 0.21988
833 | 0.10313 | 0.12214 | 0.12246 | 0.12125 | 0.12204 | 0.11018 | 0.061518 | 0.055654 | 0.023377 | 0.011965 | 0.052339 | 0.077173
834 | 0 | 0 | 0 | 0 | 0 | 0 | 0.00092009 | 0.00080796 | 0.00068049 | 0.00026531 | 0.00072103 | 0.0011451
835 | 0 | 0 | 0 | 0 | 0 | 0 | 0 | 0 | 0 | 0 | 0 | 0
836 | 0.051666 | 0.1152 | 0.11556 | 0.10515 | 0.095962 | 0.10936 | 0 | 0 | 0 | 0 | 0 | 0
837 | 0.27229 | 0.54296 | 0.58611 | 0.51551 | 0.45863 | 0.4448 | 0 | 0 | 0 | 0 | 0 | 0
838 | 0.39412 | 0.49712 | 0.56648 | 0.60045 | 0.44674 | 0.40035 | 0 | 0 | 0 | 0 | 0 | 0
839 | 0.1209 | 0.11317 | 0.12391 | 0.14156 | 0.12081 | 0.10561 | 0 | 0 | 0 | 0 | 0 | 0
840 | 0 | 0 | 0 | 0 | 0 | 0 | 0 | 0 | 0 | 0 | 0 | 0
841 | 0 | 0 | 0 | 0 | 0 | 0 | 0 | 0 | 0 | 0 | 0 | 0
842 | 0.071961 | 0.13112 | 0.09722 | 0.11275 | 0.10638 | 0.12234 | 0 | 0 | 0 | 0 | 0 | 0
843 | 0.29121 | 0.65158 | 0.42542 | 0.45693 | 0.48594 | 0.53118 | 0 | 0 | 0 | 0 | 0 | 0
844 | 0.31507 | 0.60477 | 0.41641 | 0.3728 | 0.43536 | 0.42869 | 0 | 0 | 0 | 0 | 0 | 0
845 | 0.097961 | 0.12927 | 0.11427 | 0.093268 | 0.11917 | 0.095035 | 0 | 0 | 0 | 0 | 0 | 0
846 | 0 | 0 | 0 | 0 | 0 | 0 | 0 | 0 | 0 | 0 | 0 | 0
847 | 0 | 0 | 0 | 0 | 0 | 0 | 0 | 0 | 0 | 0 | 0 | 0
848 | 0.094336 | 0.14094 | 0.077611 | 0.082725 | 0.12175 | 0.075969 | 0.00054148 | 0.0013904 | 0.00027117 | 8.14e-05 | 0.0005658 | 0.0029591
849 | 0.38089 | 0.67556 | 0.28127 | 0.36692 | 0.54613 | 0.45807 | 0.033595 | 0.06825 | 0.021533 | 0.010547 | 0.038891 | 0.085759
850 | 0.38638 | 0.61391 | 0.22323 | 0.37901 | 0.47755 | 0.51919 | 0.1294 | 0.21922 | 0.074318 | 0.038906 | 0.13449 | 0.24374
851 | 0.10751 | 0.14173 | 0.068201 | 0.1074 | 0.10522 | 0.1309 | 0.23381 | 0.37183 | 0.12523 | 0.068011 | 0.22466 | 0.37962
852 | 0 | 0 | 0 | 0 | 0 | 0 | 0.31106 | 0.47767 | 0.1584 | 0.087994 | 0.282 | 0.46151
853 | 0 | 0 | 0 | 0 | 0 | 0 | 0.33108 | 0.52581 | 0.16487 | 0.094826 | 0.24938 | 0.46788
854 | 0.12101 | 0.12992 | 0.075988 | 0.12086 | 0.10642 | 0.10153 | 0.30218 | 0.50331 | 0.14562 | 0.087402 | 0.18395 | 0.40838
855 | 0.52074 | 0.61356 | 0.43102 | 0.58272 | 0.48418 | 0.4458 | 0.23605 | 0.41173 | 0.10832 | 0.068276 | 0.11266 | 0.30107
856 | 0.43541 | 0.5519 | 0.47788 | 0.56136 | 0.51734 | 0.40061 | 0.15108 | 0.26083 | 0.063661 | 0.039515 | 0.068053 | 0.17365
857 | 0.12101 | 0.1253 | 0.10567 | 0.13126 | 0.12719 | 0.087775 | 0.062825 | 0.09175 | 0.022666 | 0.012142 | 0.025692 | 0.051937
858 | 0 | 0 | 0 | 0 | 0 | 0 | 0.001053 | 0.0013621 | 0.00036597 | 0.0002093 | 0.00060014 | 0.00089464
859 | 0 | 0 | 0 | 0 | 0 | 0 | 0 | 0 | 0 | 0 | 0 | 0
860 | 0.12633 | 0.11568 | 0.072976 | 0.079713 | 0.11513 | 0.082914 | 0 | 0 | 0 | 0 | 0 | 0
861 | 0.61079 | 0.5774 | 0.39484 | 0.30373 | 0.41379 | 0.37958 | 0 | 0 | 0 | 0 | 0 | 0
862 | 0.60242 | 0.5795 | 0.42431 | 0.22908 | 0.35744 | 0.41003 | 0 | 0 | 0 | 0 | 0 | 0
863 | 0.13441 | 0.13839 | 0.10642 | 0.055193 | 0.10397 | 0.10156 | 0 | 0 | 0 | 0 | 0 | 0
864 | 0 | 0 | 0 | 0 | 0 | 0 | 0 | 0 | 0 | 0 | 0 | 0
865 | 0 | 0 | 0 | 0 | 0 | 0 | 0 | 0 | 0 | 0 | 0 | 0
866 | 0.12329 | 0.14132 | 0.089589 | 0.03473 | 0.11134 | 0.11431 | 0 | 0 | 0 | 0 | 0 | 0
867 | 0.59228 | 0.67685 | 0.51079 | 0.18811 | 0.4666 | 0.57261 | 0 | 0 | 0 | 0 | 0 | 0
868 | 0.6267 | 0.63217 | 0.5989 | 0.24904 | 0.44796 | 0.57107 | 0 | 0 | 0 | 0 | 0 | 0
869 | 0.14635 | 0.1477 | 0.14624 | 0.094968 | 0.1194 | 0.12977 | 0 | 0 | 0 | 0 | 0 | 0
870 | 0 | 0 | 0 | 0 | 0 | 0 | 0 | 0 | 0 | 0 | 0 | 0
871 | 0 | 0 | 0 | 0 | 0 | 0 | 0 | 0 | 0 | 0 | 0 | 0
872 | 0.11 | 0.14319 | 0.12636 | 0.10271 | 0.12762 | 0.12881 | 0.00016878 | 0.0023981 | 0.00027999 | 0.0030741 | 0.00011625 | 0.00065878
873 | 0.51474 | 0.67141 | 0.63999 | 0.44927 | 0.59461 | 0.58262 | 0.014386 | 0.082669 | 0.024719 | 0.10469 | 0.0085784 | 0.03844
874 | 0.52966 | 0.61129 | 0.62253 | 0.39622 | 0.5558 | 0.49483 | 0.065229 | 0.23307 | 0.090987 | 0.29912 | 0.031507 | 0.14144
875 | 0.12263 | 0.14029 | 0.14666 | 0.098994 | 0.12765 | 0.095067 | 0.13507 | 0.37366 | 0.16571 | 0.47156 | 0.05802 | 0.2599
876 | 0 | 0 | 0 | 0 | 0 | 0 | 0.2013 | 0.46562 | 0.22463 | 0.57919 | 0.080376 | 0.35857
877 | 0 | 0 | 0 | 0 | 0 | 0 | 0.23296 | 0.49343 | 0.25005 | 0.60259 | 0.095791 | 0.40836
878 | 0.10716 | 0.13136 | 0.14305 | 0.078881 | 0.11246 | 0.067443 | 0.23109 | 0.45718 | 0.23971 | 0.53902 | 0.098222 | 0.40635
879 | 0.50797 | 0.6208 | 0.66966 | 0.43676 | 0.51876 | 0.35824 | 0.19729 | 0.36397 | 0.19702 | 0.40884 | 0.086224 | 0.34883
880 | 0.47607 | 0.56842 | 0.5768 | 0.51187 | 0.56155 | 0.3804 | 0.13321 | 0.23144 | 0.12587 | 0.25281 | 0.05643 | 0.22305
881 | 0.10297 | 0.1379 | 0.12368 | 0.13752 | 0.13305 | 0.10889 | 0.062103 | 0.086418 | 0.050013 | 0.091866 | 0.025272 | 0.08597
882 | 0 | 0 | 0 | 0 | 0 | 0 | 0.0012949 | 0.0016905 | 0.00088261 | 0.0017374 | 0.0010597 | 0.0020213
883 | 0 | 0 | 0 | 0 | 0 | 0 | 0 | 0 | 0 | 0 | 0 | 0
884 | 0.071 | 0.13923 | 0.10855 | 0.1248 | 0.12729 | 0.12759 | 0 | 0 | 0 | 0 | 0 | 0
885 | 0.2241 | 0.64866 | 0.41611 | 0.62488 | 0.60981 | 0.52675 | 0 | 0 | 0 | 0 | 0 | 0
886 | 0.23218 | 0.59366 | 0.33307 | 0.6489 | 0.64305 | 0.43242 | 0 | 0 | 0 | 0 | 0 | 0
887 | 0.086836 | 0.14163 | 0.066386 | 0.15354 | 0.16275 | 0.10583 | 0 | 0 | 0 | 0 | 0 | 0
888 | 0 | 0 | 0 | 0 | 0 | 0 | 0 | 0 | 0 | 0 | 0 | 0
889 | 0 | 0 | 0 | 0 | 0 | 0 | 0 | 0 | 0 | 0 | 0 | 0
890 | 0.12244 | 0.14602 | 0.056356 | 0.13689 | 0.13194 | 0.056488 | 0 | 0 | 0 | 0 | 0 | 0
891 | 0.48916 | 0.68643 | 0.3085 | 0.66128 | 0.6309 | 0.35765 | 0 | 0 | 0 | 0 | 0 | 0
892 | 0.46675 | 0.6376 | 0.34984 | 0.66035 | 0.6702 | 0.51091 | 0 | 0 | 0 | 0 | 0 | 0
893 | 0.13611 | 0.15052 | 0.10865 | 0.15727 | 0.16876 | 0.13172 | 0 | 0 | 0 | 0 | 0 | 0
894 | 0 | 0 | 0 | 0 | 0 | 0 | 0 | 0 | 0 | 0 | 0 | 0
895 | 0 | 0 | 0 | 0 | 0 | 0 | 0 | 0 | 0 | 0 | 0 | 0
896 | 0.11361 | 0.1485 | 0.13232 | 0.13459 | 0.12988 | 0.092626 | 0.0010776 | 0.0018473 | 0.00085717 | 0.00098494 | 0.00090957 | 0.0039081
897 | 0.4866 | 0.68846 | 0.61304 | 0.63447 | 0.62537 | 0.51118 | 0.043645 | 0.086059 | 0.031496 | 0.031525 | 0.032232 | 0.1098
898 | 0.44264 | 0.64447 | 0.55822 | 0.57439 | 0.646 | 0.4349 | 0.14459 | 0.25606 | 0.078258 | 0.092809 | 0.10214 | 0.30804
899 | 0.10235 | 0.15349 | 0.13655 | 0.11994 | 0.16377 | 0.076996 | 0.24987 | 0.41788 | 0.11139 | 0.14725 | 0.17495 | 0.4807
900 | 0 | 0 | 0 | 0 | 0 | 0 | 0.32744 | 0.52327 | 0.12339 | 0.17942 | 0.22857 | 0.58776
901 | 0 | 0 | 0 | 0 | 0 | 0 | 0.36436 | 0.55408 | 0.1201 | 0.17323 | 0.24817 | 0.62014
902 | 0.095125 | 0.1564 | 0.1092 | 0.083208 | 0.132 | 0.045584 | 0.35259 | 0.51291 | 0.099535 | 0.14115 | 0.23502 | 0.57738
903 | 0.41334 | 0.72054 | 0.46948 | 0.34062 | 0.6271 | 0.19799 | 0.29584 | 0.40677 | 0.069792 | 0.096565 | 0.19628 | 0.46483
904 | 0.41493 | 0.66273 | 0.42625 | 0.37077 | 0.61192 | 0.27683 | 0.20064 | 0.25775 | 0.039835 | 0.058194 | 0.13034 | 0.29024
905 | 0.11769 | 0.15748 | 0.10897 | 0.11167 | 0.14179 | 0.11085 | 0.087654 | 0.093993 | 0.012326 | 0.020654 | 0.061525 | 0.10404
906 | 0 | 0 | 0 | 0 | 0 | 0 | 0.0022891 | 0.0022967 | 0.00034219 | 0.0011564 | 0.0018304 | 0.002658
907 | 0 | 0 | 0 | 0 | 0 | 0 | 0 | 0 | 0 | 0 | 0 | 0
908 | 0.10653 | 0.14013 | 0.11917 | 0.11379 | 0.12106 | 0.085839 | 0 | 0 | 0 | 0 | 0 | 0
909 | 0.45359 | 0.62366 | 0.55489 | 0.52091 | 0.58043 | 0.40093 | 0 | 0 | 0 | 0 | 0 | 0
910 | 0.40197 | 0.57636 | 0.57517 | 0.49871 | 0.63403 | 0.46996 | 0 | 0 | 0 | 0 | 0 | 0
911 | 0.12625 | 0.14938 | 0.14702 | 0.12748 | 0.165 | 0.14302 | 0 | 0 | 0 | 0 | 0 | 0
912 | 0 | 0 | 0 | 0 | 0 | 0 | 0 | 0 | 0 | 0 | 0 | 0
913 | 0 | 0 | 0 | 0 | 0 | 0 | 0 | 0 | 0 | 0 | 0 | 0
914 | 0.12281 | 0.13881 | 0.095382 | 0.11209 | 0.12319 | 0.12705 | 0 | 0 | 0 | 0 | 0 | 0
915 | 0.54056 | 0.61318 | 0.39813 | 0.46434 | 0.5566 | 0.5355 | 0 | 0 | 0 | 0 | 0 | 0
916 | 0.58613 | 0.58039 | 0.40042 | 0.41021 | 0.57116 | 0.5276 | 0 | 0 | 0 | 0 | 0 | 0
917 | 0.15319 | 0.14964 | 0.1022 | 0.1033 | 0.13593 | 0.13225 | 0 | 0 | 0 | 0 | 0 | 0
918 | 0 | 0 | 0 | 0 | 0 | 0 | 0 | 0 | 0 | 0 | 0 | 0
919 | 0 | 0 | 0 | 0 | 0 | 0 | 0 | 0 | 0 | 0 | 0 | 0
920 | 0.11058 | 0.13981 | 0.073401 | 0.062408 | 0.11606 | 0.065772 | 0.0011658 | 0.0023053 | 0.00019831 | 0.00046785 | 0.000391 | 0.0050941
921 | 0.48802 | 0.63442 | 0.36898 | 0.28251 | 0.4678 | 0.26824 | 0.051645 | 0.079123 | 0.014514 | 0.019747 | 0.022991 | 0.12007
922 | 0.51677 | 0.60343 | 0.4363 | 0.23977 | 0.39609 | 0.24419 | 0.1918 | 0.23745 | 0.054307 | 0.063572 | 0.085716 | 0.32329
923 | 0.12089 | 0.15458 | 0.12737 | 0.048876 | 0.1164 | 0.065192 | 0.34949 | 0.38969 | 0.10027 | 0.10661 | 0.15316 | 0.49841
924 | 0 | 0 | 0 | 0 | 0 | 0 | 0.47026 | 0.49023 | 0.13782 | 0.13483 | 0.20363 | 0.60448
925 | 0 | 0 | 0 | 0 | 0 | 0 | 0.52223 | 0.52787 | 0.15944 | 0.14512 | 0.2109 | 0.63509
926 | 0.094497 | 0.14214 | 0.082815 | 0.034249 | 0.12117 | 0.06735 | 0.50423 | 0.4965 | 0.15887 | 0.1342 | 0.18665 | 0.59072
927 | 0.41931 | 0.63788 | 0.45088 | 0.12753 | 0.52461 | 0.2594 | 0.42134 | 0.40293 | 0.13581 | 0.1057 | 0.14031 | 0.47628
928 | 0.34861 | 0.59539 | 0.5488 | 0.11143 | 0.48649 | 0.18797 | 0.27512 | 0.2658 | 0.085821 | 0.060736 | 0.083029 | 0.30042
929 | 0.091159 | 0.15201 | 0.15275 | 0.029692 | 0.11932 | 0.037776 | 0.10476 | 0.10655 | 0.033513 | 0.018912 | 0.028563 | 0.11069
930 | 0 | 0 | 0 | 0 | 0 | 0 | 0.003097 | 0.0034015 | 0.0015332 | 0.00095772 | 0.0010025 | 0.0034525
931 | 0 | 0 | 0 | 0 | 0 | 0 | 0 | 0 | 0 | 0 | 0 | 0
932 | 0.084862 | 0.14118 | 0.12368 | 0.038466 | 0.11542 | 0.053403 | 0 | 0 | 0 | 0 | 0 | 0
933 | 0.36032 | 0.63125 | 0.53922 | 0.18913 | 0.51577 | 0.2197 | 0 | 0 | 0 | 0 | 0 | 0
934 | 0.37042 | 0.56388 | 0.51604 | 0.21423 | 0.59431 | 0.19116 | 0 | 0 | 0 | 0 | 0 | 0
935 | 0.10629 | 0.13758 | 0.14327 | 0.073788 | 0.1545 | 0.046602 | 0 | 0 | 0 | 0 | 0 | 0
936 | 0 | 0 | 0 | 0 | 0 | 0 | 0 | 0 | 0 | 0 | 0 | 0
937 | 0 | 0 | 0 | 0 | 0 | 0 | 0 | 0 | 0 | 0 | 0 | 0
938 | 0.10005 | 0.13595 | 0.068331 | 0.06265 | 0.12674 | 0.027986 | 0 | 0 | 0 | 0 | 0 | 0
939 | 0.41744 | 0.60553 | 0.21036 | 0.29096 | 0.57556 | 0.11585 | 0 | 0 | 0 | 0 | 0 | 0
940 | 0.39797 | 0.56009 | 0.21361 | 0.2997 | 0.55343 | 0.12493 | 0 | 0 | 0 | 0 | 0 | 0
941 | 0.10734 | 0.14546 | 0.072124 | 0.091079 | 0.12225 | 0.0386 | 0 | 0 | 0 | 0 | 0 | 0
942 | 0 | 0 | 0 | 0 | 0 | 0 | 0 | 0 | 0 | 0 | 0 | 0
943 | 0 | 0 | 0 | 0 | 0 | 0 | 0 | 0 | 0 | 0 | 0 | 0
944 | 0.10468 | 0.13365 | 0.083511 | 0.080297 | 0.092879 | 0.05731 | 0.0018778 | 0.003462 | 0.00094007 | 0.00092422 | 0.00082726 | 0.0063232
945 | 0.48534 | 0.58484 | 0.36132 | 0.35325 | 0.39585 | 0.24117 | 0.065895 | 0.094544 | 0.038228 | 0.026189 | 0.028788 | 0.13036
946 | 0.53606 | 0.54033 | 0.29347 | 0.401 | 0.43979 | 0.2521 | 0.20773 | 0.24286 | 0.11563 | 0.073209 | 0.084818 | 0.3382
947 | 0.14333 | 0.14315 | 0.057899 | 0.11383 | 0.13319 | 0.084818 | 0.3439 | 0.38064 | 0.1971 | 0.11564 | 0.13717 | 0.5163
948 | 0 | 0 | 0 | 0 | 0 | 0 | 0.43586 | 0.4738 | 0.25755 | 0.14175 | 0.172 | 0.62397
949 | 0 | 0 | 0 | 0 | 0 | 0 | 0.45824 | 0.51057 | 0.29075 | 0.14238 | 0.19394 | 0.65526
950 | 0.10464 | 0.12174 | 0.060928 | 0.073006 | 0.099141 | 0.068976 | 0.4161 | 0.48255 | 0.28435 | 0.12294 | 0.19197 | 0.6098
951 | 0.38156 | 0.47233 | 0.34876 | 0.279 | 0.42769 | 0.25987 | 0.32178 | 0.38973 | 0.24047 | 0.091086 | 0.16771 | 0.4925
952 | 0.37874 | 0.37881 | 0.42799 | 0.29003 | 0.41244 | 0.23934 | 0.20706 | 0.24847 | 0.16408 | 0.054947 | 0.11196 | 0.31375
953 | 0.09873 | 0.10208 | 0.12872 | 0.10168 | 0.087358 | 0.071415 | 0.081754 | 0.094286 | 0.073063 | 0.019019 | 0.055372 | 0.11863
954 | 0 | 0 | 0 | 0 | 0 | 0 | 0.0032042 | 0.0031313 | 0.0029797 | 0.00119 | 0.0027438 | 0.0044795
955 | 0 | 0 | 0 | 0 | 0 | 0 | 0 | 0 | 0 | 0 | 0 | 0
956 | 0.043031 | 0.060778 | 0.096417 | 0.13001 | 0.089799 | 0.067696 | 0 | 0 | 0 | 0 | 0 | 0
957 | 0.15465 | 0.29441 | 0.40248 | 0.60613 | 0.37853 | 0.27348 | 0 | 0 | 0 | 0 | 0 | 0
958 | 0.20158 | 0.35565 | 0.41694 | 0.61143 | 0.38506 | 0.29589 | 0 | 0 | 0 | 0 | 0 | 0
959 | 0.074493 | 0.11759 | 0.12702 | 0.15284 | 0.086106 | 0.097337 | 0 | 0 | 0 | 0 | 0 | 0
960 | 0 | 0 | 0 | 0 | 0 | 0 | 0 | 0 | 0 | 0 | 0 | 0
961 | 0 | 0 | 0 | 0 | 0 | 0 | 0 | 0 | 0 | 0 | 0 | 0
962 | 0.034757 | 0.13711 | 0.092215 | 0.09393 | 0.082545 | 0.080397 | 0 | 0 | 0 | 0 | 0 | 0
963 | 0.17228 | 0.59999 | 0.35013 | 0.39753 | 0.35949 | 0.33964 | 0 | 0 | 0 | 0 | 0 | 0
964 | 0.21953 | 0.55149 | 0.36441 | 0.39027 | 0.3717 | 0.3605 | 0 | 0 | 0 | 0 | 0 | 0
965 | 0.077461 | 0.14231 | 0.11258 | 0.12609 | 0.11094 | 0.10654 | 0 | 0 | 0 | 0 | 0 | 0
966 | 0 | 0 | 0 | 0 | 0 | 0 | 0 | 0 | 0 | 0 | 0 | 0
967 | 0 | 0 | 0 | 0 | 0 | 0 | 0 | 0 | 0 | 0 | 0 | 0
968 | 0.087868 | 0.13158 | 0.044255 | 0.058588 | 0.09884 | 0.083042 | 0.0014269 | 0.0032268 | 0.0019819 | 0.00043643 | 0.00089435 | 0.0071688
969 | 0.39447 | 0.58546 | 0.26564 | 0.23035 | 0.35059 | 0.31078 | 0.049826 | 0.10344 | 0.069378 | 0.013834 | 0.028752 | 0.12199
970 | 0.37704 | 0.54874 | 0.37626 | 0.19689 | 0.3422 | 0.33508 | 0.17208 | 0.28384 | 0.18416 | 0.043675 | 0.094268 | 0.30064
971 | 0.10463 | 0.14988 | 0.12721 | 0.0567 | 0.097786 | 0.11566 | 0.30353 | 0.44692 | 0.28664 | 0.074529 | 0.16176 | 0.45023
972 | 0 | 0 | 0 | 0 | 0 | 0 | 0.4017 | 0.54753 | 0.34965 | 0.096634 | 0.21028 | 0.5376
973 | 0 | 0 | 0 | 0 | 0 | 0 | 0.45115 | 0.57001 | 0.35622 | 0.10397 | 0.23462 | 0.55842
974 | 0.069957 | 0.13045 | 0.1142 | 0.088137 | 0.075617 | 0.10556 | 0.43894 | 0.51606 | 0.3121 | 0.095613 | 0.22566 | 0.51242
975 | 0.25848 | 0.61273 | 0.4743 | 0.40005 | 0.33997 | 0.48287 | 0.36863 | 0.39876 | 0.23281 | 0.074579 | 0.18699 | 0.40777
976 | 0.21358 | 0.60493 | 0.45452 | 0.42327 | 0.40683 | 0.48251 | 0.24255 | 0.24479 | 0.13897 | 0.046397 | 0.11492 | 0.26061
977 | 0.060498 | 0.16095 | 0.14295 | 0.11972 | 0.10888 | 0.13295 | 0.10105 | 0.089727 | 0.04972 | 0.016993 | 0.046382 | 0.10108
978 | 0 | 0 | 0 | 0 | 0 | 0 | 0.004482 | 0.0035951 | 0.0024493 | 0.0014473 | 0.0030393 | 0.0045826
979 | 0 | 0 | 0 | 0 | 0 | 0 | 0 | 0 | 0 | 0 | 0 | 0
980 | 0.047488 | 0.13249 | 0.13367 | 0.1172 | 0.11012 | 0.095932 | 0 | 0 | 0 | 0 | 0 | 0
981 | 0.20596 | 0.56897 | 0.61088 | 0.43707 | 0.47284 | 0.44493 | 0 | 0 | 0 | 0 | 0 | 0
982 | 0.18378 | 0.52463 | 0.58981 | 0.32695 | 0.50554 | 0.46269 | 0 | 0 | 0 | 0 | 0 | 0
983 | 0.062609 | 0.12655 | 0.1567 | 0.095462 | 0.13901 | 0.12102 | 0 | 0 | 0 | 0 | 0 | 0
984 | 0 | 0 | 0 | 0 | 0 | 0 | 0 | 0 | 0 | 0 | 0 | 0
985 | 0 | 0 | 0 | 0 | 0 | 0 | 0 | 0 | 0 | 0 | 0 | 0
986 | 0.090314 | 0.10566 | 0.11948 | 0.047875 | 0.10829 | 0.068468 | 0 | 0 | 0 | 0 | 0 | 0
987 | 0.31721 | 0.44075 | 0.53248 | 0.22182 | 0.43842 | 0.27439 | 0 | 0 | 0 | 0 | 0 | 0
988 | 0.24825 | 0.41888 | 0.52179 | 0.29221 | 0.48323 | 0.26207 | 0 | 0 | 0 | 0 | 0 | 0
989 | 0.07539 | 0.11622 | 0.14077 | 0.11871 | 0.13433 | 0.073587 | 0 | 0 | 0 | 0 | 0 | 0
990 | 0 | 0 | 0 | 0 | 0 | 0 | 0 | 0 | 0 | 0 | 0 | 0
991 | 0 | 0 | 0 | 0 | 0 | 0 | 0 | 0 | 0 | 0 | 0 | 0
992 | 0.09721 | 0.10189 | 0.10736 | 0.095435 | 0.12412 | 0.084136 | 0.0011579 | 0.0060685 | 0.0017333 | 0.00037592 | 0.0016966 | 0.0070857
993 | 0.35478 | 0.43307 | 0.48868 | 0.37682 | 0.52448 | 0.31732 | 0.034111 | 0.10987 | 0.046693 | 0.011993 | 0.050346 | 0.12272
994 | 0.25484 | 0.4494 | 0.50372 | 0.39761 | 0.45149 | 0.29834 | 0.10892 | 0.28436 | 0.12885 | 0.037952 | 0.15065 | 0.31468
995 | 0.081867 | 0.12879 | 0.14949 | 0.13204 | 0.12686 | 0.077753 | 0.18616 | 0.45051 | 0.20805 | 0.065769 | 0.24705 | 0.48612
996 | 0 | 0 | 0 | 0 | 0 | 0 | 0.24175 | 0.56518 | 0.26209 | 0.087374 | 0.31085 | 0.59493
997 | 0 | 0 | 0 | 0 | 0 | 0 | 0.26812 | 0.61049 | 0.2827 | 0.097767 | 0.2992 | 0.63464
998 | 0.09248 | 0.13284 | 0.12463 | 0.1109 | 0.12368 | 0.060443 | 0.2554 | 0.57834 | 0.26578 | 0.095402 | 0.24498 | 0.60168
999 | 0.37388 | 0.58824 | 0.52897 | 0.46019 | 0.54297 | 0.25624 | 0.20912 | 0.47226 | 0.2169 | 0.080829 | 0.17125 | 0.49646
1000 | 0.37072 | 0.53593 | 0.48365 | 0.42909 | 0.5565 | 0.30362 | 0.14432 | 0.30793 | 0.14194 | 0.053505 | 0.11321 | 0.3233
1001 | 0.12409 | 0.14004 | 0.12665 | 0.12034 | 0.14442 | 0.1084 | 0.071636 | 0.12386 | 0.059745 | 0.022795 | 0.052552 | 0.12937
1002 | 0 | 0 | 0 | 0 | 0 | 0 | 0.0052335 | 0.0060648 | 0.0043381 | 0.0023449 | 0.0036207 | 0.0067925
1003 | 0 | 0 | 0 | 0 | 0 | 0 | 0 | 0 | 0 | 0 | 0 | 0
1004 | 0.12137 | 0.1345 | 0.095492 | 0.10758 | 0.11515 | 0.11601 | 0 | 0 | 0 | 0 | 0 | 0
1005 | 0.5075 | 0.58296 | 0.42068 | 0.47496 | 0.48003 | 0.54393 | 0 | 0 | 0 | 0 | 0 | 0
1006 | 0.50229 | 0.53336 | 0.41567 | 0.45563 | 0.46621 | 0.563 | 0 | 0 | 0 | 0 | 0 | 0
1007 | 0.13959 | 0.14162 | 0.12744 | 0.12216 | 0.12299 | 0.14881 | 0 | 0 | 0 | 0 | 0 | 0
1008 | 0 | 0 | 0 | 0 | 0 | 0 | 0 | 0 | 0 | 0 | 0 | 0
1009 | 0 | 0 | 0 | 0 | 0 | 0 | 0 | 0 | 0 | 0 | 0 | 0
1010 | 0.10948 | 0.10523 | 0.082398 | 0.077129 | 0.083242 | 0.10054 | 0 | 0 | 0 | 0 | 0 | 0
1011 | 0.40337 | 0.47672 | 0.40113 | 0.32803 | 0.33325 | 0.43588 | 0 | 0 | 0 | 0 | 0 | 0
1012 | 0.38193 | 0.46789 | 0.47062 | 0.37881 | 0.35803 | 0.34203 | 0 | 0 | 0 | 0 | 0 | 0
1013 | 0.12015 | 0.13976 | 0.1401 | 0.13463 | 0.10196 | 0.070301 | 0 | 0 | 0 | 0 | 0 | 0
1014 | 0 | 0 | 0 | 0 | 0 | 0 | 0 | 0 | 0 | 0 | 0 | 0
1015 | 0 | 0 | 0 | 0 | 0 | 0 | 0 | 0 | 0 | 0 | 0 | 0
1016 | 0.10225 | 0.11404 | 0.066447 | 0.11451 | 0.083817 | 0.097194 | 0.0018852 | 0.00094184 | 0.00063382 | 0.001883 | 0.0013847 | 0.0090575
1017 | 0.38734 | 0.46463 | 0.23977 | 0.4641 | 0.38832 | 0.43382 | 0.047879 | 0.023992 | 0.016085 | 0.039601 | 0.032965 | 0.14796
1018 | 0.3874 | 0.43002 | 0.25371 | 0.42944 | 0.4567 | 0.44904 | 0.13815 | 0.07345 | 0.050729 | 0.1054 | 0.084041 | 0.3616
1019 | 0.1031 | 0.13654 | 0.086233 | 0.123 | 0.12743 | 0.13554 | 0.22575 | 0.12861 | 0.088426 | 0.16195 | 0.12609 | 0.54153
1020 | 0 | 0 | 0 | 0 | 0 | 0 | 0.28454 | 0.17146 | 0.11723 | 0.19267 | 0.14949 | 0.64861
1021 | 0 | 0 | 0 | 0 | 0 | 0 | 0.33899 | 0.19677 | 0.13198 | 0.17875 | 0.14256 | 0.68038
1022 | 0.087794 | 0.12838 | 0.10944 | 0.096944 | 0.10155 | 0.091994 | 0.35 | 0.19564 | 0.1278 | 0.13977 | 0.11609 | 0.63443
1023 | 0.3691 | 0.56493 | 0.51322 | 0.41249 | 0.46105 | 0.35067 | 0.31315 | 0.1656 | 0.10565 | 0.091681 | 0.080124 | 0.51556
1024 | 0.33662 | 0.52571 | 0.4495 | 0.32134 | 0.47403 | 0.31637 | 0.20984 | 0.1071 | 0.069465 | 0.054669 | 0.049744 | 0.33557
1025 | 0.10211 | 0.1308 | 0.10971 | 0.076927 | 0.13078 | 0.079426 | 0.0918 | 0.042154 | 0.029177 | 0.018294 | 0.018471 | 0.13497
1026 | 0 | 0 | 0 | 0 | 0 | 0 | 0.0063641 | 0.0018919 | 0.003377 | 0.0019352 | 0.0016 | 0.0079813
1027 | 0 | 0 | 0 | 0 | 0 | 0 | 0 | 0 | 0 | 0 | 0 | 0
1028 | 0.10147 | 0.11736 | 0.11295 | 0.1033 | 0.10989 | 0.046069 | 0 | 0 | 0 | 0 | 0 | 0
1029 | 0.38956 | 0.53811 | 0.49907 | 0.44561 | 0.42904 | 0.17852 | 0 | 0 | 0 | 0 | 0 | 0
1030 | 0.30247 | 0.5373 | 0.48107 | 0.45068 | 0.35845 | 0.16946 | 0 | 0 | 0 | 0 | 0 | 0
1031 | 0.074223 | 0.14733 | 0.13659 | 0.12921 | 0.10675 | 0.050788 | 0 | 0 | 0 | 0 | 0 | 0
1032 | 0 | 0 | 0 | 0 | 0 | 0 | 0 | 0 | 0 | 0 | 0 | 0
1033 | 0 | 0 | 0 | 0 | 0 | 0 | 0 | 0 | 0 | 0 | 0 | 0
1034 | 0.077621 | 0.11314 | 0.12903 | 0.09759 | 0.11504 | 0.046567 | 0 | 0 | 0 | 0 | 0 | 0
1035 | 0.30967 | 0.44704 | 0.57149 | 0.46567 | 0.47758 | 0.20912 | 0 | 0 | 0 | 0 | 0 | 0
1036 | 0.30465 | 0.4137 | 0.55192 | 0.51558 | 0.47789 | 0.22011 | 0 | 0 | 0 | 0 | 0 | 0
1037 | 0.12862 | 0.11318 | 0.14845 | 0.14855 | 0.1358 | 0.062654 | 0 | 0 | 0 | 0 | 0 | 0
1038 | 0 | 0 | 0 | 0 | 0 | 0 | 0 | 0 | 0 | 0 | 0 | 0
1039 | 0 | 0 | 0 | 0 | 0 | 0 | 0 | 0 | 0 | 0 | 0 | 0
1040 | 0.10815 | 0.11766 | 0.10367 | 0.12474 | 0.084586 | 0.046076 | 0.0025236 | 0.00077753 | 0.0025432 | 0.0011014 | 0.00073559 | 0.0051904
1041 | 0.4024 | 0.54042 | 0.49406 | 0.55725 | 0.35456 | 0.2316 | 0.059617 | 0.02148 | 0.049438 | 0.033836 | 0.021868 | 0.072682
1042 | 0.39655 | 0.52766 | 0.45652 | 0.53109 | 0.29647 | 0.25682 | 0.18169 | 0.058 | 0.13082 | 0.09896 | 0.088945 | 0.15805
1043 | 0.13273 | 0.15239 | 0.10818 | 0.14189 | 0.069322 | 0.076706 | 0.31021 | 0.092335 | 0.21012 | 0.16045 | 0.18337 | 0.21944
1044 | 0 | 0 | 0 | 0 | 0 | 0 | 0.40414 | 0.11505 | 0.2635 | 0.20102 | 0.27663 | 0.24573
1045 | 0 | 0 | 0 | 0 | 0 | 0 | 0.41674 | 0.12144 | 0.26588 | 0.20075 | 0.30701 | 0.24589
1046 | 0.08292 | 0.13377 | 0.057649 | 0.12154 | 0.052402 | 0.044018 | 0.37004 | 0.11005 | 0.23063 | 0.17217 | 0.29647 | 0.21469
1047 | 0.29997 | 0.60086 | 0.2945 | 0.54347 | 0.30935 | 0.21147 | 0.28179 | 0.085056 | 0.16993 | 0.12527 | 0.24775 | 0.16296
1048 | 0.31355 | 0.56007 | 0.36828 | 0.5227 | 0.41483 | 0.25237 | 0.19509 | 0.052452 | 0.10402 | 0.07613 | 0.16912 | 0.10078
1049 | 0.10268 | 0.15309 | 0.1335 | 0.14412 | 0.12903 | 0.07954 | 0.096001 | 0.019425 | 0.039764 | 0.025869 | 0.080867 | 0.037834
1050 | 0 | 0 | 0 | 0 | 0 | 0 | 0.0073898 | 0.0021668 | 0.0043815 | 0.0011464 | 0.0065915 | 0.0023464
1051 | 0 | 0 | 0 | 0 | 0 | 0 | 0 | 0 | 0 | 0 | 0 | 0
1052 | 0.072685 | 0.1285 | 0.063084 | 0.1154 | 0.11619 | 0.064885 | 0 | 0 | 0 | 0 | 0 | 0
1053 | 0.30293 | 0.56841 | 0.27066 | 0.47811 | 0.49308 | 0.35672 | 0 | 0 | 0 | 0 | 0 | 0
1054 | 0.31053 | 0.51878 | 0.34001 | 0.40953 | 0.41458 | 0.48972 | 0 | 0 | 0 | 0 | 0 | 0
1055 | 0.12323 | 0.13303 | 0.11455 | 0.10006 | 0.12621 | 0.1503 | 0 | 0 | 0 | 0 | 0 | 0
1056 | 0 | 0 | 0 | 0 | 0 | 0 | 0 | 0 | 0 | 0 | 0 | 0
1057 | 0 | 0 | 0 | 0 | 0 | 0 | 0 | 0 | 0 | 0 | 0 | 0
1058 | 0.096791 | 0.10377 | 0.1109 | 0.083185 | 0.11527 | 0.10293 | 0 | 0 | 0 | 0 | 0 | 0
1059 | 0.32208 | 0.48732 | 0.54425 | 0.33875 | 0.47618 | 0.47961 | 0 | 0 | 0 | 0 | 0 | 0
1060 | 0.26399 | 0.46363 | 0.53505 | 0.32468 | 0.44396 | 0.53244 | 0 | 0 | 0 | 0 | 0 | 0
1061 | 0.073941 | 0.11758 | 0.13526 | 0.088827 | 0.12152 | 0.15449 | 0 | 0 | 0 | 0 | 0 | 0
1062 | 0 | 0 | 0 | 0 | 0 | 0 | 0 | 0 | 0 | 0 | 0 | 0
1063 | 0 | 0 | 0 | 0 | 0 | 0 | 0 | 0 | 0 | 0 | 0 | 0
1064 | 0.050358 | 0.051201 | 0.075609 | 0.088695 | 0.11333 | 0.11499 | 0.0011054 | 0.0020385 | 0.00057295 | 0.0060852 | 0.0018224 | 0.0015261
1065 | 0.24419 | 0.27567 | 0.38736 | 0.3921 | 0.45163 | 0.5386 | 0.029792 | 0.037943 | 0.017047 | 0.091974 | 0.03579 | 0.026724
1066 | 0.34323 | 0.36072 | 0.45756 | 0.36656 | 0.44298 | 0.56897 | 0.094819 | 0.1163 | 0.053094 | 0.23614 | 0.10335 | 0.08147
1067 | 0.13469 | 0.12897 | 0.14935 | 0.095785 | 0.12918 | 0.15625 | 0.16325 | 0.20591 | 0.093493 | 0.37633 | 0.17313 | 0.14676
1068 | 0 | 0 | 0 | 0 | 0 | 0 | 0.21332 | 0.2783 | 0.12558 | 0.47741 | 0.22357 | 0.20362
1069 | 0 | 0 | 0 | 0 | 0 | 0 | 0.22867 | 0.30011 | 0.142 | 0.50825 | 0.2363 | 0.21376
1070 | 0.10009 | 0.097684 | 0.13029 | 0.089758 | 0.12002 | 0.10893 | 0.21096 | 0.28276 | 0.1385 | 0.47747 | 0.21606 | 0.19344
1071 | 0.39629 | 0.42022 | 0.58651 | 0.3912 | 0.53092 | 0.52249 | 0.16596 | 0.23335 | 0.11588 | 0.39089 | 0.17115 | 0.1501
1072 | 0.43746 | 0.42539 | 0.52499 | 0.36266 | 0.51268 | 0.57202 | 0.1103 | 0.15649 | 0.075105 | 0.26042 | 0.11508 | 0.092454
1073 | 0.14537 | 0.12715 | 0.13625 | 0.096945 | 0.15862 | 0.15859 | 0.048969 | 0.067967 | 0.030819 | 0.11209 | 0.05312 | 0.03516
1074 | 0 | 0 | 0 | 0 | 0 | 0 | 0.0061698 | 0.0067602 | 0.0027086 | 0.0083067 | 0.0065866 | 0.0032725
1075 | 0 | 0 | 0 | 0 | 0 | 0 | 0 | 0 | 0 | 0 | 0 | 0
1076 | 0.10825 | 0.11786 | 0.10504 | 0.053906 | 0.12106 | 0.11843 | 0 | 0 | 0 | 0 | 0 | 0
1077 | 0.41157 | 0.54502 | 0.4705 | 0.28609 | 0.57299 | 0.55206 | 0 | 0 | 0 | 0 | 0 | 0
1078 | 0.34916 | 0.50705 | 0.45116 | 0.35592 | 0.64728 | 0.56081 | 0 | 0 | 0 | 0 | 0 | 0
1079 | 0.11205 | 0.13885 | 0.13045 | 0.12079 | 0.18074 | 0.1511 | 0 | 0 | 0 | 0 | 0 | 0
1080 | 0 | 0 | 0 | 0 | 0 | 0 | 0 | 0 | 0 | 0 | 0 | 0
1081 | 0 | 0 | 0 | 0 | 0 | 0 | 0 | 0 | 0 | 0 | 0 | 0
1082 | 0.0948 | 0.10351 | 0.11548 | 0.101 | 0.11921 | 0.089121 | 0 | 0 | 0 | 0 | 0 | 0
1083 | 0.39671 | 0.41471 | 0.54841 | 0.46696 | 0.56063 | 0.39026 | 0 | 0 | 0 | 0 | 0 | 0
1084 | 0.43148 | 0.33865 | 0.55302 | 0.52704 | 0.61917 | 0.37101 | 0 | 0 | 0 | 0 | 0 | 0
1085 | 0.1302 | 0.088333 | 0.15473 | 0.14805 | 0.16513 | 0.10215 | 0 | 0 | 0 | 0 | 0 | 0
1086 | 0 | 0 | 0 | 0 | 0 | 0 | 0 | 0 | 0 | 0 | 0 | 0
1087 | 0 | 0 | 0 | 0 | 0 | 0 | 0 | 0 | 0 | 0 | 0 | 0
1088 | 0.080304 | 0.0301 | 0.1226 | 0.06629 | 0.078924 | 0.048487 | 0.0017609 | 0.0021377 | 0.001192 | 0.0073486 | 0.0029936 | 0.0010915
1089 | 0.35229 | 0.1634 | 0.57331 | 0.22154 | 0.34962 | 0.21601 | 0.038947 | 0.051708 | 0.031818 | 0.10365 | 0.0588 | 0.016672
1090 | 0.41639 | 0.23182 | 0.5563 | 0.19735 | 0.45085 | 0.25828 | 0.12873 | 0.12213 | 0.097774 | 0.23996 | 0.16701 | 0.046075
1091 | 0.13218 | 0.097286 | 0.151 | 0.07134 | 0.13939 | 0.084321 | 0.23349 | 0.18131 | 0.17432 | 0.34872 | 0.27318 | 0.078926
1092 | 0 | 0 | 0 | 0 | 0 | 0 | 0.31898 | 0.2158 | 0.23785 | 0.40393 | 0.34558 | 0.10747
1093 | 0 | 0 | 0 | 0 | 0 | 0 | 0.36081 | 0.23539 | 0.2654 | 0.39179 | 0.36685 | 0.13325
1094 | 0.090853 | 0.058499 | 0.086214 | 0.096479 | 0.084494 | 0.047012 | 0.35217 | 0.22493 | 0.25587 | 0.32855 | 0.33893 | 0.14743
1095 | 0.35142 | 0.27799 | 0.48657 | 0.43036 | 0.37983 | 0.23021 | 0.29654 | 0.18648 | 0.21156 | 0.23312 | 0.27195 | 0.14477
1096 | 0.32492 | 0.29667 | 0.53408 | 0.4304 | 0.43927 | 0.28795 | 0.20389 | 0.13205 | 0.13595 | 0.14217 | 0.18047 | 0.10494
1097 | 0.09932 | 0.091773 | 0.15257 | 0.11818 | 0.12001 | 0.089565 | 0.09688 | 0.065084 | 0.055861 | 0.053384 | 0.08019 | 0.05497
1098 | 0 | 0 | 0 | 0 | 0 | 0 | 0.0093342 | 0.0085589 | 0.0048389 | 0.0040754 | 0.0077118 | 0.0079254
1099 | 0 | 0 | 0 | 0 | 0 | 0 | 0 | 0 | 0 | 0 | 0 | 0
1100 | 0.078295 | 0.095996 | 0.093274 | 0.071613 | 0.10626 | 0.029341 | 0 | 0 | 0 | 0 | 0 | 0
1101 | 0.3813 | 0.46227 | 0.43965 | 0.28925 | 0.45929 | 0.16753 | 0 | 0 | 0 | 0 | 0 | 0
1102 | 0.4163 | 0.47786 | 0.43262 | 0.35454 | 0.41655 | 0.24444 | 0 | 0 | 0 | 0 | 0 | 0
1103 | 0.12443 | 0.14112 | 0.10878 | 0.12198 | 0.14041 | 0.084345 | 0 | 0 | 0 | 0 | 0 | 0
1104 | 0 | 0 | 0 | 0 | 0 | 0 | 0 | 0 | 0 | 0 | 0 | 0
1105 | 0 | 0 | 0 | 0 | 0 | 0 | 0 | 0 | 0 | 0 | 0 | 0
1106 | 0.092878 | 0.11586 | 0.056533 | 0.059368 | 0.10999 | 0.034491 | 0 | 0 | 0 | 0 | 0 | 0
1107 | 0.35359 | 0.5256 | 0.31757 | 0.26784 | 0.48284 | 0.18231 | 0 | 0 | 0 | 0 | 0 | 0
1108 | 0.37846 | 0.49979 | 0.39233 | 0.33789 | 0.35815 | 0.24977 | 0 | 0 | 0 | 0 | 0 | 0
1109 | 0.14114 | 0.14582 | 0.13002 | 0.11987 | 0.12491 | 0.085212 | 0 | 0 | 0 | 0 | 0 | 0
1110 | 0 | 0 | 0 | 0 | 0 | 0 | 0 | 0 | 0 | 0 | 0 | 0
1111 | 0 | 0 | 0 | 0 | 0 | 0 | 0 | 0 | 0 | 0 | 0 | 0
1112 | 0.090517 | 0.050728 | 0.1223 | 0.079238 | 0.089307 | 0.063406 | 0.0040941 | 0.010253 | 0.0016846 | 0.0033503 | 0.0021282 | 0.0023051
1113 | 0.34221 | 0.17364 | 0.56898 | 0.29416 | 0.37889 | 0.30743 | 0.080382 | 0.14968 | 0.032922 | 0.071575 | 0.03807 | 0.033883
1114 | 0.29132 | 0.22813 | 0.54512 | 0.27408 | 0.29128 | 0.33332 | 0.23385 | 0.33299 | 0.10223 | 0.20475 | 0.12004 | 0.086766
1115 | 0.11271 | 0.091522 | 0.15409 | 0.079581 | 0.1103 | 0.1111 | 0.39064 | 0.48395 | 0.18549 | 0.34209 | 0.21482 | 0.1375
1116 | 0 | 0 | 0 | 0 | 0 | 0 | 0.50259 | 0.56852 | 0.25496 | 0.44317 | 0.29166 | 0.17225
1117 | 0 | 0 | 0 | 0 | 0 | 0 | 0.55126 | 0.58334 | 0.28784 | 0.53511 | 0.30476 | 0.1878
1118 | 0.056651 | 0.071361 | 0.12323 | 0.028048 | 0.092484 | 0.10426 | 0.52803 | 0.53135 | 0.28333 | 0.55796 | 0.27833 | 0.17835
1119 | 0.24883 | 0.36586 | 0.58227 | 0.13691 | 0.35406 | 0.52002 | 0.43978 | 0.42194 | 0.24076 | 0.49517 | 0.22101 | 0.14824
1120 | 0.29966 | 0.38272 | 0.55394 | 0.1605 | 0.31882 | 0.5676 | 0.29611 | 0.26767 | 0.16511 | 0.3398 | 0.14961 | 0.093445
1121 | 0.094641 | 0.091876 | 0.1517 | 0.050487 | 0.12007 | 0.15865 | 0.13115 | 0.10666 | 0.074574 | 0.1511 | 0.07013 | 0.038677
1122 | 0 | 0 | 0 | 0 | 0 | 0 | 0.011602 | 0.0086517 | 0.0065273 | 0.013289 | 0.0084085 | 0.0041003
1123 | 0 | 0 | 0 | 0 | 0 | 0 | 0 | 0 | 0 | 0 | 0 | 0
1124 | 0.077991 | 0.064979 | 0.099917 | 0.040575 | 0.074395 | 0.11484 | 0 | 0 | 0 | 0 | 0 | 0
1125 | 0.34651 | 0.30801 | 0.44997 | 0.22534 | 0.35627 | 0.54984 | 0 | 0 | 0 | 0 | 0 | 0
1126 | 0.43103 | 0.28929 | 0.458 | 0.30297 | 0.34754 | 0.56561 | 0 | 0 | 0 | 0 | 0 | 0
1127 | 0.13227 | 0.076112 | 0.13085 | 0.10144 | 0.11562 | 0.15532 | 0 | 0 | 0 | 0 | 0 | 0
1128 | 0 | 0 | 0 | 0 | 0 | 0 | 0 | 0 | 0 | 0 | 0 | 0
1129 | 0 | 0 | 0 | 0 | 0 | 0 | 0 | 0 | 0 | 0 | 0 | 0
1130 | 0.058635 | 0.09489 | 0.090167 | 0.073559 | 0.077283 | 0.1122 | 0 | 0 | 0 | 0 | 0 | 0
1131 | 0.26412 | 0.48633 | 0.44159 | 0.38726 | 0.29394 | 0.53879 | 0 | 0 | 0 | 0 | 0 | 0
1132 | 0.30054 | 0.50978 | 0.46071 | 0.44916 | 0.31188 | 0.55903 | 0 | 0 | 0 | 0 | 0 | 0
1133 | 0.1088 | 0.14738 | 0.14456 | 0.13333 | 0.10294 | 0.15258 | 0 | 0 | 0 | 0 | 0 | 0
1134 | 0 | 0 | 0 | 0 | 0 | 0 | 0 | 0 | 0 | 0 | 0 | 0
1135 | 0 | 0 | 0 | 0 | 0 | 0 | 0 | 0 | 0 | 0 | 0 | 0
1136 | 0.10281 | 0.10632 | 0.1022 | 0.10107 | 0.055379 | 0.093352 | 0.0065513 | 0.0014929 | 0.0018071 | 0.012368 | 0.0073189 | 0.0027626
1137 | 0.38786 | 0.49679 | 0.44233 | 0.50671 | 0.26198 | 0.42475 | 0.10674 | 0.030201 | 0.039079 | 0.15811 | 0.12067 | 0.049392
1138 | 0.33839 | 0.43148 | 0.43337 | 0.54656 | 0.29993 | 0.44943 | 0.26972 | 0.085986 | 0.096601 | 0.36861 | 0.28675 | 0.12556
1139 | 0.095187 | 0.11709 | 0.13279 | 0.15203 | 0.099715 | 0.13919 | 0.41732 | 0.14703 | 0.15006 | 0.54939 | 0.42396 | 0.19147
1140 | 0 | 0 | 0 | 0 | 0 | 0 | 0.51192 | 0.19686 | 0.18496 | 0.65965 | 0.50066 | 0.22954
1141 | 0 | 0 | 0 | 0 | 0 | 0 | 0.5546 | 0.23324 | 0.19654 | 0.70038 | 0.54243 | 0.22781
1142 | 0.081373 | 0.10072 | 0.088032 | 0.10307 | 0.03714 | 0.093871 | 0.52698 | 0.24379 | 0.18123 | 0.66278 | 0.51756 | 0.19387
1143 | 0.38823 | 0.50833 | 0.4836 | 0.48832 | 0.18004 | 0.45736 | 0.43656 | 0.223 | 0.14442 | 0.54794 | 0.43248 | 0.13914
1144 | 0.36561 | 0.49454 | 0.53818 | 0.4774 | 0.21407 | 0.49961 | 0.29329 | 0.15288 | 0.094397 | 0.36905 | 0.29314 | 0.088825
1145 | 0.12576 | 0.13033 | 0.15351 | 0.12737 | 0.077321 | 0.14463 | 0.13039 | 0.072541 | 0.041221 | 0.16182 | 0.12996 | 0.035948
1146 | 0 | 0 | 0 | 0 | 0 | 0 | 0.012992 | 0.0081905 | 0.0062877 | 0.015074 | 0.011954 | 0.0031095
1147 | 0 | 0 | 0 | 0 | 0 | 0 | 0 | 0 | 0 | 0 | 0 | 0
1148 | 0.10773 | 0.082562 | 0.11249 | 0.086704 | 0.056454 | 0.10408 | 0 | 0 | 0 | 0 | 0 | 0
1149 | 0.49996 | 0.37508 | 0.52695 | 0.40208 | 0.23191 | 0.51441 | 0 | 0 | 0 | 0 | 0 | 0
1150 | 0.48553 | 0.32955 | 0.45321 | 0.40265 | 0.25719 | 0.52194 | 0 | 0 | 0 | 0 | 0 | 0
1151 | 0.13209 | 0.075202 | 0.12457 | 0.11254 | 0.091441 | 0.14063 | 0 | 0 | 0 | 0 | 0 | 0
1152 | 0 | 0 | 0 | 0 | 0 | 0 | 0 | 0 | 0 | 0 | 0 | 0
1153 | 0 | 0 | 0 | 0 | 0 | 0 | 0 | 0 | 0 | 0 | 0 | 0
1154 | 0.11157 | 0.041773 | 0.099056 | 0.06168 | 0.056242 | 0.10598 | 0 | 0 | 0 | 0 | 0 | 0
1155 | 0.56768 | 0.23527 | 0.50638 | 0.34789 | 0.28248 | 0.511 | 0 | 0 | 0 | 0 | 0 | 0
1156 | 0.58624 | 0.27373 | 0.5274 | 0.41865 | 0.2679 | 0.52792 | 0 | 0 | 0 | 0 | 0 | 0
1157 | 0.14762 | 0.098896 | 0.14872 | 0.12556 | 0.085981 | 0.14508 | 0 | 0 | 0 | 0 | 0 | 0
1158 | 0 | 0 | 0 | 0 | 0 | 0 | 0 | 0 | 0 | 0 | 0 | 0
1159 | 0 | 0 | 0 | 0 | 0 | 0 | 0 | 0 | 0 | 0 | 0 | 0
1160 | 0.10851 | 0.091153 | 0.095039 | 0.081073 | 0.06159 | 0.094962 | 0.0065723 | 0.0036043 | 0.0031665 | 0.012327 | 0.0029727 | 0.0081546
1161 | 0.54454 | 0.40335 | 0.50144 | 0.39894 | 0.28508 | 0.40451 | 0.091534 | 0.052141 | 0.045247 | 0.14734 | 0.04523 | 0.090403
1162 | 0.58947 | 0.39031 | 0.53729 | 0.42659 | 0.32718 | 0.39638 | 0.2226 | 0.11732 | 0.11167 | 0.31859 | 0.12346 | 0.20704
1163 | 0.15748 | 0.11521 | 0.14955 | 0.12993 | 0.11215 | 0.12526 | 0.34033 | 0.16769 | 0.17295 | 0.4464 | 0.20106 | 0.30883
1164 | 0 | 0 | 0 | 0 | 0 | 0 | 0.4152 | 0.19203 | 0.21209 | 0.50478 | 0.25459 | 0.36974
1165 | 0 | 0 | 0 | 0 | 0 | 0 | 0.45539 | 0.20579 | 0.22269 | 0.50207 | 0.25927 | 0.35619
1166 | 0.10419 | 0.11099 | 0.085548 | 0.072465 | 0.056874 | 0.088229 | 0.4381 | 0.19196 | 0.20378 | 0.43384 | 0.227 | 0.29409
1167 | 0.51406 | 0.58057 | 0.45909 | 0.28868 | 0.25717 | 0.41467 | 0.36815 | 0.15498 | 0.16281 | 0.3204 | 0.17 | 0.20335
1168 | 0.56591 | 0.58756 | 0.51226 | 0.283 | 0.33223 | 0.47588 | 0.25181 | 0.10398 | 0.10954 | 0.2074 | 0.11139 | 0.12783
1169 | 0.15718 | 0.15703 | 0.14391 | 0.075086 | 0.10533 | 0.14347 | 0.11701 | 0.047866 | 0.05114 | 0.085105 | 0.049915 | 0.051493
1170 | 0 | 0 | 0 | 0 | 0 | 0 | 0.013566 | 0.0077596 | 0.0063937 | 0.0072655 | 0.0060495 | 0.0059578
1171 | 0 | 0 | 0 | 0 | 0 | 0 | 0 | 0 | 0 | 0 | 0 | 0
1172 | 0.096101 | 0.11918 | 0.10809 | 0.04091 | 0.046933 | 0.095479 | 0 | 0 | 0 | 0 | 0 | 0
1173 | 0.44656 | 0.60092 | 0.55359 | 0.23892 | 0.25479 | 0.46691 | 0 | 0 | 0 | 0 | 0 | 0
1174 | 0.52913 | 0.56473 | 0.5328 | 0.30419 | 0.25287 | 0.45418 | 0 | 0 | 0 | 0 | 0 | 0
1175 | 0.14138 | 0.14838 | 0.14183 | 0.10689 | 0.091357 | 0.11807 | 0 | 0 | 0 | 0 | 0 | 0
1176 | 0 | 0 | 0 | 0 | 0 | 0 | 0 | 0 | 0 | 0 | 0 | 0
1177 | 0 | 0 | 0 | 0 | 0 | 0 | 0 | 0 | 0 | 0 | 0 | 0
1178 | 0.095313 | 0.11575 | 0.091828 | 0.042852 | 0.065831 | 0.0941 | 0 | 0 | 0 | 0 | 0 | 0
1179 | 0.46883 | 0.58167 | 0.46928 | 0.22309 | 0.32686 | 0.48454 | 0 | 0 | 0 | 0 | 0 | 0
1180 | 0.47565 | 0.54062 | 0.48733 | 0.27394 | 0.33529 | 0.51267 | 0 | 0 | 0 | 0 | 0 | 0
1181 | 0.12284 | 0.1437 | 0.13481 | 0.09507 | 0.12435 | 0.14086 | 0 | 0 | 0 | 0 | 0 | 0
1182 | 0 | 0 | 0 | 0 | 0 | 0 | 0 | 0 | 0 | 0 | 0 | 0
1183 | 0 | 0 | 0 | 0 | 0 | 0 | 0 | 0 | 0 | 0 | 0 | 0
1184 | 0.10293 | 0.11036 | 0.066198 | 0.039465 | 0.080433 | 0.094994 | 0.0059858 | 0.0047716 | 0.004872 | 0.0062332 | 0.0019872 | 0.0054523
1185 | 0.53052 | 0.57008 | 0.31449 | 0.2389 | 0.32252 | 0.4863 | 0.078957 | 0.058258 | 0.078336 | 0.090974 | 0.029064 | 0.071211
1186 | 0.57055 | 0.56013 | 0.34844 | 0.28943 | 0.32228 | 0.51803 | 0.19289 | 0.13797 | 0.19089 | 0.22478 | 0.081285 | 0.19629
1187 | 0.14729 | 0.14906 | 0.10483 | 0.096362 | 0.11511 | 0.14231 | 0.2976 | 0.21318 | 0.30848 | 0.34932 | 0.13718 | 0.33185
1188 | 0 | 0 | 0 | 0 | 0 | 0 | 0.36529 | 0.26236 | 0.39697 | 0.43306 | 0.18055 | 0.43343
1189 | 0 | 0 | 0 | 0 | 0 | 0 | 0.40038 | 0.28238 | 0.41575 | 0.46567 | 0.18287 | 0.42596
1190 | 0.098503 | 0.097416 | 0.064288 | 0.090225 | 0.05951 | 0.096046 | 0.38438 | 0.26816 | 0.38481 | 0.44226 | 0.15985 | 0.36265
1191 | 0.49352 | 0.51769 | 0.34361 | 0.48088 | 0.22975 | 0.49641 | 0.32204 | 0.22015 | 0.31048 | 0.36626 | 0.11979 | 0.26498
1192 | 0.4942 | 0.50191 | 0.38207 | 0.5336 | 0.27569 | 0.51425 | 0.21787 | 0.14481 | 0.2096 | 0.25018 | 0.083153 | 0.1765
1193 | 0.10497 | 0.13538 | 0.12166 | 0.14713 | 0.094207 | 0.13809 | 0.10191 | 0.060047 | 0.093047 | 0.11304 | 0.040744 | 0.078592
1194 | 0 | 0 | 0 | 0 | 0 | 0 | 0.013308 | 0.0043598 | 0.0096109 | 0.01264 | 0.0072557 | 0.0090718
1195 | 0 | 0 | 0 | 0 | 0 | 0 | 0 | 0 | 0 | 0 | 0 | 0
1196 | 0.079903 | 0.091775 | 0.050855 | 0.095502 | 0.093748 | 0.087405 | 0 | 0 | 0 | 0 | 0 | 0
1197 | 0.38021 | 0.46778 | 0.2075 | 0.45971 | 0.44292 | 0.43211 | 0 | 0 | 0 | 0 | 0 | 0
1198 | 0.36942 | 0.44272 | 0.23364 | 0.42109 | 0.46424 | 0.4152 | 0 | 0 | 0 | 0 | 0 | 0
1199 | 0.13261 | 0.11707 | 0.075712 | 0.10052 | 0.13965 | 0.11353 | 0 | 0 | 0 | 0 | 0 | 0
1200 | 0 | 0 | 0 | 0 | 0 | 0 | 0 | 0 | 0 | 0 | 0 | 0
1201 | 0 | 0 | 0 | 0 | 0 | 0 | 0 | 0 | 0 | 0 | 0 | 0
1202 | 0.076474 | 0.080851 | 0.04411 | 0.063479 | 0.084217 | 0.097705 | 0 | 0 | 0 | 0 | 0 | 0
1203 | 0.3445 | 0.4362 | 0.25412 | 0.35105 | 0.36974 | 0.48161 | 0 | 0 | 0 | 0 | 0 | 0
1204 | 0.35642 | 0.45257 | 0.37097 | 0.3523 | 0.41777 | 0.45662 | 0 | 0 | 0 | 0 | 0 | 0
1205 | 0.08873 | 0.13325 | 0.12183 | 0.082944 | 0.12058 | 0.11518 | 0 | 0 | 0 | 0 | 0 | 0
1206 | 0 | 0 | 0 | 0 | 0 | 0 | 0 | 0 | 0 | 0 | 0 | 0
1207 | 0 | 0 | 0 | 0 | 0 | 0 | 0 | 0 | 0 | 0 | 0 | 0
1208 | 0.084564 | 0.098412 | 0.090182 | 0.070773 | 0.083063 | 0.063428 | 0.0053413 | 0.0035621 | 0.0032348 | 0.0083825 | 0.0049076 | 0.0068783
1209 | 0.43489 | 0.50958 | 0.48937 | 0.3523 | 0.3889 | 0.25231 | 0.068827 | 0.048263 | 0.058008 | 0.11265 | 0.055234 | 0.08985
1210 | 0.44163 | 0.48836 | 0.51547 | 0.36383 | 0.35276 | 0.20494 | 0.18229 | 0.13476 | 0.18528 | 0.27466 | 0.095945 | 0.24749
1211 | 0.12211 | 0.13431 | 0.13456 | 0.10493 | 0.098466 | 0.060741 | 0.30096 | 0.23652 | 0.34783 | 0.42612 | 0.10974 | 0.41643
1212 | 0 | 0 | 0 | 0 | 0 | 0 | 0.3898 | 0.32215 | 0.48438 | 0.52832 | 0.10072 | 0.54078
1213 | 0 | 0 | 0 | 0 | 0 | 0 | 0.44376 | 0.37243 | 0.52935 | 0.56986 | 0.095383 | 0.58876
1214 | 0.086115 | 0.10062 | 0.060518 | 0.095699 | 0.093967 | 0.072392 | 0.44067 | 0.37663 | 0.5044 | 0.54598 | 0.078822 | 0.56135
1215 | 0.37177 | 0.522 | 0.2913 | 0.48537 | 0.49203 | 0.37874 | 0.37967 | 0.33115 | 0.415 | 0.45795 | 0.056981 | 0.46527
1216 | 0.36115 | 0.5113 | 0.2972 | 0.49818 | 0.52635 | 0.43258 | 0.25155 | 0.21438 | 0.26744 | 0.3141 | 0.042579 | 0.30964
1217 | 0.094662 | 0.12616 | 0.089142 | 0.12888 | 0.15565 | 0.11579 | 0.11191 | 0.0899 | 0.11073 | 0.1441 | 0.022538 | 0.13333
1218 | 0 | 0 | 0 | 0 | 0 | 0 | 0.013484 | 0.0085807 | 0.010252 | 0.016295 | 0.005293 | 0.012965
1219 | 0 | 0 | 0 | 0 | 0 | 0 | 0 | 0 | 0 | 0 | 0 | 0
1220 | 0.07452 | 0.075555 | 0.063819 | 0.085285 | 0.10296 | 0.065642 | 0 | 0 | 0 | 0 | 0 | 0
1221 | 0.37743 | 0.35842 | 0.35241 | 0.43311 | 0.5792 | 0.27863 | 0 | 0 | 0 | 0 | 0 | 0
1222 | 0.39685 | 0.32474 | 0.38773 | 0.43844 | 0.65876 | 0.25166 | 0 | 0 | 0 | 0 | 0 | 0
1223 | 0.12496 | 0.084207 | 0.12166 | 0.12141 | 0.16901 | 0.071073 | 0 | 0 | 0 | 0 | 0 | 0
1224 | 0 | 0 | 0 | 0 | 0 | 0 | 0 | 0 | 0 | 0 | 0 | 0
1225 | 0 | 0 | 0 | 0 | 0 | 0 | 0 | 0 | 0 | 0 | 0 | 0
1226 | 0.086398 | 0.069247 | 0.074523 | 0.039448 | 0.095589 | 0.067473 | 0 | 0 | 0 | 0 | 0 | 0
1227 | 0.38712 | 0.38302 | 0.37768 | 0.17884 | 0.52771 | 0.34487 | 0 | 0 | 0 | 0 | 0 | 0
1228 | 0.37036 | 0.43163 | 0.39285 | 0.15896 | 0.51657 | 0.37721 | 0 | 0 | 0 | 0 | 0 | 0
1229 | 0.12287 | 0.12002 | 0.11281 | 0.044944 | 0.12215 | 0.11061 | 0 | 0 | 0 | 0 | 0 | 0
1230 | 0 | 0 | 0 | 0 | 0 | 0 | 0 | 0 | 0 | 0 | 0 | 0
1231 | 0 | 0 | 0 | 0 | 0 | 0 | 0 | 0 | 0 | 0 | 0 | 0
1232 | 0.094664 | 0.085193 | 0.10393 | 0.060791 | 0.069149 | 0.069539 | 0.0060706 | 0.0033578 | 0.0030973 | 0.011013 | 0.0052465 | 0.0016816
1233 | 0.45878 | 0.41683 | 0.57631 | 0.39456 | 0.35997 | 0.38677 | 0.069344 | 0.037505 | 0.046527 | 0.13082 | 0.05905 | 0.021187
1234 | 0.35725 | 0.39982 | 0.56469 | 0.51058 | 0.41811 | 0.41971 | 0.17465 | 0.10234 | 0.11497 | 0.29887 | 0.14276 | 0.060496
1235 | 0.095331 | 0.10993 | 0.13641 | 0.14091 | 0.11911 | 0.12066 | 0.28018 | 0.17528 | 0.18046 | 0.4417 | 0.22365 | 0.10806
1236 | 0 | 0 | 0 | 0 | 0 | 0 | 0.35531 | 0.23295 | 0.2244 | 0.52479 | 0.27997 | 0.14976
1237 | 0 | 0 | 0 | 0 | 0 | 0 | 0.3957 | 0.26704 | 0.25323 | 0.55939 | 0.30758 | 0.16682
1238 | 0.08 | 0.083125 | 0.060367 | 0.09091 | 0.084508 | 0.07693 | 0.3855 | 0.26819 | 0.25049 | 0.52805 | 0.29618 | 0.16331
1239 | 0.43004 | 0.4001 | 0.30157 | 0.48756 | 0.40592 | 0.41535 | 0.32761 | 0.23411 | 0.21518 | 0.43681 | 0.24952 | 0.13945
1240 | 0.43227 | 0.40944 | 0.31976 | 0.44146 | 0.33382 | 0.46422 | 0.22708 | 0.16033 | 0.14903 | 0.29858 | 0.17016 | 0.099979
1241 | 0.10431 | 0.12213 | 0.095787 | 0.084073 | 0.10376 | 0.12686 | 0.11135 | 0.075823 | 0.070497 | 0.13707 | 0.0804 | 0.0487
1242 | 0 | 0 | 0 | 0 | 0 | 0 | 0.016117 | 0.010034 | 0.0097882 | 0.0169 | 0.011364 | 0.0061411
1243 | 0 | 0 | 0 | 0 | 0 | 0 | 0 | 0 | 0 | 0 | 0 | 0
1244 | 0.072718 | 0.099488 | 0.016316 | 0.039247 | 0.080739 | 0.073325 | 0 | 0 | 0 | 0 | 0 | 0
1245 | 0.44656 | 0.5442 | 0.1186 | 0.17803 | 0.39019 | 0.39681 | 0 | 0 | 0 | 0 | 0 | 0
1246 | 0.51614 | 0.55026 | 0.19951 | 0.20332 | 0.39744 | 0.38338 | 0 | 0 | 0 | 0 | 0 | 0
1247 | 0.13426 | 0.14122 | 0.078132 | 0.071534 | 0.1132 | 0.085784 | 0 | 0 | 0 | 0 | 0 | 0
1248 | 0 | 0 | 0 | 0 | 0 | 0 | 0 | 0 | 0 | 0 | 0 | 0
1249 | 0 | 0 | 0 | 0 | 0 | 0 | 0 | 0 | 0 | 0 | 0 | 0
1250 | 0.087997 | 0.10738 | 0.049252 | 0.076526 | 0.085202 | 0.066392 | 0 | 0 | 0 | 0 | 0 | 0
1251 | 0.45039 | 0.58748 | 0.33141 | 0.42951 | 0.43309 | 0.357 | 0 | 0 | 0 | 0 | 0 | 0
1252 | 0.44056 | 0.56244 | 0.40641 | 0.46153 | 0.38404 | 0.3935 | 0 | 0 | 0 | 0 | 0 | 0
1253 | 0.10172 | 0.1381 | 0.11328 | 0.12053 | 0.10987 | 0.11162 | 0 | 0 | 0 | 0 | 0 | 0
1254 | 0 | 0 | 0 | 0 | 0 | 0 | 0 | 0 | 0 | 0 | 0 | 0
1255 | 0 | 0 | 0 | 0 | 0 | 0 | 0 | 0 | 0 | 0 | 0 | 0
1256 | 0.053965 | 0.078789 | 0.048697 | 0.085395 | 0.089797 | 0.048027 | 0.011912 | 0.0025705 | 0.0054194 | 0.016668 | 0.0053656 | 0.0088756
1257 | 0.29588 | 0.42518 | 0.31418 | 0.47456 | 0.46365 | 0.24207 | 0.13124 | 0.039142 | 0.062877 | 0.17433 | 0.057665 | 0.10465
1258 | 0.34809 | 0.39342 | 0.41163 | 0.49492 | 0.39947 | 0.27096 | 0.29501 | 0.098023 | 0.16161 | 0.38409 | 0.12849 | 0.25227
1259 | 0.10908 | 0.1029 | 0.11536 | 0.12048 | 0.12068 | 0.082094 | 0.43657 | 0.15958 | 0.2691 | 0.55903 | 0.18649 | 0.39157
1260 | 0 | 0 | 0 | 0 | 0 | 0 | 0.52152 | 0.20747 | 0.35423 | 0.66151 | 0.21677 | 0.48518
1261 | 0 | 0 | 0 | 0 | 0 | 0 | 0.56807 | 0.26238 | 0.38905 | 0.69823 | 0.24943 | 0.53342
1262 | 0.072695 | 0.074187 | 0.077384 | 0.085661 | 0.092065 | 0.074579 | 0.5457 | 0.29024 | 0.37474 | 0.6602 | 0.25432 | 0.51515
1263 | 0.38348 | 0.42204 | 0.39401 | 0.48326 | 0.4481 | 0.37337 | 0.45892 | 0.27677 | 0.31476 | 0.54906 | 0.22857 | 0.43423
1264 | 0.37949 | 0.48 | 0.41197 | 0.46783 | 0.32721 | 0.39224 | 0.30896 | 0.21362 | 0.22008 | 0.38084 | 0.15391 | 0.31123
1265 | 0.11559 | 0.11552 | 0.10501 | 0.093435 | 0.073562 | 0.11194 | 0.14072 | 0.11901 | 0.10625 | 0.17913 | 0.071374 | 0.15199
1266 | 0 | 0 | 0 | 0 | 0 | 0 | 0.017782 | 0.019664 | 0.013902 | 0.023433 | 0.010602 | 0.02048
1267 | 0 | 0 | 0 | 0 | 0 | 0 | 0 | 0 | 0 | 0 | 0 | 0
1268 | 0.086085 | 0.095561 | 0.069172 | 0.061227 | 0.075576 | 0.070107 | 0 | 0 | 0 | 0 | 0 | 0
1269 | 0.40094 | 0.53828 | 0.41204 | 0.40275 | 0.43964 | 0.37166 | 0 | 0 | 0 | 0 | 0 | 0
1270 | 0.35663 | 0.51027 | 0.45619 | 0.46702 | 0.35947 | 0.44463 | 0 | 0 | 0 | 0 | 0 | 0
1271 | 0.10199 | 0.12379 | 0.11746 | 0.122 | 0.082402 | 0.1209 | 0 | 0 | 0 | 0 | 0 | 0
1272 | 0 | 0 | 0 | 0 | 0 | 0 | 0 | 0 | 0 | 0 | 0 | 0
1273 | 0 | 0 | 0 | 0 | 0 | 0 | 0 | 0 | 0 | 0 | 0 | 0
1274 | 0.075621 | 0.076253 | 0.063196 | 0.063654 | 0.084025 | 0.044197 | 0 | 0 | 0 | 0 | 0 | 0
1275 | 0.41448 | 0.43971 | 0.30177 | 0.37057 | 0.47569 | 0.2619 | 0 | 0 | 0 | 0 | 0 | 0
1276 | 0.42563 | 0.43211 | 0.29401 | 0.4328 | 0.51633 | 0.32906 | 0 | 0 | 0 | 0 | 0 | 0
1277 | 0.098686 | 0.10586 | 0.081343 | 0.11687 | 0.13438 | 0.10277 | 0 | 0 | 0 | 0 | 0 | 0
1278 | 0 | 0 | 0 | 0 | 0 | 0 | 0 | 0 | 0 | 0 | 0 | 0
1279 | 0 | 0 | 0 | 0 | 0 | 0 | 0 | 0 | 0 | 0 | 0 | 0
1280 | 0.083194 | 0.044217 | 0.081163 | 0.06596 | 0.091303 | 0.057772 | 0.0042654 | 0.0097833 | 0.0037973 | 0.017792 | 0.0052571 | 0.012953
1281 | 0.47957 | 0.35375 | 0.40188 | 0.39188 | 0.57181 | 0.2991 | 0.041558 | 0.11641 | 0.056644 | 0.17177 | 0.059096 | 0.12926
1282 | 0.48816 | 0.46372 | 0.28671 | 0.45293 | 0.66543 | 0.34399 | 0.098097 | 0.25753 | 0.15516 | 0.36536 | 0.14921 | 0.30552
1283 | 0.11956 | 0.12047 | 0.057466 | 0.11322 | 0.17344 | 0.091633 | 0.15177 | 0.37287 | 0.27262 | 0.52091 | 0.24173 | 0.46724
1284 | 0 | 0 | 0 | 0 | 0 | 0 | 0.1879 | 0.43282 | 0.37229 | 0.60703 | 0.30911 | 0.56924
1285 | 0 | 0 | 0 | 0 | 0 | 0 | 0.18123 | 0.42369 | 0.41085 | 0.64089 | 0.35467 | 0.58773
1286 | 0.090763 | 0.033301 | 0.032862 | 0.075298 | 0.090606 | 0.026408 | 0.14991 | 0.36488 | 0.3977 | 0.60584 | 0.35543 | 0.53412
1287 | 0.55145 | 0.1488 | 0.24501 | 0.47741 | 0.55138 | 0.16741 | 0.10565 | 0.27622 | 0.33289 | 0.50423 | 0.3099 | 0.42177
1288 | 0.61287 | 0.13181 | 0.36332 | 0.50498 | 0.59375 | 0.20756 | 0.065321 | 0.18291 | 0.21492 | 0.34825 | 0.21 | 0.29424
1289 | 0.15207 | 0.031808 | 0.10524 | 0.11437 | 0.13308 | 0.059757 | 0.025831 | 0.083187 | 0.089174 | 0.16418 | 0.099606 | 0.13917
1290 | 0 | 0 | 0 | 0 | 0 | 0 | 0.0026288 | 0.012459 | 0.0086693 | 0.022405 | 0.015278 | 0.01806
1291 | 0 | 0 | 0 | 0 | 0 | 0 | 0 | 0 | 0 | 0 | 0 | 0
1292 | 0.087563 | 0.038104 | 0.051106 | 0.068627 | 0.063176 | 0.032263 | 0 | 0 | 0 | 0 | 0 | 0
1293 | 0.53808 | 0.2516 | 0.29737 | 0.43462 | 0.36831 | 0.21429 | 0 | 0 | 0 | 0 | 0 | 0
1294 | 0.57745 | 0.30636 | 0.34153 | 0.49334 | 0.39877 | 0.30101 | 0 | 0 | 0 | 0 | 0 | 0
1295 | 0.14612 | 0.084644 | 0.089478 | 0.12136 | 0.088597 | 0.09604 | 0 | 0 | 0 | 0 | 0 | 0
1296 | 0 | 0 | 0 | 0 | 0 | 0 | 0 | 0 | 0 | 0 | 0 | 0
1297 | 0 | 0 | 0 | 0 | 0 | 0 | 0 | 0 | 0 | 0 | 0 | 0
1298 | 0.086627 | 0.074015 | 0.054624 | 0.074207 | 0.056694 | 0.058649 | 0 | 0 | 0 | 0 | 0 | 0
1299 | 0.52417 | 0.44157 | 0.39196 | 0.4043 | 0.27688 | 0.41148 | 0 | 0 | 0 | 0 | 0 | 0
1300 | 0.58572 | 0.43028 | 0.50127 | 0.33405 | 0.3808 | 0.46 | 0 | 0 | 0 | 0 | 0 | 0
1301 | 0.14918 | 0.091278 | 0.12886 | 0.066861 | 0.11228 | 0.11085 | 0 | 0 | 0 | 0 | 0 | 0
1302 | 0 | 0 | 0 | 0 | 0 | 0 | 0 | 0 | 0 | 0 | 0 | 0
1303 | 0 | 0 | 0 | 0 | 0 | 0 | 0 | 0 | 0 | 0 | 0 | 0
1304 | 0.084304 | 0.052498 | 0.09832 | 0.028843 | 0.086774 | 0.073493 | 0.0043096 | 0.0088532 | 0.0072229 | 0.01235 | 0.0071702 | 0.012455
1305 | 0.53026 | 0.32986 | 0.5906 | 0.13884 | 0.54044 | 0.45592 | 0.044369 | 0.091813 | 0.075564 | 0.12079 | 0.067774 | 0.11268
1306 | 0.57995 | 0.37149 | 0.54666 | 0.16677 | 0.58377 | 0.43679 | 0.11712 | 0.21118 | 0.18933 | 0.27104 | 0.15065 | 0.27918
1307 | 0.13703 | 0.09387 | 0.11956 | 0.064661 | 0.14342 | 0.087719 | 0.19608 | 0.32371 | 0.31267 | 0.4011 | 0.22661 | 0.4492
1308 | 0 | 0 | 0 | 0 | 0 | 0 | 0.2578 | 0.39938 | 0.40538 | 0.47962 | 0.27648 | 0.56665
1309 | 0 | 0 | 0 | 0 | 0 | 0 | 0.28544 | 0.46723 | 0.4468 | 0.50923 | 0.32785 | 0.58728
1310 | 0.072458 | 0.033201 | 0.044152 | 0.086454 | 0.061854 | 0.057128 | 0.27576 | 0.47835 | 0.4317 | 0.48498 | 0.3434 | 0.53835
1311 | 0.51001 | 0.25361 | 0.22014 | 0.5291 | 0.40176 | 0.3733 | 0.23128 | 0.42454 | 0.36188 | 0.40853 | 0.31455 | 0.43396
1312 | 0.60175 | 0.33208 | 0.20329 | 0.49829 | 0.50337 | 0.42739 | 0.15498 | 0.30452 | 0.2345 | 0.28532 | 0.21405 | 0.29291
1313 | 0.14412 | 0.083118 | 0.048925 | 0.095731 | 0.11041 | 0.11065 | 0.071859 | 0.15325 | 0.098341 | 0.13823 | 0.10252 | 0.134
1314 | 0 | 0 | 0 | 0 | 0 | 0 | 0.011391 | 0.02457 | 0.010335 | 0.020883 | 0.015646 | 0.018638
1315 | 0 | 0 | 0 | 0 | 0 | 0 | 0 | 0 | 0 | 0 | 0 | 0
1316 | 0.072122 | 0.046442 | 0.042895 | 0.07212 | 0.07353 | 0.066747 | 0 | 0 | 0 | 0 | 0 | 0
1317 | 0.48903 | 0.32905 | 0.29865 | 0.4786 | 0.4929 | 0.42882 | 0 | 0 | 0 | 0 | 0 | 0
1318 | 0.58445 | 0.38963 | 0.39514 | 0.49346 | 0.55548 | 0.45277 | 0 | 0 | 0 | 0 | 0 | 0
1319 | 0.12841 | 0.098217 | 0.10046 | 0.1061 | 0.12735 | 0.10455 | 0 | 0 | 0 | 0 | 0 | 0
1320 | 0 | 0 | 0 | 0 | 0 | 0 | 0 | 0 | 0 | 0 | 0 | 0
1321 | 0 | 0 | 0 | 0 | 0 | 0 | 0 | 0 | 0 | 0 | 0 | 0
1322 | 0.076706 | 0.039535 | 0.019344 | 0.052361 | 0.078239 | 0.03922 | 0 | 0 | 0 | 0 | 0 | 0
1323 | 0.50302 | 0.24074 | 0.16262 | 0.34337 | 0.53737 | 0.20101 | 0 | 0 | 0 | 0 | 0 | 0
1324 | 0.51988 | 0.32716 | 0.24313 | 0.40987 | 0.61127 | 0.18566 | 0 | 0 | 0 | 0 | 0 | 0
1325 | 0.11883 | 0.099286 | 0.071141 | 0.10637 | 0.13834 | 0.044151 | 0 | 0 | 0 | 0 | 0 | 0
1326 | 0 | 0 | 0 | 0 | 0 | 0 | 0 | 0 | 0 | 0 | 0 | 0
1327 | 0 | 0 | 0 | 0 | 0 | 0 | 0 | 0 | 0 | 0 | 0 | 0
1328 | 0.066371 | 0.050314 | 0.031224 | 0.075031 | 0.063596 | 0.049775 | 0.011354 | 0.013935 | 0.0085726 | 0.014109 | 0.011962 | 0.01859
1329 | 0.40991 | 0.33649 | 0.16482 | 0.47781 | 0.3983 | 0.262 | 0.11587 | 0.10176 | 0.049308 | 0.13311 | 0.11398 | 0.166
1330 | 0.33622 | 0.38791 | 0.15817 | 0.49237 | 0.46463 | 0.20711 | 0.27438 | 0.23539 | 0.08917 | 0.31204 | 0.23272 | 0.36956
1331 | 0.081314 | 0.097879 | 0.045469 | 0.11325 | 0.11274 | 0.042443 | 0.42423 | 0.36556 | 0.11556 | 0.47818 | 0.32039 | 0.54717
1332 | 0 | 0 | 0 | 0 | 0 | 0 | 0.52322 | 0.45398 | 0.12776 | 0.58615 | 0.35894 | 0.65591
1333 | 0 | 0 | 0 | 0 | 0 | 0 | 0.55392 | 0.47558 | 0.15018 | 0.62349 | 0.33427 | 0.69577
1334 | 0.053975 | 0.052742 | 0.076394 | 0.066612 | 0.071096 | 0.03705 | 0.51477 | 0.44001 | 0.15831 | 0.59275 | 0.26651 | 0.66263
1335 | 0.33369 | 0.35359 | 0.41913 | 0.37926 | 0.4634 | 0.25065 | 0.41828 | 0.35641 | 0.14945 | 0.49742 | 0.18083 | 0.55778
1336 | 0.39167 | 0.36446 | 0.28596 | 0.27933 | 0.54107 | 0.30716 | 0.29147 | 0.23614 | 0.10988 | 0.34542 | 0.12153 | 0.39494
1337 | 0.099545 | 0.081656 | 0.052856 | 0.045657 | 0.1216 | 0.086837 | 0.14504 | 0.10494 | 0.058711 | 0.16335 | 0.057012 | 0.19478
1338 | 0 | 0 | 0 | 0 | 0 | 0 | 0.023633 | 0.014119 | 0.010949 | 0.022703 | 0.0099617 | 0.030463
1339 | 0 | 0 | 0 | 0 | 0 | 0 | 0 | 0 | 0 | 0 | 0 | 0
1340 | 0.055825 | 0.045418 | 0.05167 | 0.033094 | 0.076999 | 0.055508 | 0 | 0 | 0 | 0 | 0 | 0
1341 | 0.38812 | 0.25502 | 0.36153 | 0.21873 | 0.50391 | 0.41643 | 0 | 0 | 0 | 0 | 0 | 0
1342 | 0.44458 | 0.27402 | 0.42075 | 0.269 | 0.47706 | 0.46597 | 0 | 0 | 0 | 0 | 0 | 0
1343 | 0.087921 | 0.066832 | 0.10785 | 0.073742 | 0.10755 | 0.10529 | 0 | 0 | 0 | 0 | 0 | 0
1344 | 0 | 0 | 0 | 0 | 0 | 0 | 0 | 0 | 0 | 0 | 0 | 0
1345 | 0 | 0 | 0 | 0 | 0 | 0 | 0 | 0 | 0 | 0 | 0 | 0
1346 | 0.071155 | 0.047943 | 0.047425 | 0.032187 | 0.065784 | 0.07405 | 0 | 0 | 0 | 0 | 0 | 0
1347 | 0.45217 | 0.37562 | 0.30582 | 0.21923 | 0.46548 | 0.46523 | 0 | 0 | 0 | 0 | 0 | 0
1348 | 0.45268 | 0.45915 | 0.31957 | 0.26678 | 0.50621 | 0.4552 | 0 | 0 | 0 | 0 | 0 | 0
1349 | 0.097637 | 0.10846 | 0.08444 | 0.06492 | 0.099346 | 0.10434 | 0 | 0 | 0 | 0 | 0 | 0
1350 | 0 | 0 | 0 | 0 | 0 | 0 | 0 | 0 | 0 | 0 | 0 | 0
1351 | 0 | 0 | 0 | 0 | 0 | 0 | 0 | 0 | 0 | 0 | 0 | 0
1352 | 0.075006 | 0.05493 | 0.05095 | 0.050653 | 0.066605 | 0.04279 | 0.017436 | 0.0085143 | 0.012222 | 0.0090186 | 0.0048566 | 0.023834
1353 | 0.4839 | 0.34385 | 0.3653 | 0.39594 | 0.42457 | 0.27975 | 0.15414 | 0.050901 | 0.062015 | 0.06909 | 0.039857 | 0.19671
1354 | 0.46188 | 0.35858 | 0.36435 | 0.46606 | 0.45699 | 0.29069 | 0.32686 | 0.13384 | 0.13784 | 0.14178 | 0.090672 | 0.40936
1355 | 0.10462 | 0.081437 | 0.064102 | 0.099595 | 0.11358 | 0.070121 | 0.4699 | 0.23288 | 0.21053 | 0.1994 | 0.13926 | 0.58226
1356 | 0 | 0 | 0 | 0 | 0 | 0 | 0.55058 | 0.3191 | 0.26018 | 0.23038 | 0.17223 | 0.68082
1357 | 0 | 0 | 0 | 0 | 0 | 0 | 0.5827 | 0.36874 | 0.30635 | 0.24705 | 0.17705 | 0.70314
1358 | 0.072467 | 0.052059 | 0.05765 | 0.071738 | 0.077435 | 0.049955 | 0.54378 | 0.37343 | 0.3171 | 0.23923 | 0.15901 | 0.65203
1359 | 0.48328 | 0.38304 | 0.36355 | 0.49526 | 0.54462 | 0.35786 | 0.44351 | 0.3293 | 0.28643 | 0.20576 | 0.12458 | 0.53237
1360 | 0.50812 | 0.41463 | 0.28959 | 0.48629 | 0.59585 | 0.4105 | 0.29654 | 0.23059 | 0.19951 | 0.14445 | 0.08539 | 0.37272
1361 | 0.11192 | 0.088607 | 0.055698 | 0.093543 | 0.12537 | 0.098143 | 0.13475 | 0.11285 | 0.097562 | 0.071116 | 0.041213 | 0.18075
1362 | 0 | 0 | 0 | 0 | 0 | 0 | 0.018232 | 0.017505 | 0.015347 | 0.010246 | 0.0071947 | 0.027651
1363 | 0 | 0 | 0 | 0 | 0 | 0 | 0 | 0 | 0 | 0 | 0 | 0
1364 | 0.066184 | 0.048921 | 0.026172 | 0.049536 | 0.074062 | 0.057919 | 0 | 0 | 0 | 0 | 0 | 0
1365 | 0.48208 | 0.35896 | 0.18974 | 0.34264 | 0.50924 | 0.3645 | 0 | 0 | 0 | 0 | 0 | 0
1366 | 0.50275 | 0.4157 | 0.26215 | 0.31953 | 0.47642 | 0.39569 | 0 | 0 | 0 | 0 | 0 | 0
1367 | 0.099895 | 0.092694 | 0.069901 | 0.055441 | 0.085663 | 0.098102 | 0 | 0 | 0 | 0 | 0 | 0
1368 | 0 | 0 | 0 | 0 | 0 | 0 | 0 | 0 | 0 | 0 | 0 | 0
1369 | 0 | 0 | 0 | 0 | 0 | 0 | 0 | 0 | 0 | 0 | 0 | 0
1370 | 0.067843 | 0.058042 | 0.046789 | 0.026773 | 0.068117 | 0.056132 | 0 | 0 | 0 | 0 | 0 | 0
1371 | 0.46191 | 0.39164 | 0.31402 | 0.1834 | 0.47874 | 0.4081 | 0 | 0 | 0 | 0 | 0 | 0
1372 | 0.45147 | 0.40813 | 0.33025 | 0.18238 | 0.4931 | 0.43875 | 0 | 0 | 0 | 0 | 0 | 0
1373 | 0.088937 | 0.092838 | 0.070313 | 0.037936 | 0.099587 | 0.09605 | 0 | 0 | 0 | 0 | 0 | 0
1374 | 0 | 0 | 0 | 0 | 0 | 0 | 0 | 0 | 0 | 0 | 0 | 0
1375 | 0 | 0 | 0 | 0 | 0 | 0 | 0 | 0 | 0 | 0 | 0 | 0
1376 | 0.047043 | 0.05533 | 0.029895 | 0.021866 | 0.037157 | 0.060027 | 0.013037 | 0.031375 | 0.0066836 | 0.010246 | 0.0056516 | 0.020573
1377 | 0.31067 | 0.40919 | 0.25984 | 0.1622 | 0.22499 | 0.4189 | 0.10669 | 0.17928 | 0.040521 | 0.098215 | 0.044306 | 0.16135
1378 | 0.36354 | 0.48176 | 0.3353 | 0.18022 | 0.2586 | 0.44192 | 0.24325 | 0.37718 | 0.097762 | 0.23589 | 0.084566 | 0.3426
1379 | 0.089577 | 0.10307 | 0.084673 | 0.037528 | 0.078429 | 0.096234 | 0.37365 | 0.54966 | 0.159 | 0.37239 | 0.11108 | 0.50328
1380 | 0 | 0 | 0 | 0 | 0 | 0 | 0.46097 | 0.65335 | 0.20722 | 0.47004 | 0.11943 | 0.6056
1381 | 0 | 0 | 0 | 0 | 0 | 0 | 0.50484 | 0.68731 | 0.23329 | 0.50752 | 0.11575 | 0.61508
1382 | 0.059276 | 0.047221 | 0.037703 | 0.027904 | 0.068741 | 0.069376 | 0.48614 | 0.64589 | 0.23073 | 0.48282 | 0.097142 | 0.55808
1383 | 0.44 | 0.28505 | 0.20308 | 0.21318 | 0.50597 | 0.50307 | 0.40927 | 0.53443 | 0.19974 | 0.40149 | 0.07016 | 0.44802
1384 | 0.44782 | 0.27174 | 0.20528 | 0.23141 | 0.52243 | 0.47696 | 0.27812 | 0.36073 | 0.14676 | 0.29287 | 0.053696 | 0.29149
1385 | 0.10243 | 0.061344 | 0.057848 | 0.048655 | 0.080673 | 0.088794 | 0.13263 | 0.16648 | 0.07862 | 0.15062 | 0.031464 | 0.12462
1386 | 0 | 0 | 0 | 0 | 0 | 0 | 0.02189 | 0.023575 | 0.014653 | 0.024441 | 0.0092327 | 0.015991
1387 | 0 | 0 | 0 | 0 | 0 | 0 | 0 | 0 | 0 | 0 | 0 | 0
1388 | 0.027466 | 0.044182 | 0.020199 | 0.029587 | 0.041639 | 0.065015 | 0 | 0 | 0 | 0 | 0 | 0
1389 | 0.17558 | 0.32573 | 0.13028 | 0.21442 | 0.32518 | 0.49176 | 0 | 0 | 0 | 0 | 0 | 0
1390 | 0.23291 | 0.35552 | 0.16233 | 0.25725 | 0.3983 | 0.50555 | 0 | 0 | 0 | 0 | 0 | 0
1391 | 0.059892 | 0.075162 | 0.044751 | 0.059594 | 0.090072 | 0.09443 | 0 | 0 | 0 | 0 | 0 | 0
1392 | 0 | 0 | 0 | 0 | 0 | 0 | 0 | 0 | 0 | 0 | 0 | 0
1393 | 0 | 0 | 0 | 0 | 0 | 0 | 0 | 0 | 0 | 0 | 0 | 0
1394 | 0.048747 | 0.038538 | 0.017749 | 0.023265 | 0.054133 | 0.042421 | 0 | 0 | 0 | 0 | 0 | 0
1395 | 0.34774 | 0.25126 | 0.12239 | 0.19052 | 0.44808 | 0.30177 | 0 | 0 | 0 | 0 | 0 | 0
1396 | 0.38459 | 0.22599 | 0.17005 | 0.27252 | 0.41945 | 0.29449 | 0 | 0 | 0 | 0 | 0 | 0
1397 | 0.083692 | 0.037375 | 0.049524 | 0.063117 | 0.091311 | 0.056905 | 0 | 0 | 0 | 0 | 0 | 0
1398 | 0 | 0 | 0 | 0 | 0 | 0 | 0 | 0 | 0 | 0 | 0 | 0
1399 | 0 | 0 | 0 | 0 | 0 | 0 | 0 | 0 | 0 | 0 | 0 | 0
1400 | 0.053452 | 0.019019 | 0.05703 | 0.023165 | 0.062513 | 0.029499 | 0.011365 | 0.014042 | 0.0082697 | 0.0093365 | 0.017303 | 0.014588
1401 | 0.42223 | 0.19719 | 0.46876 | 0.19138 | 0.48061 | 0.2274 | 0.10083 | 0.080849 | 0.043543 | 0.072179 | 0.15406 | 0.1111
1402 | 0.45603 | 0.33515 | 0.50562 | 0.23968 | 0.55359 | 0.21951 | 0.22765 | 0.19533 | 0.11819 | 0.17141 | 0.32666 | 0.21742
1403 | 0.087525 | 0.08151 | 0.087631 | 0.048492 | 0.11026 | 0.040894 | 0.34444 | 0.31689 | 0.21631 | 0.27415 | 0.47163 | 0.29288
1404 | 0 | 0 | 0 | 0 | 0 | 0 | 0.41952 | 0.4102 | 0.31105 | 0.35174 | 0.55549 | 0.32161
1405 | 0 | 0 | 0 | 0 | 0 | 0 | 0.47296 | 0.48535 | 0.3643 | 0.37213 | 0.55463 | 0.27282
1406 | 0.052699 | 0.03821 | 0.039899 | 0.026513 | 0.065654 | 0.030362 | 0.46938 | 0.50589 | 0.37428 | 0.35167 | 0.48383 | 0.18904
1407 | 0.41906 | 0.29046 | 0.3192 | 0.19561 | 0.52509 | 0.2418 | 0.40795 | 0.46017 | 0.33637 | 0.29393 | 0.36552 | 0.10381
1408 | 0.47375 | 0.33763 | 0.3297 | 0.23959 | 0.58969 | 0.28996 | 0.28006 | 0.34639 | 0.2428 | 0.20647 | 0.2549 | 0.068608
1409 | 0.094951 | 0.075606 | 0.061348 | 0.05525 | 0.11224 | 0.062817 | 0.13499 | 0.18744 | 0.12523 | 0.10288 | 0.12832 | 0.031009
1410 | 0 | 0 | 0 | 0 | 0 | 0 | 0.022827 | 0.035184 | 0.021918 | 0.017944 | 0.023495 | 0.0044803
1411 | 0 | 0 | 0 | 0 | 0 | 0 | 0 | 0 | 0 | 0 | 0 | 0
1412 | 0.06236 | 0.046009 | 0.041052 | 0.04238 | 0.060883 | 0.049439 | 0 | 0 | 0 | 0 | 0 | 0
1413 | 0.46818 | 0.40145 | 0.31334 | 0.36173 | 0.48309 | 0.37887 | 0 | 0 | 0 | 0 | 0 | 0
1414 | 0.36243 | 0.50418 | 0.29522 | 0.46555 | 0.52495 | 0.40606 | 0 | 0 | 0 | 0 | 0 | 0
1415 | 0.064436 | 0.10457 | 0.046458 | 0.096147 | 0.1021 | 0.075548 | 0 | 0 | 0 | 0 | 0 | 0
1416 | 0 | 0 | 0 | 0 | 0 | 0 | 0 | 0 | 0 | 0 | 0 | 0
1417 | 0 | 0 | 0 | 0 | 0 | 0 | 0 | 0 | 0 | 0 | 0 | 0
1418 | 0.038446 | 0.076525 | 0.042308 | 0.051716 | 0.059298 | 0.049083 | 0 | 0 | 0 | 0 | 0 | 0
1419 | 0.32876 | 0.57219 | 0.37097 | 0.37635 | 0.46271 | 0.37969 | 0 | 0 | 0 | 0 | 0 | 0
1420 | 0.41507 | 0.54371 | 0.42787 | 0.35201 | 0.38344 | 0.39598 | 0 | 0 | 0 | 0 | 0 | 0
1421 | 0.08719 | 0.098229 | 0.081693 | 0.059732 | 0.071693 | 0.074482 | 0 | 0 | 0 | 0 | 0 | 0
1422 | 0 | 0 | 0 | 0 | 0 | 0 | 0 | 0 | 0 | 0 | 0 | 0
1423 | 0 | 0 | 0 | 0 | 0 | 0 | 0 | 6.61e-05 | 0 | 0 | 0 | 0
1424 | 0.058741 | 0.05914 | 0.054542 | 0.037376 | 0.045985 | 0.047142 | 0.02589 | 0.061762 | 0.010661 | 0.010104 | 0.012074 | 0.020649
1425 | 0.45313 | 0.43046 | 0.42998 | 0.33293 | 0.34569 | 0.41583 | 0.16826 | 0.2623 | 0.040787 | 0.065882 | 0.071778 | 0.12532
1426 | 0.38547 | 0.40256 | 0.42619 | 0.39272 | 0.38159 | 0.48859 | 0.35015 | 0.45094 | 0.072496 | 0.13147 | 0.1448 | 0.23969
1427 | 0.079569 | 0.074791 | 0.077167 | 0.075629 | 0.074616 | 0.094358 | 0.51746 | 0.57315 | 0.095456 | 0.19277 | 0.21362 | 0.33847
1428 | 0 | 0 | 0 | 0 | 0 | 0 | 0.6318 | 0.61574 | 0.10678 | 0.23784 | 0.26413 | 0.40336
1429 | 0 | 0 | 0 | 0 | 0 | 0 | 0.66664 | 0.60107 | 0.11647 | 0.25364 | 0.2712 | 0.42796
1430 | 0.062357 | 0.064816 | 0.046615 | 0.045072 | 0.031543 | 0.05858 | 0.6337 | 0.52733 | 0.11485 | 0.24237 | 0.25287 | 0.41583
1431 | 0.47914 | 0.47928 | 0.34491 | 0.36122 | 0.28397 | 0.47545 | 0.53614 | 0.4068 | 0.10118 | 0.20549 | 0.21209 | 0.36325
1432 | 0.55311 | 0.44399 | 0.32689 | 0.31039 | 0.34222 | 0.44314 | 0.36795 | 0.26708 | 0.081329 | 0.13979 | 0.1479 | 0.2433
1433 | 0.11047 | 0.078248 | 0.063546 | 0.05154 | 0.068397 | 0.065667 | 0.18155 | 0.12358 | 0.050478 | 0.06905 | 0.076492 | 0.11706
1434 | 0 | 0 | 0 | 0 | 0 | 0 | 0.03381 | 0.02143 | 0.015821 | 0.014635 | 0.017686 | 0.02258
1435 | 0 | 0 | 0 | 0 | 0 | 0 | 0 | 0 | 0 | 0 | 0 | 0
1436 | 0.054237 | 0.056451 | 0.026274 | 0.034213 | 0.036415 | 0.041846 | 0 | 0 | 0 | 0 | 0 | 0
1437 | 0.45348 | 0.45696 | 0.27181 | 0.26432 | 0.3267 | 0.37473 | 0 | 0 | 0 | 0 | 0 | 0
1438 | 0.53562 | 0.42676 | 0.40051 | 0.32167 | 0.25895 | 0.45414 | 0 | 0 | 0 | 0 | 0 | 0
1439 | 0.092238 | 0.071545 | 0.085779 | 0.075269 | 0.032491 | 0.092457 | 0 | 0 | 0 | 0 | 0 | 0
1440 | 0 | 0 | 0 | 0 | 0 | 0 | 0 | 0 | 0 | 0 | 0 | 0
1441 | 0 | 0 | 0 | 0 | 0 | 0 | 0 | 0 | 0 | 0 | 0 | 0
1442 | 0.051367 | 0.03571 | 0.053283 | 0.048077 | 0.037886 | 0.062444 | 0 | 0 | 0 | 0 | 0 | 0
1443 | 0.42426 | 0.33847 | 0.41163 | 0.40695 | 0.31178 | 0.52762 | 0 | 0 | 0 | 0 | 0 | 0
1444 | 0.47459 | 0.4189 | 0.37924 | 0.41675 | 0.33125 | 0.54388 | 0 | 0 | 0 | 0 | 0 | 0
1445 | 0.065505 | 0.087879 | 0.064358 | 0.073307 | 0.061488 | 0.095182 | 0 | 0 | 0 | 0 | 0 | 0
1446 | 0 | 0 | 0 | 0 | 0 | 0 | 0 | 0 | 0 | 0 | 0 | 0
1447 | 0 | 0 | 0 | 0 | 0 | 0 | 3.33e-06 | 7.82e-05 | 4.99e-05 | 1.62e-06 | 0 | 0
1448 | 0.053143 | 0.046784 | 0.019104 | 0.050674 | 0.045068 | 0.039867 | 0.0261 | 0.034427 | 0.018431 | 0.032813 | 0.016668 | 0.02596
1449 | 0.44853 | 0.40296 | 0.14036 | 0.40161 | 0.41333 | 0.32971 | 0.15502 | 0.13543 | 0.073864 | 0.20225 | 0.099838 | 0.15962
1450 | 0.43474 | 0.40671 | 0.12286 | 0.39114 | 0.45325 | 0.32069 | 0.29985 | 0.2736 | 0.14788 | 0.37755 | 0.20913 | 0.30003
1451 | 0.068937 | 0.066913 | 0.017993 | 0.068703 | 0.075795 | 0.054916 | 0.42448 | 0.40022 | 0.21709 | 0.52043 | 0.31548 | 0.41788
1452 | 0 | 0 | 0 | 0 | 0 | 0 | 0.50423 | 0.48505 | 0.26487 | 0.60461 | 0.39445 | 0.4914
1453 | 0 | 0 | 0 | 0 | 0 | 0 | 0.51629 | 0.50685 | 0.2977 | 0.61205 | 0.43017 | 0.50389
1454 | 0.040486 | 0.04159 | 0.011572 | 0.031719 | 0.052019 | 0.047583 | 0.47537 | 0.47845 | 0.30068 | 0.559 | 0.42635 | 0.46794
1455 | 0.36604 | 0.39947 | 0.10722 | 0.20072 | 0.4397 | 0.41265 | 0.38811 | 0.40311 | 0.26901 | 0.45389 | 0.37856 | 0.38897
1456 | 0.27256 | 0.40536 | 0.1508 | 0.16586 | 0.34394 | 0.39925 | 0.26683 | 0.27384 | 0.18716 | 0.29731 | 0.26135 | 0.25909
1457 | 0.034646 | 0.068743 | 0.032617 | 0.027598 | 0.04875 | 0.066447 | 0.13511 | 0.1343 | 0.095949 | 0.13979 | 0.13302 | 0.12555
1458 | 0 | 0 | 0 | 0 | 0 | 0 | 0.029569 | 0.025352 | 0.021131 | 0.027291 | 0.029317 | 0.025587
1459 | 0 | 0 | 0 | 0 | 0 | 0 | 0 | 0 | 0 | 0 | 0 | 0
1460 | 0.030644 | 0.038083 | 0.032799 | 0.028832 | 0.04639 | 0.042426 | 0 | 0 | 0 | 0 | 0 | 0
1461 | 0.25082 | 0.33828 | 0.24372 | 0.23578 | 0.38523 | 0.31226 | 0 | 0 | 0 | 0 | 0 | 0
1462 | 0.22523 | 0.32932 | 0.25681 | 0.26758 | 0.38568 | 0.26106 | 0 | 0 | 0 | 0 | 0 | 0
1463 | 0.055483 | 0.047165 | 0.047236 | 0.050309 | 0.074111 | 0.034913 | 0 | 0 | 0 | 0 | 0 | 0
1464 | 0 | 0 | 0 | 0 | 0 | 0 | 0 | 0 | 0 | 0 | 0 | 0
1465 | 0 | 0 | 0 | 0 | 0 | 0 | 0 | 0 | 0 | 0 | 0 | 0
1466 | 0.049272 | 0.038886 | 0.047709 | 0.042542 | 0.041118 | 0.029246 | 0 | 0 | 0 | 0 | 0 | 0
1467 | 0.43515 | 0.30836 | 0.39653 | 0.37094 | 0.35665 | 0.27254 | 0 | 0 | 0 | 0 | 0 | 0
1468 | 0.48813 | 0.29793 | 0.38464 | 0.36038 | 0.38327 | 0.33646 | 0 | 0 | 0 | 0 | 0 | 0
1469 | 0.091109 | 0.040074 | 0.058697 | 0.053967 | 0.075608 | 0.054044 | 0 | 0 | 0 | 0 | 0 | 0
1470 | 0 | 0 | 0 | 0 | 0 | 0 | 0 | 0 | 0 | 0 | 0 | 0
1471 | 0 | 0 | 0 | 0 | 0 | 0 | 3.25e-06 | 0.00034381 | 0.000126 | 6.65e-06 | 2.79e-05 | 3.33e-06
1472 | 0.047358 | 0.048246 | 0.025386 | 0.042225 | 0.04076 | 0.031604 | 0.020639 | 0.033645 | 0.019449 | 0.026335 | 0.028994 | 0.023177
1473 | 0.44319 | 0.45175 | 0.20569 | 0.39851 | 0.37276 | 0.27333 | 0.11497 | 0.11229 | 0.070485 | 0.15082 | 0.16255 | 0.13395
1474 | 0.49987 | 0.47677 | 0.19535 | 0.41635 | 0.39107 | 0.26718 | 0.23025 | 0.18917 | 0.11503 | 0.27649 | 0.3273 | 0.23275
1475 | 0.083882 | 0.075146 | 0.024134 | 0.058904 | 0.065046 | 0.036825 | 0.33883 | 0.24308 | 0.14292 | 0.37718 | 0.47744 | 0.30188
1476 | 0 | 0 | 0 | 0 | 0 | 0 | 0.41542 | 0.2664 | 0.15235 | 0.4359 | 0.57775 | 0.33232
1477 | 0 | 0 | 0 | 0 | 0 | 0 | 0.44392 | 0.25843 | 0.1542 | 0.44438 | 0.60992 | 0.30508
1478 | 0.041548 | 0.056212 | 0.037383 | 0.032163 | 0.034815 | 0.043138 | 0.42528 | 0.22308 | 0.13991 | 0.41195 | 0.58264 | 0.2513
1479 | 0.36714 | 0.48302 | 0.38749 | 0.27672 | 0.26606 | 0.33037 | 0.3617 | 0.1695 | 0.11253 | 0.34156 | 0.49812 | 0.18352
1480 | 0.35263 | 0.44958 | 0.43868 | 0.23991 | 0.29271 | 0.30517 | 0.24365 | 0.10774 | 0.077617 | 0.23052 | 0.34345 | 0.1125
1481 | 0.050828 | 0.064012 | 0.068153 | 0.030129 | 0.04921 | 0.051304 | 0.11768 | 0.049377 | 0.039685 | 0.11355 | 0.17205 | 0.047905
1482 | 0 | 0 | 0 | 0 | 0 | 0 | 0.023088 | 0.010046 | 0.0087751 | 0.024293 | 0.035277 | 0.0089719
1483 | 0 | 0 | 0 | 0 | 0 | 0 | 0 | 0 | 0 | 0 | 0 | 0
1484 | 0.038076 | 0.056474 | 0.02495 | 0.036574 | 0.033431 | 0.030967 | 0 | 0 | 0 | 0 | 0 | 0
1485 | 0.35344 | 0.46175 | 0.25248 | 0.38399 | 0.31807 | 0.32785 | 0 | 0 | 0 | 0 | 0 | 0
1486 | 0.37217 | 0.38439 | 0.30478 | 0.37682 | 0.3617 | 0.37063 | 0 | 0 | 0 | 0 | 0 | 0
1487 | 0.061118 | 0.048786 | 0.046439 | 0.051242 | 0.05579 | 0.058507 | 0 | 0 | 0 | 0 | 0 | 0
1488 | 0 | 0 | 0 | 0 | 0 | 0 | 0 | 0 | 0 | 0 | 0 | 0
1489 | 0 | 0 | 0 | 0 | 0 | 0 | 0 | 0 | 0 | 0 | 0 | 0
1490 | 0.030736 | 0.032503 | 0.019287 | 0.042762 | 0.030857 | 0.022936 | 0 | 0 | 0 | 0 | 0 | 0
1491 | 0.29642 | 0.28913 | 0.1497 | 0.35935 | 0.24072 | 0.2083 | 0 | 0 | 0 | 0 | 0 | 0
1492 | 0.30607 | 0.27258 | 0.14149 | 0.35358 | 0.21925 | 0.24402 | 0 | 0 | 0 | 0 | 0 | 0
1493 | 0.040924 | 0.036033 | 0.023743 | 0.0483 | 0.03804 | 0.044943 | 0 | 0 | 0 | 0 | 0 | 0
1494 | 0 | 0 | 0 | 0 | 0 | 0 | 0 | 0 | 0 | 0 | 0 | 0
1495 | 0 | 0 | 0 | 0 | 0 | 0 | 4.33e-05 | 0 | 0.00028396 | 2.65e-05 | 8.81e-05 | 0
1496 | 0.022315 | 0.031582 | 0.0284 | 0.023308 | 0.033856 | 0.036637 | 0.032832 | 0.027781 | 0.035989 | 0.021022 | 0.031226 | 0.01401
1497 | 0.23 | 0.34217 | 0.33486 | 0.22376 | 0.32195 | 0.34716 | 0.18613 | 0.12744 | 0.14759 | 0.12035 | 0.16572 | 0.081269
1498 | 0.28898 | 0.41768 | 0.34914 | 0.2519 | 0.35166 | 0.36668 | 0.3613 | 0.24121 | 0.28654 | 0.21485 | 0.32375 | 0.15785
1499 | 0.058912 | 0.07066 | 0.048661 | 0.039693 | 0.065436 | 0.054225 | 0.51422 | 0.33431 | 0.41285 | 0.28774 | 0.46513 | 0.22631
1500 | 0 | 0 | 0 | 0 | 0 | 0 | 0.61308 | 0.38855 | 0.49679 | 0.32571 | 0.55879 | 0.27209
1501 | 0 | 0 | 0 | 0 | 0 | 0 | 0.64984 | 0.40697 | 0.51677 | 0.32594 | 0.59161 | 0.28358
1502 | 0.042053 | 0.045234 | 0.025169 | 0.024797 | 0.037188 | 0.030255 | 0.62123 | 0.38322 | 0.48234 | 0.29044 | 0.56521 | 0.26663
1503 | 0.36123 | 0.35195 | 0.30248 | 0.22635 | 0.38462 | 0.26081 | 0.52972 | 0.32145 | 0.39841 | 0.22837 | 0.48318 | 0.22373
1504 | 0.35887 | 0.33811 | 0.40069 | 0.30448 | 0.46667 | 0.26199 | 0.36051 | 0.2209 | 0.26532 | 0.15395 | 0.32785 | 0.15443
1505 | 0.057433 | 0.050804 | 0.060093 | 0.052707 | 0.075774 | 0.037937 | 0.1772 | 0.11199 | 0.12916 | 0.076001 | 0.15998 | 0.079323
1506 | 0 | 0 | 0 | 0 | 0 | 0 | 0.035728 | 0.024457 | 0.028163 | 0.016583 | 0.032327 | 0.018126
1507 | 0 | 0 | 0 | 0 | 0 | 0 | 0 | 8.49e-07 | 2.77e-06 | 0 | 2.41e-06 | 1.56e-06
1508 | 0.044196 | 0.027465 | 0.021325 | 0.041413 | 0.041189 | 0.023611 | 0 | 0 | 0 | 0 | 0 | 0
1509 | 0.43567 | 0.24947 | 0.20334 | 0.39645 | 0.4248 | 0.22859 | 0 | 0 | 0 | 0 | 0 | 0
1510 | 0.45224 | 0.2163 | 0.21619 | 0.41489 | 0.4405 | 0.25756 | 0 | 0 | 0 | 0 | 0 | 0
1511 | 0.075333 | 0.024947 | 0.034174 | 0.060086 | 0.058077 | 0.039705 | 0 | 0 | 0 | 0 | 0 | 0
1512 | 0 | 0 | 0 | 0 | 0 | 0 | 0 | 0 | 0 | 0 | 0 | 0
1513 | 0 | 0 | 0 | 0 | 0 | 0 | 0 | 0 | 0 | 0 | 0 | 0
1514 | 0.042954 | 0.033787 | 0.034451 | 0.041365 | 0.029149 | 0.042376 | 0 | 0 | 0 | 0 | 0 | 0
1515 | 0.46159 | 0.37817 | 0.38624 | 0.36649 | 0.31724 | 0.38178 | 0 | 0 | 0 | 0 | 0 | 0
1516 | 0.51393 | 0.35555 | 0.44268 | 0.29239 | 0.31842 | 0.31924 | 0 | 0 | 0 | 0 | 0 | 0
1517 | 0.07695 | 0.043087 | 0.065358 | 0.030662 | 0.040912 | 0.038219 | 0 | 0 | 0 | 0 | 0 | 0
1518 | 0 | 0 | 0 | 0 | 0 | 0 | 0 | 0 | 0 | 0 | 0 | 0
1519 | 0 | 0 | 0 | 0 | 0 | 0 | 4.74e-05 | 0.00019291 | 0.00080946 | 6.98e-05 | 0.00014644 | 6.08e-05
1520 | 0.022143 | 0.031378 | 0.047067 | 0.021086 | 0.033608 | 0.029212 | 0.030151 | 0.016183 | 0.050693 | 0.022204 | 0.034111 | 0.02203
1521 | 0.2121 | 0.29764 | 0.45379 | 0.2109 | 0.37794 | 0.30052 | 0.16263 | 0.063923 | 0.18439 | 0.11339 | 0.17568 | 0.11863
1522 | 0.19714 | 0.28911 | 0.41278 | 0.17229 | 0.30951 | 0.29941 | 0.32921 | 0.12242 | 0.31411 | 0.20183 | 0.33777 | 0.19774
1523 | 0.030006 | 0.031741 | 0.051551 | 0.015196 | 0.041261 | 0.037436 | 0.48654 | 0.1738 | 0.40773 | 0.27103 | 0.47952 | 0.24913
1524 | 0 | 0 | 0 | 0 | 0 | 0 | 0.59565 | 0.20663 | 0.45139 | 0.30926 | 0.57047 | 0.26615
1525 | 0 | 0 | 0 | 0 | 0 | 0 | 0.62182 | 0.20239 | 0.45627 | 0.28668 | 0.60888 | 0.25805
1526 | 0.023925 | 0.033134 | 0.020892 | 0.015641 | 0.022584 | 0.033484 | 0.58525 | 0.17673 | 0.41491 | 0.23742 | 0.58847 | 0.22151
1527 | 0.25289 | 0.34314 | 0.23738 | 0.19125 | 0.23544 | 0.37948 | 0.49121 | 0.13516 | 0.33485 | 0.17249 | 0.50994 | 0.1677
1528 | 0.25323 | 0.33559 | 0.20302 | 0.24559 | 0.24544 | 0.35079 | 0.34037 | 0.086809 | 0.23009 | 0.11093 | 0.35658 | 0.1098
1529 | 0.033036 | 0.047442 | 0.026538 | 0.040157 | 0.030905 | 0.036218 | 0.17321 | 0.040743 | 0.11616 | 0.050778 | 0.18355 | 0.052093
1530 | 0 | 0 | 0 | 0 | 0 | 0 | 0.037244 | 0.0086599 | 0.025565 | 0.0098425 | 0.039955 | 0.010395
1531 | 0 | 0 | 0 | 0 | 0 | 0 | 3.84e-06 | 0 | 1.7e-06 | 0 | 1.24e-05 | 0
1532 | 0.018503 | 0.043735 | 0.036227 | 0.034838 | 0.01669 | 0.011756 | 0 | 0 | 0 | 0 | 0 | 0
1533 | 0.20794 | 0.50187 | 0.3938 | 0.37124 | 0.20859 | 0.17431 | 0 | 0 | 0 | 0 | 0 | 0
1534 | 0.16993 | 0.51606 | 0.38471 | 0.3917 | 0.25172 | 0.31204 | 0 | 0 | 0 | 0 | 0 | 0
1535 | 0.01907 | 0.066165 | 0.05182 | 0.049207 | 0.035068 | 0.051088 | 0 | 0 | 0 | 0 | 0 | 0
1536 | 0 | 0 | 0 | 0 | 0 | 0 | 0 | 0 | 0 | 0 | 0 | 0
1537 | 0 | 0 | 0 | 0 | 0 | 0 | 0 | 0 | 0 | 0 | 0 | 0
1538 | 0.023693 | 0.039568 | 0.037119 | 0.014768 | 0.03055 | 0.030603 | 0 | 0 | 0 | 0 | 0 | 0
1539 | 0.26596 | 0.378 | 0.44271 | 0.15334 | 0.2918 | 0.37999 | 0 | 0 | 0 | 0 | 0 | 0
1540 | 0.29738 | 0.35457 | 0.46242 | 0.15917 | 0.24767 | 0.46044 | 0 | 0 | 0 | 0 | 0 | 0
1541 | 0.043787 | 0.043 | 0.059579 | 0.019718 | 0.028199 | 0.060484 | 0 | 0 | 0 | 0 | 0 | 0
1542 | 0 | 0 | 0 | 0 | 0 | 0 | 0 | 0 | 0 | 0 | 0 | 0
1543 | 0 | 0 | 0 | 0 | 0 | 0 | 9.6e-05 | 0.00032334 | 0.00030948 | 0 | 0.00028366 | 4.55e-05
1544 | 0.03068 | 0.045257 | 0.034337 | 0.011923 | 0.029765 | 0.041732 | 0.027386 | 0.021361 | 0.022109 | 0.0058123 | 0.042051 | 0.022571
1545 | 0.28442 | 0.49189 | 0.44371 | 0.11559 | 0.2942 | 0.47622 | 0.13495 | 0.080028 | 0.089631 | 0.030084 | 0.20659 | 0.11914
1546 | 0.18356 | 0.48696 | 0.49106 | 0.10894 | 0.2403 | 0.48709 | 0.25794 | 0.14295 | 0.18804 | 0.054373 | 0.38134 | 0.21874
1547 | 0.024357 | 0.062032 | 0.062495 | 0.01602 | 0.030604 | 0.061728 | 0.36652 | 0.19682 | 0.29119 | 0.073759 | 0.52491 | 0.30531
1548 | 0 | 0 | 0 | 0 | 0 | 0 | 0.43579 | 0.23156 | 0.37107 | 0.084914 | 0.61024 | 0.36278
1549 | 0 | 0 | 0 | 0 | 0 | 0 | 0.44576 | 0.25121 | 0.3982 | 0.088943 | 0.62639 | 0.36154
1550 | 0.01861 | 0.049345 | 0.023312 | 0.014592 | 0.02443 | 0.02996 | 0.40908 | 0.24469 | 0.38478 | 0.083477 | 0.58264 | 0.32357
1551 | 0.18618 | 0.52308 | 0.34995 | 0.17318 | 0.29817 | 0.33255 | 0.33288 | 0.21164 | 0.33117 | 0.069453 | 0.48431 | 0.25788
1552 | 0.14443 | 0.47784 | 0.43442 | 0.19511 | 0.26841 | 0.23666 | 0.21373 | 0.14215 | 0.22798 | 0.046974 | 0.32693 | 0.17421
1553 | 0.01982 | 0.052861 | 0.056226 | 0.030026 | 0.03265 | 0.016852 | 0.095694 | 0.070471 | 0.11677 | 0.023217 | 0.15844 | 0.08699
1554 | 0 | 0 | 0 | 0 | 0 | 0 | 0.016886 | 0.01587 | 0.026806 | 0.0049666 | 0.031217 | 0.019649
1555 | 0 | 0 | 0 | 0 | 0 | 0 | 8.49e-07 | 5.78e-06 | 1.98e-05 | 0 | 1.6e-05 | 1.63e-05
1556 | 0 | 0.037611 | 0.027646 | 0.016698 | 0.031955 | 0.031329 | 0 | 0 | 0 | 0 | 0 | 0
1557 | 0.090338 | 0.41989 | 0.43043 | 0.21573 | 0.4106 | 0.39852 | 0 | 0 | 0 | 0 | 0 | 0
1558 | 0.10185 | 0.41939 | 0.49345 | 0.25075 | 0.46411 | 0.43818 | 0 | 0 | 0 | 0 | 0 | 0
1559 | 0.01383 | 0.050362 | 0.058627 | 0.03319 | 0.059082 | 0.056635 | 0 | 0 | 0 | 0 | 0 | 0
1560 | 0 | 0 | 0 | 0 | 0 | 0 | 0 | 0 | 0 | 0 | 0 | 0
1561 | 0 | 0 | 0 | 0 | 0 | 0 | 0 | 0 | 0 | 0 | 0 | 0
1562 | 0.011542 | 0.045855 | 0.025446 | 0.013499 | 0.036707 | 0.03171 | 0 | 0 | 0 | 0 | 0 | 0
1563 | 0.15717 | 0.50265 | 0.389 | 0.16329 | 0.46716 | 0.3967 | 0 | 0 | 0 | 0 | 0 | 0
1564 | 0.20496 | 0.45855 | 0.41192 | 0.16052 | 0.51107 | 0.41016 | 0 | 0 | 0 | 0 | 0 | 0
1565 | 0.021206 | 0.051881 | 0.045551 | 0.018731 | 0.060663 | 0.047212 | 0 | 0 | 0 | 0 | 0 | 0
1566 | 0 | 0 | 0 | 0 | 0 | 0 | 0 | 0 | 0 | 0 | 0 | 0
1567 | 0 | 0 | 0 | 0 | 0 | 0 | 3.33e-06 | 3.7e-05 | 0.00058445 | 2.32e-05 | 9.91e-05 | 1.83e-05
1568 | 0.025646 | 0.045919 | 0.040647 | 0.018988 | 0.035591 | 0 | 0.0088454 | 0.0065152 | 0.02617 | 0.021685 | 0.030183 | 0.013803
1569 | 0.34399 | 0.53488 | 0.48528 | 0.25786 | 0.4537 | 0.08278 | 0.040263 | 0.025405 | 0.088611 | 0.11438 | 0.14875 | 0.064098
1570 | 0.31974 | 0.50445 | 0.46094 | 0.25712 | 0.47227 | 0.081228 | 0.079053 | 0.048886 | 0.15978 | 0.21605 | 0.29425 | 0.10557
1571 | 0.035427 | 0.058504 | 0.052678 | 0.026465 | 0.052937 | 0.011465 | 0.11618 | 0.070971 | 0.22575 | 0.30472 | 0.4308 | 0.13243
1572 | 0 | 0 | 0 | 0 | 0 | 0 | 0.14358 | 0.087494 | 0.27276 | 0.36287 | 0.52714 | 0.14127
1573 | 0 | 0 | 0 | 0 | 0 | 0 | 0.15456 | 0.086396 | 0.28726 | 0.39313 | 0.56263 | 0.14026
1574 | 0.025013 | 0.046787 | 0.021709 | 0.022654 | 0.025952 | 0.018025 | 0.1495 | 0.076085 | 0.27378 | 0.38575 | 0.54281 | 0.12463
1575 | 0.34093 | 0.54744 | 0.26085 | 0.33688 | 0.30079 | 0.23466 | 0.12856 | 0.058977 | 0.23286 | 0.33863 | 0.46853 | 0.098775
1576 | 0.38918 | 0.51151 | 0.26261 | 0.3717 | 0.21746 | 0.24657 | 0.087968 | 0.036802 | 0.16104 | 0.25047 | 0.3339 | 0.065301
1577 | 0.045694 | 0.058647 | 0.032112 | 0.045109 | 0.022738 | 0.035468 | 0.04431 | 0.016126 | 0.083721 | 0.14075 | 0.17781 | 0.031436
1578 | 0 | 0 | 0 | 0 | 0 | 0 | 0.0098689 | 0.002648 | 0.020833 | 0.036509 | 0.043437 | 0.0065137
1579 | 0 | 0 | 0 | 0 | 0 | 0 | 0 | 0 | 3e-05 | 8.49e-05 | 8.75e-05 | 1.7e-06
1580 | 0.031477 | 0.038983 | 0 | 0.031824 | 0.018242 | 0.011092 | 0 | 0 | 0 | 0 | 0 | 0
1581 | 0.41323 | 0.48109 | 0.11822 | 0.42578 | 0.27255 | 0.17539 | 0 | 0 | 0 | 0 | 0 | 0
1582 | 0.43954 | 0.4629 | 0.17432 | 0.3883 | 0.26995 | 0.22223 | 0 | 0 | 0 | 0 | 0 | 0
1583 | 0.04615 | 0.053031 | 0.027965 | 0.037355 | 0.024711 | 0.03038 | 0 | 0 | 0 | 0 | 0 | 0
1584 | 0 | 0 | 0 | 0 | 0 | 0 | 0 | 0 | 0 | 0 | 0 | 0
1585 | 0 | 0 | 0 | 0 | 0 | 0 | 0 | 0 | 0 | 0 | 0 | 0
1586 | 0.025259 | 0.044458 | 0.017582 | 0.016946 | 0.029399 | 0.01296 | 0 | 0 | 0 | 0 | 0 | 0
1587 | 0.34817 | 0.55187 | 0.27578 | 0.24755 | 0.40213 | 0.19909 | 0 | 0 | 0 | 0 | 0 | 0
1588 | 0.35615 | 0.52207 | 0.3283 | 0.2339 | 0.42865 | 0.21851 | 0 | 0 | 0 | 0 | 0 | 0
1589 | 0.037822 | 0.058105 | 0.043901 | 0.024242 | 0.044989 | 0.025987 | 0 | 0 | 0 | 0 | 0 | 0
1590 | 0 | 0 | 0 | 0 | 0 | 0 | 0 | 0 | 0 | 0 | 0 | 0
1591 | 0 | 0 | 0 | 0 | 0 | 0 | 6.73e-05 | 0.00031924 | 0.0006176 | 0.0005602 | 0.0006598 | 0
1592 | 0.024625 | 0.042356 | 0.024696 | 0.012804 | 0.031434 | 0.016137 | 0.024727 | 0.022401 | 0.028575 | 0.057811 | 0.055151 | 0.0068012
1593 | 0.31975 | 0.5411 | 0.4316 | 0.22399 | 0.44093 | 0.25078 | 0.11856 | 0.088796 | 0.10068 | 0.271 | 0.24648 | 0.032175
1594 | 0.32815 | 0.50658 | 0.47912 | 0.28399 | 0.48095 | 0.2621 | 0.2599 | 0.1895 | 0.18342 | 0.46704 | 0.42949 | 0.059661
1595 | 0.035643 | 0.05522 | 0.053661 | 0.035868 | 0.048487 | 0.028079 | 0.41897 | 0.29807 | 0.25598 | 0.61417 | 0.57018 | 0.0836
1596 | 0 | 0 | 0 | 0 | 0 | 0 | 0.54736 | 0.38657 | 0.30403 | 0.69068 | 0.64696 | 0.099402
1597 | 0 | 0 | 0 | 0 | 0 | 0 | 0.5824 | 0.41607 | 0.32188 | 0.69519 | 0.68603 | 0.10337
1598 | 0.022217 | 0.026504 | 0.020807 | 0.013028 | 0.030175 | 0 | 0.55888 | 0.40233 | 0.30725 | 0.63232 | 0.66147 | 0.096251
1599 | 0.31841 | 0.37212 | 0.36005 | 0.19595 | 0.41487 | 0.080107 | 0.47864 | 0.34644 | 0.26046 | 0.5102 | 0.5728 | 0.079519
1600 | 0.31442 | 0.32737 | 0.42287 | 0.20173 | 0.43055 | 0.084804 | 0.32246 | 0.24663 | 0.17416 | 0.3538 | 0.40723 | 0.052565
1601 | 0.02967 | 0.028588 | 0.049194 | 0.022507 | 0.036879 | 0.01191 | 0.15704 | 0.13378 | 0.085919 | 0.18224 | 0.2153 | 0.025339
1602 | 0 | 0 | 0 | 0 | 0 | 0 | 0.033367 | 0.035599 | 0.019543 | 0.042145 | 0.051524 | 0.005149
1603 | 0 | 0 | 0 | 0 | 0 | 0 | 6.48e-05 | 0.00013953 | 3.42e-05 | 8.72e-05 | 0.00016308 | 0
1604 | 0.020906 | 0.018867 | 0.021624 | 0 | 0.0229 | 0.010872 | 0 | 0 | 0 | 0 | 0 | 0
1605 | 0.29169 | 0.32501 | 0.41348 | 0.17928 | 0.33841 | 0.22706 | 0 | 0 | 0 | 0 | 0 | 0
1606 | 0.28926 | 0.37305 | 0.47431 | 0.23058 | 0.33393 | 0.32102 | 0 | 0 | 0 | 0 | 0 | 0
1607 | 0.023782 | 0.038423 | 0.051698 | 0.030463 | 0.030873 | 0.041863 | 0 | 0 | 0 | 0 | 0 | 0
1608 | 0 | 0 | 0 | 0 | 0 | 0 | 0 | 0 | 0 | 0 | 0 | 0
1609 | 0 | 0 | 0 | 0 | 0 | 0 | 0 | 0 | 0 | 0 | 0 | 0
1610 | 0.012743 | 0 | 0.023188 | 0 | 0.024051 | 0.019685 | 0 | 0 | 0 | 0 | 0 | 0
1611 | 0.19594 | 0.098032 | 0.3963 | 0.20001 | 0.35789 | 0.33692 | 0 | 0 | 0 | 0 | 0 | 0
1612 | 0.20523 | 0.13791 | 0.43547 | 0.26769 | 0.32684 | 0.34579 | 0 | 0 | 0 | 0 | 0 | 0
1613 | 0.015653 | 0.019946 | 0.045063 | 0.032986 | 0.024677 | 0.039705 | 0 | 0 | 0 | 0 | 0 | 0
1614 | 0 | 0 | 0 | 0 | 0 | 0 | 0 | 0 | 0 | 0 | 0 | 0
1615 | 0 | 0 | 0 | 0 | 0 | 0 | 2.13e-05 | 0.0018849 | 0.001844 | 0.00075014 | 0.00076964 | 0
1616 | 0 | 0 | 0.018567 | 0.014898 | 0.015324 | 0.024358 | 0.0093691 | 0.069567 | 0.05331 | 0.058269 | 0.04558 | 0.0049442
1617 | 0.16551 | 0.21469 | 0.30748 | 0.27183 | 0.21102 | 0.40339 | 0.041122 | 0.2423 | 0.16995 | 0.26653 | 0.18906 | 0.023564
1618 | 0.17088 | 0.29116 | 0.29483 | 0.30522 | 0.15374 | 0.32335 | 0.090924 | 0.42292 | 0.27371 | 0.45986 | 0.31394 | 0.047194
1619 | 0.014681 | 0.032978 | 0.026006 | 0.035677 | 0 | 0.031755 | 0.14737 | 0.56377 | 0.34507 | 0.60734 | 0.40139 | 0.070387
1620 | 0 | 0 | 0 | 0 | 0 | 0 | 0.19827 | 0.63932 | 0.37656 | 0.68537 | 0.43929 | 0.088169
1621 | 0 | 0 | 0 | 0 | 0 | 0 | 0.24422 | 0.64968 | 0.37472 | 0.71084 | 0.43785 | 0.092482
1622 | 0.012276 | 0.016395 | 0 | 0.016605 | 0.012681 | 0 | 0.26962 | 0.59656 | 0.33755 | 0.67028 | 0.3938 | 0.086965
1623 | 0.18003 | 0.33969 | 0.069248 | 0.31817 | 0.21134 | 0.17015 | 0.26529 | 0.48813 | 0.2716 | 0.56662 | 0.31649 | 0.072745
1624 | 0.17083 | 0.42698 | 0.080055 | 0.35836 | 0.17557 | 0.14233 | 0.19213 | 0.3404 | 0.19773 | 0.40465 | 0.20039 | 0.050566
1625 | 0.014324 | 0.04355 | 0.010271 | 0.039932 | 0.012502 | 0.013255 | 0.1079 | 0.17789 | 0.11114 | 0.21699 | 0.088409 | 0.026153
1626 | 0 | 0 | 0 | 0 | 0 | 0 | 0.030892 | 0.044037 | 0.030691 | 0.054423 | 0.016038 | 0.0061301
1627 | 0 | 0 | 0 | 0 | 0 | 0 | 0.00015251 | 0.00023737 | 0.00015037 | 0.00029774 | 0.00011795 | 6.81e-07
1628 | 0.01655 | 0 | 0 | 0.018182 | 0.018997 | 0 | 0 | 0 | 0 | 0 | 0 | 0
1629 | 0.24902 | 0.17775 | 0.085652 | 0.35364 | 0.27727 | 0.12262 | 0 | 0 | 0 | 0 | 0 | 0
1630 | 0.23362 | 0.23001 | 0.090316 | 0.34944 | 0.24863 | 0.11564 | 0 | 0 | 0 | 0 | 0 | 0
1631 | 0.016813 | 0.024002 | 0 | 0.032226 | 0.018835 | 0.010456 | 0 | 0 | 0 | 0 | 0 | 0
1632 | 0 | 0 | 0 | 0 | 0 | 0 | 0 | 0 | 0 | 0 | 0 | 0
1633 | 0 | 0 | 0 | 0 | 0 | 0 | 0 | 0 | 0 | 0 | 0 | 0
1634 | 0.015591 | 0 | 0.01397 | 0.01505 | 0.016218 | 0 | 0 | 0 | 0 | 0 | 0 | 0
1635 | 0.26502 | 0.095401 | 0.27256 | 0.32306 | 0.28181 | 0.13016 | 0 | 0 | 0 | 0 | 0 | 0
1636 | 0.27798 | 0.10526 | 0.22901 | 0.35341 | 0.25276 | 0.1849 | 0 | 0 | 0 | 0 | 0 | 0
1637 | 0.023079 | 0 | 0.013657 | 0.036651 | 0.022152 | 0.021744 | 0 | 0 | 0 | 0 | 0 | 0
1638 | 0 | 0 | 0 | 0 | 0 | 0 | 0 | 0 | 0 | 0 | 0 | 0
1639 | 0 | 0 | 0 | 0 | 0 | 0 | 0.00031822 | 0.00041758 | 0.0010966 | 0.00078523 | 0.00060399 | 0.00039892
1640 | 0.022585 | 0 | 0.022083 | 0.028537 | 0.02391 | 0.017398 | 0.023781 | 0.020149 | 0.029266 | 0.060477 | 0.030599 | 0.025807
1641 | 0.39287 | 0.20763 | 0.37298 | 0.46988 | 0.39987 | 0.27536 | 0.096026 | 0.069755 | 0.096083 | 0.26563 | 0.12117 | 0.11463
1642 | 0.44907 | 0.27159 | 0.40959 | 0.46843 | 0.4462 | 0.32582 | 0.1829 | 0.12961 | 0.16718 | 0.45477 | 0.22748 | 0.19964
1643 | 0.033613 | 0.020165 | 0.031671 | 0.037358 | 0.034569 | 0.029374 | 0.266 | 0.18412 | 0.22853 | 0.59586 | 0.32586 | 0.26803
1644 | 0 | 0 | 0 | 0 | 0 | 0 | 0.32726 | 0.22057 | 0.26771 | 0.66855 | 0.39401 | 0.30739
1645 | 0 | 0 | 0 | 0 | 0 | 0 | 0.34544 | 0.2273 | 0.26823 | 0.67734 | 0.41428 | 0.30121
1646 | 0 | 0.010449 | 0.014167 | 0.03083 | 0.023857 | 0.024628 | 0.32809 | 0.21187 | 0.24201 | 0.62742 | 0.3923 | 0.26244
1647 | 0.10648 | 0.12459 | 0.21106 | 0.50829 | 0.39219 | 0.39877 | 0.27787 | 0.17589 | 0.1959 | 0.52296 | 0.33102 | 0.20126
1648 | 0.14312 | 0.10651 | 0.15719 | 0.49756 | 0.4063 | 0.37315 | 0.19625 | 0.12115 | 0.12982 | 0.37327 | 0.22465 | 0.13493
1649 | 0.01479 | 0 | 0 | 0.035817 | 0.028844 | 0.025691 | 0.10594 | 0.063179 | 0.064435 | 0.20066 | 0.11339 | 0.066721
1650 | 0 | 0 | 0 | 0 | 0 | 0 | 0.028008 | 0.01668 | 0.015426 | 0.052745 | 0.027601 | 0.014889
1651 | 0 | 0 | 0 | 0 | 0 | 0 | 0.00015648 | 0.00026408 | 0.00017428 | 0.00046264 | 0.00021433 | 4.18e-05
1652 | 0.026426 | 0 | 0.011168 | 0.027394 | 0.021617 | 0.017188 | 0 | 0 | 0 | 0 | 0 | 0
1653 | 0.43544 | 0.19044 | 0.19414 | 0.47517 | 0.37335 | 0.3085 | 0 | 0 | 0 | 0 | 0 | 0
1654 | 0.46431 | 0.25075 | 0.20827 | 0.46408 | 0.3891 | 0.32861 | 0 | 0 | 0 | 0 | 0 | 0
1655 | 0.03341 | 0.017252 | 0.014297 | 0.031902 | 0.027949 | 0.026615 | 0 | 0 | 0 | 0 | 0 | 0
1656 | 0 | 0 | 0 | 0 | 0 | 0 | 0 | 0 | 0 | 0 | 0 | 0
1657 | 0 | 0 | 0 | 0 | 0 | 0 | 0 | 0 | 0 | 0 | 0 | 0
1658 | 0.01629 | 0.020816 | 0.016351 | 0.016581 | 0.011069 | 0.019481 | 0 | 0 | 0 | 0 | 0 | 0
1659 | 0.26654 | 0.33926 | 0.29059 | 0.3044 | 0.1623 | 0.38596 | 0 | 0 | 0 | 0 | 0 | 0
1660 | 0.25762 | 0.30164 | 0.31101 | 0.28989 | 0.15885 | 0.40013 | 0 | 0 | 0 | 0 | 0 | 0
1661 | 0.018896 | 0.014637 | 0.021364 | 0.016949 | 0.01293 | 0.028997 | 0 | 0 | 0 | 0 | 0 | 0
1662 | 0 | 0 | 0 | 0 | 0 | 0 | 0 | 0 | 0 | 0 | 0 | 0
1663 | 0 | 0 | 0 | 0 | 0 | 0 | 0.00066355 | 0.00013603 | 0.0028457 | 0.00054672 | 0.001317 | 0.00052634
1664 | 0.012456 | 0.013036 | 0 | 0 | 0 | 0.019617 | 0.033365 | 0.010032 | 0.071547 | 0.03641 | 0.051058 | 0.024614
1665 | 0.2635 | 0.19159 | 0.17299 | 0.12103 | 0.18138 | 0.38502 | 0.13341 | 0.036359 | 0.23041 | 0.14812 | 0.19723 | 0.10036
1666 | 0.25895 | 0.18323 | 0.17696 | 0.1529 | 0.19787 | 0.39831 | 0.23989 | 0.06818 | 0.38102 | 0.25494 | 0.35165 | 0.17266
1667 | 0.019708 | 0.011628 | 0 | 0.011638 | 0.013091 | 0.029727 | 0.33131 | 0.098212 | 0.49389 | 0.33648 | 0.47914 | 0.23078
1668 | 0 | 0 | 0 | 0 | 0 | 0 | 0.38886 | 0.12021 | 0.55068 | 0.37995 | 0.55445 | 0.26485
1669 | 0 | 0 | 0 | 0 | 0 | 0 | 0.41258 | 0.14188 | 0.60249 | 0.38876 | 0.57811 | 0.26342
1670 | 0.013051 | 0.016113 | 0 | 0 | 0.010165 | 0.021814 | 0.39807 | 0.15039 | 0.59264 | 0.36311 | 0.54561 | 0.23538
1671 | 0.21645 | 0.31284 | 0.14129 | 0.19613 | 0.2124 | 0.44089 | 0.34657 | 0.14117 | 0.51927 | 0.30356 | 0.46096 | 0.1877
1672 | 0.25137 | 0.31911 | 0.19121 | 0.24313 | 0.26765 | 0.45224 | 0.24342 | 0.10909 | 0.381 | 0.21824 | 0.32565 | 0.13
1673 | 0.018266 | 0.022963 | 0.012429 | 0.021104 | 0.021704 | 0.031974 | 0.12985 | 0.066144 | 0.21186 | 0.11883 | 0.17297 | 0.068709
1674 | 0 | 0 | 0 | 0 | 0 | 0 | 0.034845 | 0.021464 | 0.057497 | 0.031961 | 0.042773 | 0.018537
1675 | 0 | 0 | 0 | 0 | 0 | 0 | 0.0003866 | 0.00047989 | 0.00057688 | 0.00041322 | 0.00034683 | 0.00015653
1676 | 0 | 0.018957 | 0.03012 | 0.011778 | 0.012673 | 0.023918 | 0 | 0 | 0 | 0 | 0 | 0
1677 | 0.19547 | 0.35161 | 0.52766 | 0.25369 | 0.27425 | 0.47512 | 0 | 0 | 0 | 0 | 0 | 0
1678 | 0.21201 | 0.32088 | 0.52594 | 0.23871 | 0.2724 | 0.47435 | 0 | 0 | 0 | 0 | 0 | 0
1679 | 0.015686 | 0.01723 | 0.034243 | 0.016282 | 0.01857 | 0.031979 | 0 | 0 | 0 | 0 | 0 | 0
1680 | 0 | 0 | 0 | 0 | 0 | 0 | 0 | 0 | 0 | 0 | 0 | 0
1681 | 0 | 0 | 0 | 0 | 0 | 0 | 0 | 0 | 0 | 0 | 0 | 0
1682 | 0.016419 | 0 | 0.03102 | 0.010721 | 0.010463 | 0.018197 | 0 | 0 | 0 | 0 | 0 | 0
1683 | 0.30891 | 0.10188 | 0.52724 | 0.24826 | 0.21071 | 0.37563 | 0 | 0 | 0 | 0 | 0 | 0
1684 | 0.27276 | 0.090559 | 0.46331 | 0.26502 | 0.17206 | 0.35343 | 0 | 0 | 0 | 0 | 0 | 0
1685 | 0.014721 | 0 | 0.026606 | 0.019668 | 0.010337 | 0.018854 | 0 | 0 | 0 | 0 | 0 | 0
1686 | 0 | 0 | 0 | 0 | 0 | 0 | 0 | 0 | 0 | 0 | 0 | 0
1687 | 0 | 0 | 0 | 0 | 0 | 0 | 0.0010926 | 0.00059799 | 0.0037915 | 0.0013824 | 0.0012943 | 0.00039294
1688 | 0 | 0 | 0.015625 | 0.01214 | 0 | 0 | 0.042733 | 0.017847 | 0.091409 | 0.055295 | 0.03728 | 0.019881
1689 | 0.17146 | 0.081136 | 0.32278 | 0.28121 | 0.24021 | 0.14804 | 0.16509 | 0.05974 | 0.29018 | 0.21561 | 0.13015 | 0.074207
1690 | 0.21218 | 0.072607 | 0.28363 | 0.30196 | 0.24212 | 0.17989 | 0.25747 | 0.11197 | 0.47267 | 0.37825 | 0.23951 | 0.13554
1691 | 0.014941 | 0 | 0.01182 | 0.021266 | 0.016117 | 0.01437 | 0.31044 | 0.16053 | 0.60018 | 0.50985 | 0.33723 | 0.19281
1692 | 0 | 0 | 0 | 0 | 0 | 0 | 0.31953 | 0.19421 | 0.65694 | 0.58677 | 0.40068 | 0.23535
1693 | 0 | 0 | 0 | 0 | 0 | 0 | 0.34598 | 0.20689 | 0.65108 | 0.59901 | 0.40494 | 0.26364
1694 | 0.014679 | 0.011719 | 0 | 0.01478 | 0.010923 | 0 | 0.33726 | 0.19993 | 0.58454 | 0.55597 | 0.36974 | 0.26736
1695 | 0.31368 | 0.28496 | 0.18423 | 0.33476 | 0.2983 | 0.15111 | 0.29373 | 0.17306 | 0.46639 | 0.46308 | 0.30184 | 0.24318
1696 | 0.26834 | 0.30358 | 0.23308 | 0.36761 | 0.27254 | 0.24102 | 0.20788 | 0.13116 | 0.33497 | 0.32983 | 0.20528 | 0.18187
1697 | 0.016537 | 0.0153 | 0.01596 | 0.025705 | 0.01401 | 0.018462 | 0.11195 | 0.077509 | 0.1822 | 0.17661 | 0.10368 | 0.10621
1698 | 0 | 0 | 0 | 0 | 0 | 0 | 0.029728 | 0.02406 | 0.04855 | 0.044491 | 0.025141 | 0.03201
1699 | 0 | 0 | 0 | 0 | 0 | 0 | 0.00026923 | 0.00048698 | 0.00066029 | 0.00033321 | 0.0003332 | 0.00045135
1700 | 0.014893 | 0 | 0 | 0.016503 | 0 | 0 | 0 | 0 | 0 | 0 | 0 | 0
1701 | 0.32259 | 0.21075 | 0.16574 | 0.37305 | 0.21753 | 0.19987 | 0 | 0 | 0 | 0 | 0 | 0
1702 | 0.27806 | 0.27864 | 0.16171 | 0.3561 | 0.19688 | 0.16856 | 0 | 0 | 0 | 0 | 0 | 0
1703 | 0.012931 | 0.01631 | 0 | 0.017917 | 0.010073 | 0 | 0 | 0 | 0 | 0 | 0 | 0
1704 | 0 | 0 | 0 | 0 | 0 | 0 | 0 | 0 | 0 | 0 | 0 | 0
1705 | 0 | 0 | 0 | 0 | 0 | 0 | 0 | 0 | 0 | 0 | 0 | 0
1706 | 0 | 0 | 0 | 0 | 0 | 0 | 0 | 0 | 0 | 0 | 0 | 0
1707 | 0.17145 | 0.17078 | 0.18675 | 0.12097 | 0.11113 | 0.14267 | 0 | 0 | 0 | 0 | 0 | 0
1708 | 0.18085 | 0.13297 | 0.20577 | 0.081412 | 0.12968 | 0.18097 | 0 | 0 | 0 | 0 | 0 | 0
1709 | 0.010967 | 0 | 0.010662 | 0 | 0 | 0.01214 | 0 | 0 | 0 | 0 | 0 | 0
1710 | 0 | 0 | 0 | 0 | 0 | 0 | 0 | 0 | 0 | 0 | 0 | 0
1711 | 0 | 0 | 0 | 0 | 0 | 0 | 0.00096677 | 0.0023778 | 0.0044796 | 0.00019171 | 0.000705 | 0.0017988
1712 | 0 | 0 | 0 | 0.010783 | 0 | 0.013996 | 0.027277 | 0.048346 | 0.086065 | 0.019325 | 0.024358 | 0.059088
1713 | 0.21209 | 0.10144 | 0.059567 | 0.2757 | 0.28108 | 0.36187 | 0.092934 | 0.14838 | 0.25706 | 0.074036 | 0.084112 | 0.21604
1714 | 0.23537 | 0.076713 | 0.04252 | 0.30381 | 0.34186 | 0.3796 | 0.17122 | 0.25712 | 0.39988 | 0.13352 | 0.16203 | 0.37253
1715 | 0.014496 | 0 | 0 | 0.020574 | 0.020581 | 0.021815 | 0.24393 | 0.34833 | 0.48988 | 0.18475 | 0.23958 | 0.49715
1716 | 0 | 0 | 0 | 0 | 0 | 0 | 0.29555 | 0.40472 | 0.52162 | 0.21799 | 0.30022 | 0.56818
1717 | 0 | 0 | 0 | 0 | 0 | 0 | 0.3264 | 0.41555 | 0.5317 | 0.21868 | 0.32836 | 0.58285
1718 | 0 | 0 | 0.010306 | 0.011466 | 0.013196 | 0.010316 | 0.32696 | 0.38789 | 0.49376 | 0.19764 | 0.32476 | 0.54489
1719 | 0.14646 | 0.22801 | 0.28611 | 0.2393 | 0.36187 | 0.25668 | 0.29366 | 0.32352 | 0.41051 | 0.15904 | 0.28807 | 0.45666
1720 | 0.13971 | 0.28482 | 0.3145 | 0.21041 | 0.38594 | 0.22472 | 0.21536 | 0.23193 | 0.29269 | 0.10645 | 0.21594 | 0.31785
1721 | 0 | 0.015244 | 0.017954 | 0.0104 | 0.020562 | 0 | 0.12252 | 0.12558 | 0.1564 | 0.053686 | 0.12708 | 0.16668
1722 | 0 | 0 | 0 | 0 | 0 | 0 | 0.036203 | 0.033166 | 0.039621 | 0.013535 | 0.038698 | 0.043111
1723 | 0 | 0 | 0 | 0 | 0 | 0 | 0.00046701 | 0.00041223 | 0.00026436 | 0.00021656 | 0.00074113 | 0.00068244
1724 | 0 | 0.010274 | 0.012348 | 0 | 0 | 0 | 0 | 0 | 0 | 0 | 0 | 0
1725 | 0.1474 | 0.28427 | 0.33192 | 0.083586 | 0.26411 | 0.22376 | 0 | 0 | 0 | 0 | 0 | 0
1726 | 0.16925 | 0.30285 | 0.28714 | 0.097675 | 0.28514 | 0.26513 | 0 | 0 | 0 | 0 | 0 | 0
1727 | 0 | 0.019225 | 0.011437 | 0 | 0.014605 | 0.015274 | 0 | 0 | 0 | 0 | 0 | 0
1728 | 0 | 0 | 0 | 0 | 0 | 0 | 0 | 0 | 0 | 0 | 0 | 0
1729 | 0 | 0 | 0 | 0 | 0 | 0 | 0 | 0 | 0 | 0 | 0 | 0
1730 | 0 | 0.011772 | 0 | 0 | 0 | 0.014461 | 0 | 0 | 0 | 0 | 0 | 0
1731 | 0.18038 | 0.35075 | 0.17242 | 0.082473 | 0.31232 | 0.40716 | 0 | 0 | 0 | 0 | 0 | 0
1732 | 0.22248 | 0.37911 | 0.21669 | 0.12186 | 0.29415 | 0.41887 | 0 | 0 | 0 | 0 | 0 | 0
1733 | 0.011131 | 0.018757 | 0.01287 | 0 | 0.013155 | 0.020813 | 0 | 0 | 0 | 0 | 0 | 0
1734 | 0 | 0 | 0 | 0 | 0 | 0 | 0 | 0 | 0 | 0 | 0 | 0
1735 | 0 | 0 | 0 | 0 | 0 | 0 | 0.0019295 | 0.0043257 | 0.0045447 | 0.00038381 | 0.0024233 | 0.0026666
1736 | 0 | 0 | 0.010345 | 0 | 0 | 0.015014 | 0.04729 | 0.078729 | 0.080335 | 0.017148 | 0.05161 | 0.071792
1737 | 0.26801 | 0.25221 | 0.38436 | 0.14693 | 0.14162 | 0.4136 | 0.15992 | 0.23685 | 0.24037 | 0.058388 | 0.16643 | 0.25355
1738 | 0.27439 | 0.19562 | 0.44492 | 0.13535 | 0.15428 | 0.43102 | 0.28794 | 0.3984 | 0.38213 | 0.10543 | 0.29387 | 0.43028
1739 | 0.014737 | 0 | 0.02178 | 0 | 0 | 0.021457 | 0.40225 | 0.52751 | 0.48242 | 0.1489 | 0.40362 | 0.56744
1740 | 0 | 0 | 0 | 0 | 0 | 0 | 0.47844 | 0.602 | 0.52964 | 0.1801 | 0.47373 | 0.64311
1741 | 0 | 0 | 0 | 0 | 0 | 0 | 0.48234 | 0.61622 | 0.546 | 0.19998 | 0.51536 | 0.66025
1742 | 0 | 0 | 0 | 0 | 0 | 0.012962 | 0.43865 | 0.57385 | 0.51159 | 0.20127 | 0.51124 | 0.61856
1743 | 0.34848 | 0.10854 | 0.22018 | 0.073751 | 0.20981 | 0.34456 | 0.35697 | 0.47795 | 0.42767 | 0.18188 | 0.45829 | 0.52031
1744 | 0.38074 | 0.17879 | 0.15624 | 0.060315 | 0.2097 | 0.31654 | 0.25549 | 0.34115 | 0.30659 | 0.13636 | 0.33981 | 0.36629
1745 | 0.018136 | 0.012543 | 0 | 0 | 0 | 0.013182 | 0.13919 | 0.18403 | 0.16773 | 0.080051 | 0.19488 | 0.19463
1746 | 0 | 0 | 0 | 0 | 0 | 0 | 0.037537 | 0.048537 | 0.045843 | 0.02529 | 0.057882 | 0.050463
1747 | 0 | 0 | 0 | 0 | 0 | 0 | 0.00055368 | 0.00074078 | 0.00090129 | 0.00048579 | 0.0013206 | 0.00096389
1748 | 0 | 0 | 0 | 0 | 0 | 0 | 0 | 0 | 0 | 0 | 0 | 0
1749 | 0.1938 | 0.14703 | 0.28892 | 0.13735 | 0.16124 | 0.17484 | 0 | 0 | 0 | 0 | 0 | 0
1750 | 0.22079 | 0.2119 | 0.31584 | 0.12243 | 0.13518 | 0.27199 | 0 | 0 | 0 | 0 | 0 | 0
1751 | 0.012128 | 0.01375 | 0.013915 | 0 | 0 | 0.01611 | 0 | 0 | 0 | 0 | 0 | 0
1752 | 0 | 0 | 0 | 0 | 0 | 0 | 0 | 0 | 0 | 0 | 0 | 0
1753 | 0 | 0 | 0 | 0 | 0 | 0 | 0 | 0 | 0 | 0 | 0 | 0
1754 | 0 | 0 | 0 | 0 | 0 | 0.012622 | 0 | 0 | 0 | 0 | 0 | 0
1755 | 0.14154 | 0.28389 | 0.068613 | 0.073959 | 0.082826 | 0.39345 | 0 | 0 | 0 | 0 | 0 | 0
1756 | 0.16352 | 0.30757 | 0.077622 | 0.075902 | 0.10043 | 0.40284 | 0 | 0 | 0 | 0 | 0 | 0
1757 | 0 | 0.012632 | 0 | 0 | 0 | 0.01705 | 0 | 0 | 0 | 0 | 0 | 0
1758 | 0 | 0 | 0 | 0 | 0 | 0 | 0 | 0 | 0 | 0 | 0 | 0
1759 | 0 | 0 | 0 | 0 | 0 | 0 | 0.0014932 | 0.0024973 | 0.0047917 | 0.0031155 | 0.0041961 | 0.0029502
1760 | 0 | 0 | 0 | 0 | 0 | 0 | 0.031617 | 0.048496 | 0.08046 | 0.069251 | 0.083066 | 0.062882
1761 | 0.23258 | 0.23775 | 0.1046 | 0.12929 | 0.18268 | 0.21282 | 0.10012 | 0.15597 | 0.24284 | 0.22758 | 0.26562 | 0.20396
1762 | 0.23043 | 0.19103 | 0.13063 | 0.2181 | 0.15758 | 0.22153 | 0.18627 | 0.28318 | 0.41068 | 0.38894 | 0.44225 | 0.34752
1763 | 0.011114 | 0 | 0 | 0.013645 | 0 | 0 | 0.27067 | 0.39775 | 0.54602 | 0.52057 | 0.57471 | 0.46383
1764 | 0 | 0 | 0 | 0 | 0 | 0 | 0.33503 | 0.4741 | 0.62345 | 0.5983 | 0.64415 | 0.53353
1765 | 0 | 0 | 0 | 0 | 0 | 0 | 0.35824 | 0.49883 | 0.60725 | 0.59798 | 0.67707 | 0.54121
1766 | 0 | 0 | 0 | 0 | 0 | 0 | 0.34648 | 0.47999 | 0.53438 | 0.5431 | 0.65141 | 0.4993
1767 | 0.22926 | 0.050311 | 0.077482 | 0.14263 | 0.27941 | 0.21729 | 0.29975 | 0.41457 | 0.41952 | 0.44028 | 0.56607 | 0.41275
1768 | 0.2586 | 0.0487 | 0.099641 | 0.17983 | 0.31719 | 0.24971 | 0.21597 | 0.30471 | 0.29567 | 0.30399 | 0.41735 | 0.29273
1769 | 0.013285 | 0 | 0 | 0 | 0.012888 | 0.010656 | 0.12084 | 0.17063 | 0.1591 | 0.15651 | 0.23559 | 0.15778
1770 | 0 | 0 | 0 | 0 | 0 | 0 | 0.035969 | 0.048124 | 0.044475 | 0.038393 | 0.067958 | 0.042797
1771 | 0 | 0 | 0 | 0 | 0 | 0 | 0.0009035 | 0.0008113 | 0.0013502 | 0.00049042 | 0.0016708 | 0.0009151
1772 | 0 | 0 | 0 | 0 | 0 | 0 | 0 | 0 | 0 | 0 | 0 | 0
1773 | 0.13374 | 0.18776 | 0.15109 | 0.31534 | 0.35552 | 0.33505 | 0 | 0 | 0 | 0 | 0 | 0
1774 | 0.20449 | 0.25531 | 0.19974 | 0.37704 | 0.3901 | 0.39417 | 0 | 0 | 0 | 0 | 0 | 0
1775 | 0.011031 | 0.012243 | 0 | 0.014336 | 0.014271 | 0.01627 | 0 | 0 | 0 | 0 | 0 | 0
1776 | 0 | 0 | 0 | 0 | 0 | 0 | 0 | 0 | 0 | 0 | 0 | 0
1777 | 0 | 0 | 0 | 0 | 0 | 0 | 0 | 0 | 0 | 0 | 0 | 0
1778 | 0 | 0 | 0 | 0 | 0 | 0 | 0 | 0 | 0 | 0 | 0 | 0
1779 | 0.10139 | 0.20224 | 0.040161 | 0.14056 | 0.20603 | 0.29324 | 0 | 0 | 0 | 0 | 0 | 0
1780 | 0.068795 | 0.22958 | 0.051309 | 0.16982 | 0.23464 | 0.22613 | 0 | 0 | 0 | 0 | 0 | 0
1781 | 0 | 0 | 0 | 0 | 0 | 0 | 0 | 0 | 0 | 0 | 0 | 0
1782 | 0 | 0 | 0 | 0 | 0 | 0 | 0 | 0 | 0 | 0 | 0 | 0
1783 | 0 | 0 | 0 | 0 | 0 | 0 | 0.0027701 | 0.0071156 | 0.0029931 | 0.0022387 | 0.0049308 | 0.0041052
1784 | 0 | 0 | 0 | 0 | 0 | 0 | 0.05854 | 0.10775 | 0.042275 | 0.038486 | 0.084379 | 0.082898
1785 | 0.12965 | 0.14023 | 0.073443 | 0.38427 | 0.31291 | 0.23683 | 0.1951 | 0.30301 | 0.11874 | 0.11383 | 0.25762 | 0.26751
1786 | 0.14128 | 0.16262 | 0.15208 | 0.36547 | 0.33376 | 0.30704 | 0.35589 | 0.48148 | 0.20794 | 0.19746 | 0.42438 | 0.44617
1787 | 0 | 0 | 0 | 0.01096 | 0.010941 | 0.013206 | 0.49955 | 0.60487 | 0.28875 | 0.27122 | 0.54731 | 0.58162
1788 | 0 | 0 | 0 | 0 | 0 | 0 | 0.5935 | 0.65663 | 0.34451 | 0.31978 | 0.60915 | 0.65332
1789 | 0 | 0 | 0 | 0 | 0 | 0 | 0.63959 | 0.64586 | 0.37477 | 0.30396 | 0.62333 | 0.65727
1790 | 0 | 0 | 0 | 0 | 0 | 0 | 0.62724 | 0.58052 | 0.37008 | 0.26044 | 0.58103 | 0.60361
1791 | 0.082936 | 0.094951 | 0.1819 | 0.26075 | 0.28144 | 0.17719 | 0.55335 | 0.46594 | 0.32712 | 0.2003 | 0.48772 | 0.49778
1792 | 0.078887 | 0.12937 | 0.13576 | 0.29456 | 0.30729 | 0.17671 | 0.41052 | 0.3149 | 0.24977 | 0.12993 | 0.3578 | 0.3464
1793 | 0 | 0 | 0 | 0.010871 | 0.010286 | 0 | 0.23491 | 0.15662 | 0.15007 | 0.063063 | 0.20208 | 0.18037
1794 | 0 | 0 | 0 | 0 | 0 | 0 | 0.069199 | 0.03733 | 0.048066 | 0.015558 | 0.059549 | 0.045083
1795 | 0 | 0 | 0 | 0 | 0 | 0 | 0.001655 | 0.00075846 | 0.0013624 | 0.0003394 | 0.0017757 | 0.00069703
1796 | 0 | 0 | 0 | 0 | 0 | 0 | 0 | 0 | 0 | 0 | 0 | 0
1797 | 0.20706 | 0.2295 | 0.15075 | 0.11533 | 0.22911 | 0.05858 | 0 | 0 | 0 | 0 | 0 | 0
1798 | 0.22993 | 0.29387 | 0.1677 | 0.090978 | 0.29094 | 0.051968 | 0 | 0 | 0 | 0 | 0 | 0
1799 | 0 | 0.011532 | 0 | 0 | 0 | 0 | 0 | 0 | 0 | 0 | 0 | 0
1800 | 0 | 0 | 0 | 0 | 0 | 0 | 0 | 0 | 0 | 0 | 0 | 0
1801 | 0 | 0 | 0 | 0 | 0 | 0 | 0 | 0 | 0 | 0 | 0 | 0
1802 | 0 | 0 | 0 | 0 | 0 | 0 | 0 | 0 | 0 | 0 | 0 | 0
1803 | 0.20197 | 0.26285 | 0.13632 | 0.060114 | 0.19389 | 0.092233 | 0 | 0 | 0 | 0 | 0 | 0
1804 | 0.19243 | 0.3023 | 0.14314 | 0.091502 | 0.21896 | 0.11116 | 0 | 0 | 0 | 0 | 0 | 0
1805 | 0 | 0.012002 | 0 | 0 | 0 | 0 | 0 | 0 | 0 | 0 | 0 | 0
1806 | 0 | 0 | 0 | 0 | 0 | 0 | 0 | 0 | 0 | 0 | 0 | 0
1807 | 0 | 0 | 0 | 0 | 0 | 0 | 0.0050006 | 0.00044415 | 0.0052523 | 0.0015742 | 0.0057567 | 0.0041839
1808 | 0 | 0 | 0 | 0 | 0 | 0 | 0.079593 | 0.010753 | 0.066609 | 0.030334 | 0.088078 | 0.067444
1809 | 0.27176 | 0.35274 | 0.12327 | 0.066257 | 0.11067 | 0.10441 | 0.23737 | 0.031746 | 0.18155 | 0.091364 | 0.25828 | 0.19922
1810 | 0.28895 | 0.39149 | 0.11854 | 0.094442 | 0.10675 | 0.090853 | 0.39647 | 0.058217 | 0.28721 | 0.14532 | 0.42853 | 0.34141
1811 | 0.010117 | 0.011873 | 0 | 0 | 0 | 0 | 0.51932 | 0.082976 | 0.36529 | 0.18385 | 0.55776 | 0.4622
1812 | 0 | 0 | 0 | 0 | 0 | 0 | 0.58461 | 0.10089 | 0.40427 | 0.20191 | 0.62684 | 0.54002
1813 | 0 | 0 | 0 | 0 | 0 | 0 | 0.60172 | 0.11189 | 0.44502 | 0.18738 | 0.65317 | 0.54841
1814 | 0 | 0 | 0 | 0 | 0 | 0 | 0.5606 | 0.11212 | 0.44321 | 0.15522 | 0.62158 | 0.5072
1815 | 0.29426 | 0.3636 | 0.038865 | 0.12085 | 0.15092 | 0.14272 | 0.46655 | 0.10041 | 0.39493 | 0.11316 | 0.53333 | 0.42107
1816 | 0.3004 | 0.38439 | 0.041424 | 0.18525 | 0.17706 | 0.17859 | 0.34336 | 0.073984 | 0.29197 | 0.077634 | 0.40034 | 0.28878
1817 | 0 | 0.011124 | 0 | 0 | 0 | 0 | 0.19555 | 0.042992 | 0.16702 | 0.041133 | 0.23371 | 0.14778
1818 | 0 | 0 | 0 | 0 | 0 | 0 | 0.057994 | 0.01375 | 0.05017 | 0.012009 | 0.072057 | 0.036738
1819 | 0 | 0 | 0 | 0 | 0 | 0 | 0.0015182 | 0.00027832 | 0.001302 | 0.00039556 | 0.0026492 | 0.0006828
1820 | 0 | 0 | 0 | 0 | 0 | 0 | 0 | 0 | 0 | 0 | 0 | 0
1821 | 0.11491 | 0.288 | 0.06272 | 0.14075 | 0.10709 | 0.065764 | 0 | 0 | 0 | 0 | 0 | 0
1822 | 0.10484 | 0.31926 | 0.079643 | 0.16904 | 0.1483 | 0.070678 | 0 | 0 | 0 | 0 | 0 | 0
1823 | 0 | 0 | 0 | 0 | 0 | 0 | 0 | 0 | 0 | 0 | 0 | 0
1824 | 0 | 0 | 0 | 0 | 0 | 0 | 0 | 0 | 0 | 0 | 0 | 0
1825 | 0 | 0 | 0 | 0 | 0 | 0 | 0 | 0 | 0 | 0 | 0 | 0
1826 | 0 | 0 | 0 | 0 | 0 | 0 | 0 | 0 | 0 | 0 | 0 | 0
1827 | 0.087909 | 0.24532 | 0.19982 | 0.18869 | 0.22926 | 0.19517 | 0 | 0 | 0 | 0 | 0 | 0
1828 | 0.11053 | 0.16119 | 0.21899 | 0.24527 | 0.25747 | 0.24058 | 0 | 0 | 0 | 0 | 0 | 0
1829 | 0 | 0 | 0 | 0 | 0 | 0 | 0 | 0 | 0 | 0 | 0 | 0
1830 | 0 | 0 | 0 | 0 | 0 | 0 | 0 | 0 | 0 | 0 | 0 | 0
1831 | 0 | 0 | 0 | 0 | 0 | 0 | 0.0067187 | 0.00077685 | 0.004974 | 0.0018555 | 0.0070088 | 0.0030544
1832 | 0 | 0 | 0 | 0 | 0 | 0 | 0.099544 | 0.012512 | 0.068232 | 0.036818 | 0.097738 | 0.037318
1833 | 0.096475 | 0.040251 | 0.15978 | 0.16887 | 0.18227 | 0.21494 | 0.28356 | 0.035094 | 0.19532 | 0.11409 | 0.27772 | 0.09633
1834 | 0.077231 | 0.043365 | 0.18249 | 0.20381 | 0.17332 | 0.18784 | 0.46975 | 0.054049 | 0.34609 | 0.21226 | 0.4519 | 0.15359
1835 | 0 | 0 | 0 | 0 | 0 | 0 | 0.61553 | 0.067289 | 0.48351 | 0.30797 | 0.57982 | 0.19962
1836 | 0 | 0 | 0 | 0 | 0 | 0 | 0.69759 | 0.072908 | 0.57565 | 0.38126 | 0.64461 | 0.22747
1837 | 0 | 0 | 0 | 0 | 0 | 0 | 0.73754 | 0.067982 | 0.59917 | 0.42755 | 0.66708 | 0.24779
1838 | 0 | 0 | 0 | 0 | 0 | 0 | 0.71324 | 0.056781 | 0.56611 | 0.4378 | 0.63122 | 0.24947
1839 | 0.1163 | 0.10035 | 0.19405 | 0.12917 | 0.14944 | 0.30076 | 0.62232 | 0.041864 | 0.47592 | 0.40305 | 0.53857 | 0.23057
1840 | 0.15419 | 0.12918 | 0.19398 | 0.16155 | 0.16377 | 0.3251 | 0.46557 | 0.028742 | 0.33559 | 0.3081 | 0.39483 | 0.17608
1841 | 0 | 0 | 0 | 0 | 0 | 0 | 0.26951 | 0.014996 | 0.18001 | 0.18446 | 0.22307 | 0.10768
1842 | 0 | 0 | 0 | 0 | 0 | 0 | 0.084138 | 0.0040806 | 0.049347 | 0.059529 | 0.066511 | 0.03793
1843 | 0 | 0 | 0 | 0 | 0 | 0 | 0.002938 | 0.00026213 | 0.0012301 | 0.0023941 | 0.0027562 | 0.0018784
1844 | 0 | 0 | 0 | 0 | 0 | 0 | 0 | 0 | 0 | 0 | 0 | 0
1845 | 0.12137 | 0.14347 | 0.32276 | 0.12737 | 0.12697 | 0.31354 | 0 | 0 | 0 | 0 | 0 | 0
1846 | 0.14255 | 0.18592 | 0.31781 | 0.14444 | 0.13005 | 0.30522 | 0 | 0 | 0 | 0 | 0 | 0
1847 | 0 | 0 | 0 | 0 | 0 | 0 | 0 | 0 | 0 | 0 | 0 | 0
1848 | 0 | 0 | 0 | 0 | 0 | 0 | 0 | 0 | 0 | 0 | 0 | 0
1849 | 0 | 0 | 0 | 0 | 0 | 0 | 0 | 0 | 0 | 0 | 0 | 0
1850 | 0 | 0 | 0 | 0 | 0 | 0 | 0 | 0 | 0 | 0 | 0 | 0
1851 | 0.14153 | 0.21412 | 0.24065 | 0.13085 | 0.09733 | 0.15939 | 0 | 0 | 0 | 0 | 0 | 0
1852 | 0.11638 | 0.24024 | 0.21429 | 0.20073 | 0.11698 | 0.26884 | 0 | 0 | 0 | 0 | 0 | 0
1853 | 0 | 0 | 0 | 0 | 0 | 0 | 0 | 0 | 0 | 0 | 0 | 0
1854 | 0 | 0 | 0 | 0 | 0 | 0 | 0 | 0 | 0 | 0 | 0 | 0
1855 | 0 | 0 | 0 | 0 | 0 | 0 | 0.0078667 | 0.00072781 | 0.0035487 | 0.0056375 | 0.0057868 | 0.0021544
1856 | 0 | 0 | 0 | 0 | 0 | 0 | 0.10685 | 0.01287 | 0.048794 | 0.066798 | 0.06754 | 0.040193
1857 | 0.12317 | 0.073608 | 0.12425 | 0.26294 | 0.13054 | 0.14084 | 0.29737 | 0.037245 | 0.14668 | 0.17556 | 0.17986 | 0.12218
1858 | 0.12755 | 0.09811 | 0.16209 | 0.28914 | 0.15537 | 0.13098 | 0.48215 | 0.070871 | 0.28838 | 0.28836 | 0.3147 | 0.21381
1859 | 0 | 0 | 0 | 0 | 0 | 0 | 0.61834 | 0.10544 | 0.43726 | 0.3758 | 0.42964 | 0.29167
1860 | 0 | 0 | 0 | 0 | 0 | 0 | 0.68665 | 0.13403 | 0.55149 | 0.42119 | 0.49892 | 0.34107
1861 | 0 | 0 | 0 | 0 | 0 | 0 | 0.73221 | 0.14824 | 0.58865 | 0.39794 | 0.51578 | 0.35303
1862 | 0 | 0 | 0 | 0 | 0 | 0 | 0.71576 | 0.14856 | 0.57482 | 0.33628 | 0.48739 | 0.33215
1863 | 0.16631 | 0.12235 | 0.17433 | 0.34736 | 0.15204 | 0.15426 | 0.63183 | 0.13328 | 0.50433 | 0.25145 | 0.41544 | 0.27969
1864 | 0.19522 | 0.1046 | 0.22007 | 0.36842 | 0.16068 | 0.21797 | 0.47978 | 0.10387 | 0.37642 | 0.16498 | 0.30865 | 0.21221
1865 | 0 | 0 | 0 | 0 | 0 | 0 | 0.28389 | 0.06417 | 0.21755 | 0.081743 | 0.17877 | 0.12751
1866 | 0 | 0 | 0 | 0 | 0 | 0 | 0.092606 | 0.022027 | 0.066599 | 0.02124 | 0.055517 | 0.043501
1867 | 0 | 0 | 0 | 0 | 0 | 0 | 0.003671 | 0.00077435 | 0.0026527 | 0.00063249 | 0.0021228 | 0.0021734
1868 | 0 | 0 | 0 | 0 | 0 | 0 | 0 | 0 | 0 | 0 | 0 | 0
1869 | 0.27221 | 0.081338 | 0.238 | 0.13836 | 0.091964 | 0.15543 | 0 | 0 | 0 | 0 | 0 | 0
1870 | 0.30879 | 0.072036 | 0.28663 | 0.1296 | 0.10906 | 0.15827 | 0 | 0 | 0 | 0 | 0 | 0
1871 | 0 | 0 | 0 | 0 | 0 | 0 | 0 | 0 | 0 | 0 | 0 | 0
1872 | 0 | 0 | 0 | 0 | 0 | 0 | 0 | 0 | 0 | 0 | 0 | 0
1873 | 0 | 0 | 0 | 0 | 0 | 0 | 0 | 0 | 0 | 0 | 0 | 0
1874 | 0 | 0 | 0 | 0 | 0 | 0 | 0 | 0 | 0 | 0 | 0 | 0
1875 | 0.086376 | 0.085359 | 0.31819 | 0.27578 | 0.10196 | 0.089408 | 0 | 0 | 0 | 0 | 0 | 0
1876 | 0.084385 | 0.11699 | 0.36879 | 0.30368 | 0.149 | 0.09805 | 0 | 0 | 0 | 0 | 0 | 0
1877 | 0 | 0 | 0 | 0 | 0 | 0 | 0 | 0 | 0 | 0 | 0 | 0
1878 | 0 | 0 | 0 | 0 | 0 | 0 | 0 | 0 | 0 | 0 | 0 | 0
1879 | 0 | 0 | 0 | 0 | 0 | 0 | 0.0061177 | 0.0093483 | 0.0028161 | 0.0025437 | 0.0041151 | 0.0048559
1880 | 0 | 0 | 0 | 0 | 0 | 0 | 0.064936 | 0.10503 | 0.029087 | 0.040955 | 0.051825 | 0.068876
1881 | 0.064221 | 0.11611 | 0.40677 | 0.22068 | 0.164 | 0.12628 | 0.16321 | 0.28325 | 0.074688 | 0.11789 | 0.14323 | 0.19312
1882 | 0.048653 | 0.092042 | 0.39094 | 0.25875 | 0.17042 | 0.13699 | 0.27017 | 0.46526 | 0.15404 | 0.21628 | 0.24829 | 0.33178
1883 | 0 | 0 | 0 | 0 | 0 | 0 | 0.35793 | 0.6065 | 0.24611 | 0.31337 | 0.3451 | 0.44674
1884 | 0 | 0 | 0 | 0 | 0 | 0 | 0.40927 | 0.68264 | 0.32712 | 0.38944 | 0.41223 | 0.51723
1885 | 0 | 0 | 0 | 0 | 0 | 0 | 0.43486 | 0.71956 | 0.37918 | 0.40335 | 0.43706 | 0.54307
1886 | 0 | 0 | 0 | 0 | 0 | 0 | 0.42076 | 0.6969 | 0.39887 | 0.37923 | 0.42376 | 0.5225
1887 | 0.041836 | 0.046908 | 0.30359 | 0.21067 | 0.16734 | 0.20026 | 0.36671 | 0.60913 | 0.3744 | 0.31997 | 0.37217 | 0.45333
1888 | 0.04775 | 0.069995 | 0.29919 | 0.23128 | 0.20641 | 0.21803 | 0.27558 | 0.45606 | 0.28251 | 0.22754 | 0.27268 | 0.33419
1889 | 0 | 0 | 0 | 0 | 0 | 0 | 0.16441 | 0.26349 | 0.16745 | 0.12619 | 0.15677 | 0.19105
1890 | 0 | 0 | 0 | 0 | 0 | 0 | 0.054013 | 0.08216 | 0.054041 | 0.039318 | 0.050959 | 0.059433
1891 | 0 | 0 | 0 | 0 | 0 | 0 | 0.0022993 | 0.0031929 | 0.0022456 | 0.0016524 | 0.0023184 | 0.0028811
1892 | 0 | 0 | 0 | 0 | 0 | 0 | 0 | 0 | 0 | 0 | 0 | 0
1893 | 0.093545 | 0.053713 | 0.18313 | 0.09073 | 0.095619 | 0.25472 | 0 | 0 | 0 | 0 | 0 | 0
1894 | 0.076788 | 0.05146 | 0.20285 | 0.094388 | 0.098681 | 0.30254 | 0 | 0 | 0 | 0 | 0 | 0
1895 | 0 | 0 | 0 | 0 | 0 | 0 | 0 | 0 | 0 | 0 | 0 | 0
1896 | 0 | 0 | 0 | 0 | 0 | 0 | 0 | 0 | 0 | 0 | 0 | 0
1897 | 0 | 0 | 0 | 0 | 0 | 0 | 0 | 0 | 0 | 0 | 0 | 0
1898 | 0 | 0 | 0 | 0 | 0 | 0 | 0 | 0 | 0 | 0 | 0 | 0
1899 | 0.0565 | 0.13753 | 0.072228 | 0.029521 | 0.13924 | 0.33206 | 0 | 0 | 0 | 0 | 0 | 0
1900 | 0.066585 | 0.1397 | 0.077918 | 0.023785 | 0.16919 | 0.35353 | 0 | 0 | 0 | 0 | 0 | 0
1901 | 0 | 0 | 0 | 0 | 0 | 0 | 0 | 0 | 0 | 0 | 0 | 0
1902 | 0 | 0 | 0 | 0 | 0 | 0 | 0 | 0 | 0 | 0 | 0 | 0
1903 | 0 | 0 | 0 | 0 | 0 | 0 | 0.0061468 | 0.011252 | 0.0066781 | 0.0055325 | 0.008469 | 0.0036344
1904 | 0 | 0 | 0 | 0 | 0 | 0 | 0.07073 | 0.11923 | 0.063035 | 0.05293 | 0.088665 | 0.045671
1905 | 0.11329 | 0.19117 | 0.19075 | 0.086735 | 0.15607 | 0.26243 | 0.18767 | 0.31186 | 0.15956 | 0.12684 | 0.22994 | 0.12032
1906 | 0.12168 | 0.21091 | 0.16221 | 0.11064 | 0.1591 | 0.28935 | 0.32742 | 0.48654 | 0.24459 | 0.19467 | 0.35671 | 0.20889
1907 | 0 | 0 | 0 | 0 | 0 | 0 | 0.44807 | 0.60777 | 0.30469 | 0.24462 | 0.44204 | 0.28687
1908 | 0 | 0 | 0 | 0 | 0 | 0 | 0.5256 | 0.66243 | 0.33415 | 0.2711 | 0.47462 | 0.33809
1909 | 0 | 0 | 0 | 0 | 0 | 0 | 0.54794 | 0.67726 | 0.35149 | 0.30125 | 0.48888 | 0.34496
1910 | 0 | 0 | 0 | 0 | 0 | 0 | 0.52361 | 0.6376 | 0.33676 | 0.3096 | 0.45587 | 0.31998
1911 | 0.094653 | 0.029951 | 0.033019 | 0.12582 | 0.094923 | 0.079164 | 0.45296 | 0.54018 | 0.2902 | 0.29039 | 0.38086 | 0.26733
1912 | 0.089886 | 0.031611 | 0.038373 | 0.23267 | 0.10728 | 0.084131 | 0.35412 | 0.40038 | 0.21355 | 0.23399 | 0.27833 | 0.19198
1913 | 0 | 0 | 0 | 0 | 0 | 0 | 0.2189 | 0.22934 | 0.1239 | 0.15104 | 0.15956 | 0.1082
1914 | 0 | 0 | 0 | 0 | 0 | 0 | 0.077124 | 0.070401 | 0.040085 | 0.054349 | 0.051293 | 0.03496
1915 | 0 | 0 | 0 | 0 | 0 | 0 | 0.0039458 | 0.003089 | 0.0017679 | 0.002792 | 0.0025232 | 0.0020336
1916 | 0 | 0 | 0 | 0 | 0 | 0 | 0 | 0 | 0 | 0 | 0 | 0
1917 | 0.088322 | 0.032516 | 0.096373 | 0.11426 | 0.13853 | 0.089148 | 0 | 0 | 0 | 0 | 0 | 0
1918 | 0.089623 | 0.039274 | 0.12972 | 0.13286 | 0.18053 | 0.10904 | 0 | 0 | 0 | 0 | 0 | 0
1919 | 0 | 0 | 0 | 0 | 0 | 0 | 0 | 0 | 0 | 0 | 0 | 0
1920 | 0 | 0 | 0 | 0 | 0 | 0 | 0 | 0 | 0 | 0 | 0 | 0
1921 | 0 | 0 | 0 | 0 | 0 | 0 | 0 | 0 | 0 | 0 | 0 | 0
1922 | 0 | 0 | 0 | 0 | 0 | 0 | 0 | 0 | 0 | 0 | 0 | 0
1923 | 0.045254 | 0.18665 | 0.087421 | 0.0529 | 0.19645 | 0.19164 | 0 | 0 | 0 | 0 | 0 | 0
1924 | 0.058453 | 0.19537 | 0.075749 | 0.042093 | 0.21695 | 0.22107 | 0 | 0 | 0 | 0 | 0 | 0
1925 | 0 | 0 | 0 | 0 | 0 | 0 | 0 | 0 | 0 | 0 | 0 | 0
1926 | 0 | 0 | 0 | 0 | 0 | 0 | 0 | 0 | 0 | 0 | 0 | 0
1927 | 0 | 0 | 0 | 0 | 0 | 0 | 0.010102 | 0.0076501 | 0.0088687 | 0.0079788 | 0.0047459 | 0.0034447
1928 | 0 | 0 | 0 | 0 | 0 | 0 | 0.099278 | 0.067785 | 0.089019 | 0.066105 | 0.045546 | 0.042866
1929 | 0.13052 | 0.055468 | 0.041911 | 0.040489 | 0.10948 | 0.093953 | 0.247 | 0.17013 | 0.23203 | 0.14656 | 0.11074 | 0.11326
1930 | 0.16919 | 0.063077 | 0.045919 | 0.05216 | 0.18329 | 0.10734 | 0.4099 | 0.29284 | 0.38382 | 0.20797 | 0.19742 | 0.19203
1931 | 0 | 0 | 0 | 0 | 0 | 0 | 0.53845 | 0.40196 | 0.50605 | 0.23902 | 0.28085 | 0.25864
1932 | 0 | 0 | 0 | 0 | 0 | 0 | 0.61019 | 0.4724 | 0.57689 | 0.24106 | 0.34479 | 0.30153
1933 | 0 | 0 | 0 | 0 | 0 | 0 | 0.64799 | 0.50456 | 0.59659 | 0.25081 | 0.38426 | 0.31045
1934 | 0 | 0 | 0 | 0 | 0 | 0 | 0.63163 | 0.49278 | 0.56919 | 0.23906 | 0.39291 | 0.29021
1935 | 0.044548 | 0.20703 | 0.046932 | 0.067154 | 0.1262 | 0.053767 | 0.55722 | 0.43315 | 0.49085 | 0.20664 | 0.36147 | 0.244
1936 | 0.063117 | 0.16239 | 0.054637 | 0.059213 | 0.12799 | 0.057213 | 0.41781 | 0.33596 | 0.37473 | 0.15583 | 0.28959 | 0.17711
1937 | 0 | 0 | 0 | 0 | 0 | 0 | 0.24481 | 0.20392 | 0.22316 | 0.094646 | 0.18795 | 0.10158
1938 | 0 | 0 | 0 | 0 | 0 | 0 | 0.078796 | 0.06903 | 0.074951 | 0.034586 | 0.070887 | 0.034298
1939 | 0 | 0 | 0 | 0 | 0 | 0 | 0.0041393 | 0.0038284 | 0.0041993 | 0.0017729 | 0.0041997 | 0.0020805
1940 | 0 | 0 | 0 | 0 | 0 | 0 | 0 | 0 | 0 | 0 | 0 | 0
1941 | 0.076135 | 0.066759 | 0.035372 | 0.19398 | 0.082944 | 0.071502 | 0 | 0 | 0 | 0 | 0 | 0
1942 | 0.10566 | 0.066272 | 0.038049 | 0.24001 | 0.088566 | 0.071021 | 0 | 0 | 0 | 0 | 0 | 0
1943 | 0 | 0 | 0 | 0 | 0 | 0 | 0 | 0 | 0 | 0 | 0 | 0
1944 | 0 | 0 | 0 | 0 | 0 | 0 | 0 | 0 | 0 | 0 | 0 | 0
1945 | 0 | 0 | 0 | 0 | 0 | 0 | 0 | 0 | 0 | 0 | 0 | 0
1946 | 0 | 0 | 0 | 0 | 0 | 0 | 0 | 0 | 0 | 0 | 0 | 0
1947 | 0.049653 | 0.095734 | 0.1032 | 0.10227 | 0.10676 | 0.2177 | 0 | 0 | 0 | 0 | 0 | 0
1948 | 0.072592 | 0.080503 | 0.1256 | 0.10138 | 0.13995 | 0.27213 | 0 | 0 | 0 | 0 | 0 | 0
1949 | 0 | 0 | 0 | 0 | 0 | 0 | 0 | 0 | 0 | 0 | 0 | 0
1950 | 0 | 0 | 0 | 0 | 0 | 0 | 0 | 0 | 0 | 0 | 0 | 0
1951 | 0 | 0 | 0 | 0 | 0 | 0 | 0.011674 | 0.015724 | 0.010358 | 0.01065 | 0.011016 | 0.003502
1952 | 0 | 0 | 0 | 0 | 0 | 0 | 0.10958 | 0.14689 | 0.08329 | 0.097117 | 0.094258 | 0.038752
1953 | 0.10448 | 0.036872 | 0.051809 | 0.1661 | 0.2332 | 0.13127 | 0.26996 | 0.36752 | 0.20051 | 0.23815 | 0.22556 | 0.096017
1954 | 0.10516 | 0.037683 | 0.067668 | 0.18038 | 0.23098 | 0.10921 | 0.42524 | 0.55321 | 0.3058 | 0.38197 | 0.36571 | 0.16315
1955 | 0 | 0 | 0 | 0 | 0 | 0 | 0.53405 | 0.67125 | 0.38167 | 0.48796 | 0.47388 | 0.22156
1956 | 0 | 0 | 0 | 0 | 0 | 0 | 0.58321 | 0.71423 | 0.42011 | 0.53944 | 0.53222 | 0.26061
1957 | 0 | 0 | 0 | 0 | 0 | 0 | 0.59887 | 0.69814 | 0.46028 | 0.50946 | 0.53222 | 0.26513
1958 | 0 | 0 | 0 | 0 | 0 | 0 | 0.56563 | 0.62188 | 0.45807 | 0.43246 | 0.48541 | 0.24524
1959 | 0.089736 | 0.042888 | 0.14785 | 0.062495 | 0.20879 | 0.076239 | 0.48453 | 0.49503 | 0.40934 | 0.32671 | 0.39974 | 0.20438
1960 | 0.12475 | 0.060368 | 0.12182 | 0.064936 | 0.22755 | 0.082963 | 0.36761 | 0.36291 | 0.32185 | 0.21515 | 0.28748 | 0.15384
1961 | 0 | 0 | 0 | 0 | 0 | 0 | 0.21964 | 0.20598 | 0.19943 | 0.10694 | 0.16072 | 0.092709
1962 | 0 | 0 | 0 | 0 | 0 | 0 | 0.073601 | 0.064044 | 0.069589 | 0.028844 | 0.050101 | 0.033253
1963 | 0 | 0 | 0 | 0 | 0 | 0 | 0.0040149 | 0.0035056 | 0.0040743 | 0.0013095 | 0.0025886 | 0.0016805
1964 | 0 | 0 | 0 | 0 | 0 | 0 | 0 | 0 | 0 | 0 | 0 | 0
1965 | 0.051873 | 0.086468 | 0.047636 | 0.13714 | 0.11293 | 0.21397 | 0 | 0 | 0 | 0 | 0 | 0
1966 | 0.067508 | 0.080185 | 0.074383 | 0.14077 | 0.084971 | 0.21308 | 0 | 0 | 0 | 0 | 0 | 0
1967 | 0 | 0 | 0 | 0 | 0 | 0 | 0 | 0 | 0 | 0 | 0 | 0
1968 | 0 | 0 | 0 | 0 | 0 | 0 | 0 | 0 | 0 | 0 | 0 | 0
1969 | 0 | 0 | 0 | 0 | 0 | 0 | 0 | 0 | 0 | 0 | 0 | 0
1970 | 0 | 0 | 0 | 0 | 0 | 0 | 0 | 0 | 0 | 0 | 0 | 0
1971 | 0.10355 | 0.048827 | 0.036096 | 0.057359 | 0.056003 | 0.11102 | 0 | 0 | 0 | 0 | 0 | 0
1972 | 0.13351 | 0.065968 | 0.051699 | 0.060144 | 0.091909 | 0.071994 | 0 | 0 | 0 | 0 | 0 | 0
1973 | 0 | 0 | 0 | 0 | 0 | 0 | 0 | 0 | 0 | 0 | 0 | 0
1974 | 0 | 0 | 0 | 0 | 0 | 0 | 0 | 0 | 0 | 0 | 0 | 0
1975 | 0 | 0 | 0 | 0 | 0 | 0 | 0.0073766 | 0.0038138 | 0.0042548 | 0.0079401 | 0.011606 | 0.0079785
1976 | 0 | 0 | 0 | 0 | 0 | 0 | 0.062415 | 0.036849 | 0.038462 | 0.068666 | 0.10421 | 0.064829
1977 | 0.097123 | 0.055316 | 0.10373 | 0.1276 | 0.025756 | 0.027943 | 0.14451 | 0.095915 | 0.096021 | 0.16404 | 0.26252 | 0.14693
1978 | 0.11307 | 0.066604 | 0.12631 | 0.18713 | 0.04067 | 0.029846 | 0.24432 | 0.17375 | 0.18211 | 0.27853 | 0.41437 | 0.23802
1979 | 0 | 0 | 0 | 0 | 0 | 0 | 0.32934 | 0.2497 | 0.27046 | 0.37982 | 0.52456 | 0.31244
1980 | 0 | 0 | 0 | 0 | 0 | 0 | 0.38285 | 0.30636 | 0.3413 | 0.44689 | 0.5755 | 0.35726
1981 | 0 | 0 | 0 | 0 | 0 | 0 | 0.39232 | 0.33581 | 0.39962 | 0.47195 | 0.60453 | 0.37119
1982 | 0 | 0 | 0 | 0 | 0 | 0 | 0.36663 | 0.33606 | 0.42266 | 0.4537 | 0.57831 | 0.35215
1983 | 0.059793 | 0.084394 | 0.027542 | 0.054881 | 0.090141 | 0.10729 | 0.3082 | 0.30292 | 0.39833 | 0.39266 | 0.49852 | 0.30224
1984 | 0.081265 | 0.11506 | 0.038096 | 0.085776 | 0.087155 | 0.102 | 0.2412 | 0.2445 | 0.32431 | 0.27672 | 0.34358 | 0.22246
1985 | 0 | 0 | 0 | 0 | 0 | 0 | 0.15244 | 0.1582 | 0.20939 | 0.15076 | 0.17796 | 0.12999
1986 | 0 | 0 | 0 | 0 | 0 | 0 | 0.055886 | 0.060358 | 0.076006 | 0.044819 | 0.049151 | 0.044085
1987 | 0 | 0 | 0 | 0 | 0 | 0 | 0.0031068 | 0.003595 | 0.0041817 | 0.0022253 | 0.0025681 | 0.0023122
1988 | 0 | 0 | 0 | 0 | 0 | 0 | 0 | 0 | 0 | 0 | 0 | 0
1989 | 0.038884 | 0.099416 | 0.1561 | 0.046264 | 0.047824 | 0.076277 | 0 | 0 | 0 | 0 | 0 | 0
1990 | 0.038032 | 0.084689 | 0.11037 | 0.063165 | 0.054097 | 0.093954 | 0 | 0 | 0 | 0 | 0 | 0
1991 | 0 | 0 | 0 | 0 | 0 | 0 | 0 | 0 | 0 | 0 | 0 | 0
1992 | 0 | 0 | 0 | 0 | 0 | 0 | 0 | 0 | 0 | 0 | 0 | 0
1993 | 0 | 0 | 0 | 0 | 0 | 0 | 0 | 0 | 0 | 0 | 0 | 0
1994 | 0 | 0 | 0 | 0 | 0 | 0 | 0 | 0 | 0 | 0 | 0 | 0
1995 | 0.064025 | 0.074757 | 0.08766 | 0.10336 | 0.077017 | 0.14513 | 0 | 0 | 0 | 0 | 0 | 0
1996 | 0.083951 | 0.078843 | 0.12552 | 0.16713 | 0.12853 | 0.13225 | 0 | 0 | 0 | 0 | 0 | 0
1997 | 0 | 0 | 0 | 0 | 0 | 0 | 0 | 0 | 0 | 0 | 0 | 0
1998 | 0 | 0 | 0 | 0 | 0 | 0 | 0 | 0 | 0 | 0 | 0 | 0
1999 | 0 | 0 | 0 | 0 | 0 | 0 | 0.0085927 | 0.012219 | 0.010722 | 0.0046294 | 0.013143 | 0.0086664
2000 | 0 | 0 | 0 | 0 | 0 | 0 | 0.067759 | 0.094086 | 0.090731 | 0.037194 | 0.10673 | 0.067696
2001 | 0.13323 | 0.016149 | 0.052187 | 0.072777 | 0.13691 | 0.053694 | 0.15787 | 0.22885 | 0.23055 | 0.082608 | 0.25631 | 0.15357
2002 | 0.18229 | 0.022012 | 0.0448 | 0.10375 | 0.13267 | 0.05333 | 0.26218 | 0.39175 | 0.38371 | 0.14265 | 0.38059 | 0.24064
2003 | 0 | 0 | 0 | 0 | 0 | 0 | 0.34969 | 0.53583 | 0.50976 | 0.20069 | 0.45525 | 0.30331
2004 | 0 | 0 | 0 | 0 | 0 | 0 | 0.40391 | 0.62866 | 0.5835 | 0.24616 | 0.47604 | 0.33172
2005 | 0 | 0 | 0 | 0 | 0 | 0 | 0.4296 | 0.68057 | 0.61767 | 0.30365 | 0.45968 | 0.32702
2006 | 0 | 0 | 0 | 0 | 0 | 0 | 0.41618 | 0.67586 | 0.60527 | 0.34042 | 0.4037 | 0.29355
2007 | 0.20254 | 0.064676 | 0.031636 | 0.13981 | 0.03069 | 0.07316 | 0.36422 | 0.60489 | 0.53753 | 0.34059 | 0.31788 | 0.23712
2008 | 0.23093 | 0.079037 | 0.052897 | 0.19827 | 0.039456 | 0.12386 | 0.2832 | 0.47361 | 0.43024 | 0.28265 | 0.26326 | 0.17392
2009 | 0 | 0 | 0 | 0 | 0 | 0 | 0.17647 | 0.2906 | 0.27168 | 0.18883 | 0.17961 | 0.10101
2010 | 0 | 0 | 0 | 0 | 0 | 0 | 0.064604 | 0.10222 | 0.099335 | 0.07208 | 0.073778 | 0.034308
2011 | 0 | 0 | 0 | 0 | 0 | 0 | 0.0039217 | 0.0063947 | 0.0060284 | 0.0042234 | 0.0048252 | 0.002156
2012 | 0 | 0 | 0 | 0 | 0 | 0 | 0 | 0 | 0 | 0 | 0 | 0
2013 | 0.15508 | 0.014683 | 0.10738 | 0.10526 | 0.15544 | 0.044831 | 0 | 0 | 0 | 0 | 0 | 0
2014 | 0.20817 | 0.02295 | 0.17491 | 0.12687 | 0.16476 | 0.051904 | 0 | 0 | 0 | 0 | 0 | 0
2015 | 0 | 0 | 0 | 0 | 0 | 0 | 0 | 0 | 0 | 0 | 0 | 0
2016 | 0 | 0 | 0 | 0 | 0 | 0 | 0 | 0 | 0 | 0 | 0 | 0
2017 | 0 | 0 | 0 | 0 | 0 | 0 | 0 | 0 | 0 | 0 | 0 | 0
2018 | 0 | 0 | 0 | 0 | 0 | 0 | 0 | 0 | 0 | 0 | 0 | 0
2019 | 0.10912 | 0.057562 | 0.15619 | 0.06119 | 0.035473 | 0.034315 | 0 | 0 | 0 | 0 | 0 | 0
2020 | 0.11302 | 0.074119 | 0.23027 | 0.11953 | 0.037035 | 0.04125 | 0 | 0 | 0 | 0 | 0 | 0
2021 | 0 | 0 | 0 | 0 | 0 | 0 | 0 | 0 | 0 | 0 | 0 | 0
2022 | 0 | 0 | 0 | 0 | 0 | 0 | 0 | 0 | 0 | 0 | 0 | 0
2023 | 0 | 0 | 0 | 0 | 0 | 0 | 0.011663 | 0.018566 | 0.020253 | 0.0056618 | 0.017378 | 0.0041427
2024 | 0 | 0 | 0 | 0 | 0 | 0 | 0.087461 | 0.14812 | 0.15648 | 0.041991 | 0.13107 | 0.032408
2025 | 0.06415 | 0.13977 | 0.16164 | 0.033382 | 0.12133 | 0.046522 | 0.20205 | 0.35452 | 0.37517 | 0.090944 | 0.30436 | 0.071761
2026 | 0.092701 | 0.22021 | 0.18662 | 0.03708 | 0.16119 | 0.052875 | 0.31494 | 0.54371 | 0.58579 | 0.14633 | 0.4701 | 0.12673
2027 | 0 | 0 | 0 | 0 | 0 | 0 | 0.39686 | 0.67256 | 0.73534 | 0.19165 | 0.5853 | 0.17927
2028 | 0 | 0 | 0 | 0 | 0 | 0 | 0.43628 | 0.73064 | 0.80719 | 0.21934 | 0.63762 | 0.21846
2029 | 0 | 0 | 0 | 0 | 0 | 0 | 0.42341 | 0.74887 | 0.82298 | 0.22105 | 0.65937 | 0.22873
2030 | 0 | 0 | 0 | 0 | 0 | 0 | 0.37296 | 0.71684 | 0.78467 | 0.20435 | 0.62676 | 0.21756
2031 | 0.048997 | 0.069843 | 0.088163 | 0.019496 | 0.073211 | 0.098516 | 0.29667 | 0.6243 | 0.68185 | 0.17202 | 0.54037 | 0.18635
2032 | 0.067321 | 0.1186 | 0.11359 | 0.018548 | 0.12422 | 0.16518 | 0.21917 | 0.4832 | 0.52715 | 0.13276 | 0.4042 | 0.14104
2033 | 0 | 0 | 0 | 0 | 0 | 0 | 0.12794 | 0.2937 | 0.31964 | 0.084034 | 0.2372 | 0.085665
2034 | 0 | 0 | 0 | 0 | 0 | 0 | 0.043123 | 0.10422 | 0.11366 | 0.032605 | 0.079496 | 0.031725
2035 | 0 | 0 | 0 | 0 | 0 | 0 | 0.0024896 | 0.0070048 | 0.0085439 | 0.0020993 | 0.0051176 | 0.002325
2036 | 0 | 0 | 0 | 0 | 0 | 0 | 0 | 0 | 0 | 0 | 0 | 0
2037 | 0.1036 | 0.16921 | 0.019088 | 0.093879 | 0.13734 | 0.046712 | 0 | 0 | 0 | 0 | 0 | 0
2038 | 0.10513 | 0.22503 | 0.014885 | 0.081701 | 0.16614 | 0.064385 | 0 | 0 | 0 | 0 | 0 | 0
2039 | 0 | 0 | 0 | 0 | 0 | 0 | 0 | 0 | 0 | 0 | 0 | 0
2040 | 0 | 0 | 0 | 0 | 0 | 0 | 0 | 0 | 0 | 0 | 0 | 0
2041 | 0 | 0 | 0 | 0 | 0 | 0 | 0 | 0 | 0 | 0 | 0 | 0
2042 | 0 | 0 | 0 | 0 | 0 | 0 | 0 | 0 | 0 | 0 | 0 | 0
2043 | 0.061516 | 0.038544 | 0.026827 | 0.021341 | 0.089029 | 0.023975 | 0 | 0 | 0 | 0 | 0 | 0
2044 | 0.060391 | 0.047013 | 0.055419 | 0.024615 | 0.068874 | 0.048108 | 0 | 0 | 0 | 0 | 0 | 0
2045 | 0 | 0 | 0 | 0 | 0 | 0 | 0 | 0 | 0 | 0 | 0 | 0
2046 | 0 | 0 | 0 | 0 | 0 | 0 | 0 | 0 | 0 | 0 | 0 | 0
2047 | 0 | 0 | 0 | 0 | 0 | 0 | 0.0092567 | 0.018568 | 0.016365 | 0.011804 | 0.016209 | 0.0091138
2048 | 0 | 0 | 0 | 0 | 0 | 0 | 0.066678 | 0.13308 | 0.11151 | 0.075981 | 0.11359 | 0.064006
2049 | 0.026482 | 0.081028 | 0.089295 | 0.15015 | 0.1174 | 0.050862 | 0.14931 | 0.32331 | 0.27245 | 0.16109 | 0.26226 | 0.139
2050 | 0.032312 | 0.12151 | 0.10904 | 0.20898 | 0.17324 | 0.073114 | 0.24921 | 0.53764 | 0.47566 | 0.24175 | 0.41207 | 0.22952
2051 | 0 | 0 | 0 | 0 | 0 | 0 | 0.33532 | 0.70425 | 0.64641 | 0.29694 | 0.52128 | 0.30706
2052 | 0 | 0 | 0 | 0 | 0 | 0 | 0.39297 | 0.79065 | 0.74347 | 0.31975 | 0.57504 | 0.3572
2053 | 0 | 0 | 0 | 0 | 0 | 0 | 0.40021 | 0.79972 | 0.76662 | 0.33911 | 0.57601 | 0.37176
2054 | 0 | 0 | 0 | 0 | 0 | 0 | 0.37445 | 0.75566 | 0.7341 | 0.32766 | 0.52579 | 0.3524
2055 | 0.016992 | 0.021837 | 0.10711 | 0.22973 | 0.17628 | 0.058481 | 0.31689 | 0.64939 | 0.64015 | 0.28595 | 0.43105 | 0.30141
2056 | 0.025002 | 0.030432 | 0.15191 | 0.29509 | 0.20207 | 0.10084 | 0.23692 | 0.49823 | 0.49513 | 0.21225 | 0.34677 | 0.20813
2057 | 0 | 0 | 0 | 0 | 0 | 0 | 0.14135 | 0.29965 | 0.30085 | 0.12579 | 0.22493 | 0.11286
2058 | 0 | 0 | 0 | 0 | 0 | 0 | 0.050354 | 0.105 | 0.10766 | 0.043923 | 0.085666 | 0.037732
2059 | 0 | 0 | 0 | 0 | 0 | 0 | 0.0032249 | 0.0064941 | 0.007514 | 0.0027886 | 0.0058088 | 0.0029131
2060 | 0 | 0 | 0 | 0 | 0 | 0 | 0 | 0 | 0 | 0 | 0 | 0
2061 | 0.01505 | 0.049736 | 0.11783 | 0.14484 | 0.10336 | 0.10855 | 0 | 0 | 0 | 0 | 0 | 0
2062 | 0.017014 | 0.080915 | 0.16246 | 0.15944 | 0.12585 | 0.13924 | 0 | 0 | 0 | 0 | 0 | 0
2063 | 0 | 0 | 0 | 0 | 0 | 0 | 0 | 0 | 0 | 0 | 0 | 0
2064 | 0 | 0 | 0 | 0 | 0 | 0 | 0 | 0 | 0 | 0 | 0 | 0
2065 | 0 | 0 | 0 | 0 | 0 | 0 | 0 | 0 | 0 | 0 | 0 | 0
2066 | 0 | 0 | 0 | 0 | 0 | 0 | 0 | 0 | 0 | 0 | 0 | 0
2067 | 0.027224 | 0.057062 | 0.027542 | 0.040934 | 0.062172 | 0.16384 | 0 | 0 | 0 | 0 | 0 | 0
2068 | 0.042728 | 0.076481 | 0.027479 | 0.053844 | 0.053931 | 0.2148 | 0 | 0 | 0 | 0 | 0 | 0
2069 | 0 | 0 | 0 | 0 | 0 | 0 | 0 | 0 | 0 | 0 | 0 | 0
2070 | 0 | 0 | 0 | 0 | 0 | 0 | 0 | 0 | 0 | 0 | 0 | 0
2071 | 0 | 0 | 0 | 0 | 0 | 0 | 0.012397 | 0.014744 | 0.020596 | 0.0097704 | 0.012203 | 0.0090221
2072 | 0 | 0 | 0 | 0 | 0 | 0 | 0.082669 | 0.089328 | 0.13929 | 0.065964 | 0.076116 | 0.058748
2073 | 0.11733 | 0.031465 | 0.089044 | 0.058621 | 0.097793 | 0.17189 | 0.18717 | 0.19807 | 0.33315 | 0.1443 | 0.16491 | 0.1221
2074 | 0.16239 | 0.035814 | 0.12355 | 0.078258 | 0.11898 | 0.21887 | 0.28997 | 0.31403 | 0.54678 | 0.22944 | 0.27512 | 0.18451
2075 | 0 | 0 | 0 | 0 | 0 | 0 | 0.36866 | 0.40554 | 0.71179 | 0.29456 | 0.37389 | 0.22809
2076 | 0 | 0 | 0 | 0 | 0 | 0 | 0.41111 | 0.45736 | 0.79837 | 0.32932 | 0.44123 | 0.24767
2077 | 0 | 0 | 0 | 0 | 0 | 0 | 0.44103 | 0.50135 | 0.80891 | 0.29029 | 0.46511 | 0.24489
2078 | 0 | 0 | 0 | 0 | 0 | 0 | 0.43456 | 0.50539 | 0.76815 | 0.22616 | 0.44841 | 0.22022
2079 | 0.174 | 0.029086 | 0.11441 | 0.079215 | 0.05194 | 0.11056 | 0.38906 | 0.45961 | 0.66501 | 0.15217 | 0.39048 | 0.17839
2080 | 0.23561 | 0.043025 | 0.14191 | 0.11155 | 0.059884 | 0.14874 | 0.32649 | 0.34831 | 0.51278 | 0.10063 | 0.30247 | 0.13024
2081 | 0 | 0 | 0 | 0 | 0 | 0 | 0.22389 | 0.20865 | 0.3107 | 0.053487 | 0.18924 | 0.076442
2082 | 0 | 0 | 0 | 0 | 0 | 0 | 0.090254 | 0.072203 | 0.11096 | 0.018697 | 0.071528 | 0.028224
2083 | 0 | 0 | 0 | 0 | 0 | 0 | 0.0062717 | 0.0052165 | 0.007127 | 0.0016904 | 0.005265 | 0.0023374
2084 | 0 | 0 | 0 | 0 | 0 | 0 | 0 | 0 | 0 | 0 | 0 | 0
2085 | 0.13471 | 0.038648 | 0.1139 | 0.071431 | 0.038377 | 0.13677 | 0 | 0 | 0 | 0 | 0 | 0
2086 | 0.15285 | 0.052755 | 0.15174 | 0.12333 | 0.044795 | 0.1843 | 0 | 0 | 0 | 0 | 0 | 0
2087 | 0 | 0 | 0 | 0 | 0 | 0 | 0 | 0 | 0 | 0 | 0 | 0
2088 | 0 | 0 | 0 | 0 | 0 | 0 | 0 | 0 | 0 | 0 | 0 | 0
2089 | 0 | 0 | 0 | 0 | 0 | 0 | 0 | 0 | 0 | 0 | 0 | 0
2090 | 0 | 0 | 0 | 0 | 0 | 0 | 0 | 0 | 0 | 0 | 0 | 0
2091 | 0.040583 | 0.0796 | 0.12878 | 0.048412 | 0.045778 | 0.040593 | 0 | 0 | 0 | 0 | 0 | 0
2092 | 0.058684 | 0.11068 | 0.18337 | 0.061942 | 0.070958 | 0.089008 | 0 | 0 | 0 | 0 | 0 | 0
2093 | 0 | 0 | 0 | 0 | 0 | 0 | 0 | 0 | 0 | 0 | 0 | 0
2094 | 0 | 0 | 0 | 0 | 0 | 0 | 0 | 0 | 0 | 0 | 0 | 0
2095 | 0 | 0 | 0 | 0 | 0 | 0 | 0.017975 | 0.01111 | 0.025498 | 0.0098724 | 0.016351 | 0.014115
2096 | 0 | 0 | 0 | 0 | 0 | 0 | 0.1165 | 0.072054 | 0.16249 | 0.049705 | 0.10284 | 0.076086
2097 | 0.063822 | 0.082139 | 0.10714 | 0.1301 | 0.087375 | 0.047504 | 0.2594 | 0.16635 | 0.3729 | 0.09402 | 0.22861 | 0.14698
2098 | 0.084335 | 0.099574 | 0.14212 | 0.12291 | 0.12683 | 0.065522 | 0.39667 | 0.27597 | 0.57321 | 0.12708 | 0.35775 | 0.2109
2099 | 0 | 0 | 0 | 0 | 0 | 0 | 0.49394 | 0.37149 | 0.71365 | 0.14521 | 0.45575 | 0.24882
2100 | 0 | 0 | 0 | 0 | 0 | 0 | 0.53842 | 0.43503 | 0.78063 | 0.1499 | 0.50682 | 0.25816
2101 | 0 | 0 | 0 | 0 | 0 | 0 | 0.55734 | 0.46163 | 0.79931 | 0.16407 | 0.48365 | 0.26366
2102 | 0 | 0 | 0 | 0 | 0 | 0 | 0.52979 | 0.45151 | 0.76466 | 0.16652 | 0.4173 | 0.24632
2103 | 0.10401 | 0.14043 | 0.1678 | 0.13943 | 0.14858 | 0.062305 | 0.45766 | 0.39854 | 0.6662 | 0.1554 | 0.32345 | 0.20867
2104 | 0.16214 | 0.19494 | 0.22492 | 0.19459 | 0.18904 | 0.11284 | 0.35592 | 0.30565 | 0.5214 | 0.13154 | 0.26411 | 0.15923
2105 | 0 | 0 | 0 | 0 | 0 | 0 | 0.22202 | 0.18619 | 0.32211 | 0.092167 | 0.17819 | 0.099251
2106 | 0 | 0 | 0 | 0 | 0 | 0 | 0.083777 | 0.067157 | 0.11905 | 0.041284 | 0.074487 | 0.039927
2107 | 0 | 0 | 0 | 0 | 0 | 0 | 0.0064594 | 0.0054188 | 0.0079916 | 0.0034185 | 0.0054356 | 0.0033205
2108 | 0 | 0 | 0 | 0 | 0 | 0 | 0 | 0 | 0 | 0 | 0 | 0
2109 | 0.048614 | 0.18051 | 0.14008 | 0.10165 | 0.091792 | 0.19309 | 0 | 0 | 0 | 0 | 0 | 0
2110 | 0.051431 | 0.20425 | 0.17122 | 0.18409 | 0.11124 | 0.24215 | 0 | 0 | 0 | 0 | 0 | 0
2111 | 0 | 0 | 0 | 0 | 0 | 0 | 0 | 0 | 0 | 0 | 0 | 0
2112 | 0 | 0 | 0 | 0 | 0 | 0 | 0 | 0 | 0 | 0 | 0 | 0
2113 | 0 | 0 | 0 | 0 | 0 | 0 | 0 | 0 | 0 | 0 | 0 | 0
2114 | 0 | 0 | 0 | 0 | 0 | 0 | 0 | 0 | 0 | 0 | 0 | 0
2115 | 0.052494 | 0.031219 | 0.13344 | 0.023835 | 0.16488 | 0.042454 | 0 | 0 | 0 | 0 | 0 | 0
2116 | 0.074681 | 0.030833 | 0.1624 | 0.030178 | 0.25319 | 0.048114 | 0 | 0 | 0 | 0 | 0 | 0
2117 | 0 | 0 | 0 | 0 | 0 | 0 | 0 | 0 | 0 | 0 | 0 | 0
2118 | 0 | 0 | 0 | 0 | 0 | 0 | 0 | 0 | 0 | 0 | 0 | 0
2119 | 0 | 0 | 0 | 0 | 0 | 0 | 0.018891 | 0.025801 | 0.031422 | 0.027211 | 0.020231 | 0.015254
2120 | 0 | 0 | 0 | 0 | 0 | 0 | 0.11313 | 0.16669 | 0.20215 | 0.16616 | 0.10705 | 0.084967
2121 | 0.09495 | 0.027314 | 0.12509 | 0.0614 | 0.13655 | 0.053334 | 0.24537 | 0.37514 | 0.44981 | 0.34691 | 0.22018 | 0.17021
2122 | 0.13165 | 0.03572 | 0.16439 | 0.069547 | 0.1852 | 0.067776 | 0.38122 | 0.56387 | 0.66039 | 0.53368 | 0.32389 | 0.25891
2123 | 0 | 0 | 0 | 0 | 0 | 0 | 0.48243 | 0.69224 | 0.79016 | 0.66452 | 0.39081 | 0.32167
2124 | 0 | 0 | 0 | 0 | 0 | 0 | 0.53426 | 0.75347 | 0.84027 | 0.7241 | 0.41386 | 0.34883
2125 | 0 | 0 | 0 | 0 | 0 | 0 | 0.54961 | 0.75517 | 0.8493 | 0.70618 | 0.38244 | 0.34024
2126 | 0 | 0 | 0 | 0 | 0 | 0 | 0.51663 | 0.70401 | 0.80935 | 0.62933 | 0.31897 | 0.30222
2127 | 0.035409 | 0.026204 | 0.13018 | 0.15551 | 0.20913 | 0.094902 | 0.43874 | 0.59235 | 0.7047 | 0.50609 | 0.2379 | 0.24123
2128 | 0.049403 | 0.02858 | 0.16387 | 0.20111 | 0.28171 | 0.084691 | 0.32272 | 0.43827 | 0.55177 | 0.3984 | 0.20196 | 0.17123
2129 | 0 | 0 | 0 | 0 | 0 | 0 | 0.18841 | 0.25403 | 0.34138 | 0.25015 | 0.14367 | 0.096969
2130 | 0 | 0 | 0 | 0 | 0 | 0 | 0.066354 | 0.085247 | 0.12816 | 0.092953 | 0.064946 | 0.034881
2131 | 0 | 0 | 0 | 0 | 0 | 0 | 0.00494 | 0.0059769 | 0.0093473 | 0.0068706 | 0.0046135 | 0.0031662
2132 | 0 | 0 | 0 | 0 | 0 | 0 | 0 | 0 | 0 | 0 | 0 | 0
2133 | 0.087384 | 0.11813 | 0.11793 | 0.070691 | 0.21165 | 0.098288 | 0 | 0 | 0 | 0 | 0 | 0
2134 | 0.17687 | 0.17086 | 0.1636 | 0.095689 | 0.27722 | 0.12816 | 0 | 0 | 0 | 0 | 0 | 0
2135 | 0 | 0 | 0 | 0 | 0 | 0 | 0 | 0 | 0 | 0 | 0 | 0
2136 | 0 | 0 | 0 | 0 | 0 | 0 | 0 | 0 | 0 | 0 | 0 | 0
2137 | 0 | 0 | 0 | 0 | 0 | 0 | 0 | 0 | 0 | 0 | 0 | 0
2138 | 0 | 0 | 0 | 0 | 0 | 0 | 0 | 0 | 0 | 0 | 0 | 0
2139 | 0.062376 | 0.059927 | 0.09214 | 0.15185 | 0.10801 | 0.065193 | 0 | 0 | 0 | 0 | 0 | 0
2140 | 0.07567 | 0.089409 | 0.109 | 0.1578 | 0.11856 | 0.082128 | 0 | 0 | 0 | 0 | 0 | 0
2141 | 0 | 0 | 0 | 0 | 0 | 0 | 0 | 0 | 0 | 0 | 0 | 0
2142 | 0 | 0 | 0 | 0 | 0 | 0 | 0 | 0 | 0 | 0 | 0 | 0
2143 | 0 | 0 | 0 | 0 | 0 | 0 | 0.018317 | 0.022315 | 0.033252 | 0.025863 | 0.017593 | 0.0053402
2144 | 0 | 0 | 0 | 0 | 0 | 0 | 0.11078 | 0.12647 | 0.20077 | 0.14411 | 0.090433 | 0.032303
2145 | 0.12015 | 0.041009 | 0.090766 | 0.055655 | 0.019653 | 0.093357 | 0.24584 | 0.27737 | 0.43704 | 0.29606 | 0.18777 | 0.067247
2146 | 0.18554 | 0.05174 | 0.1304 | 0.082814 | 0.031877 | 0.12581 | 0.38662 | 0.39382 | 0.63091 | 0.47114 | 0.2665 | 0.12152
2147 | 0 | 0 | 0 | 0 | 0 | 0 | 0.49438 | 0.46208 | 0.74502 | 0.60694 | 0.31041 | 0.17873
2148 | 0 | 0 | 0 | 0 | 0 | 0 | 0.55232 | 0.48158 | 0.78472 | 0.68256 | 0.31839 | 0.22747
2149 | 0 | 0 | 0 | 0 | 0 | 0 | 0.53248 | 0.47449 | 0.79123 | 0.7046 | 0.31317 | 0.23163
2150 | 0 | 0 | 0 | 0 | 0 | 0 | 0.46436 | 0.42672 | 0.7493 | 0.67003 | 0.28143 | 0.21567
2151 | 0.11553 | 0.04997 | 0.041358 | 0.021905 | 0.035611 | 0.052652 | 0.3608 | 0.34435 | 0.64625 | 0.57776 | 0.23017 | 0.18231
2152 | 0.11046 | 0.06297 | 0.050886 | 0.030006 | 0.044065 | 0.071926 | 0.29682 | 0.25727 | 0.49919 | 0.43228 | 0.1921 | 0.13034
2153 | 0 | 0 | 0 | 0 | 0 | 0 | 0.20096 | 0.15391 | 0.30457 | 0.25468 | 0.13424 | 0.074757
2154 | 0 | 0 | 0 | 0 | 0 | 0 | 0.08465 | 0.056998 | 0.11191 | 0.08672 | 0.061201 | 0.027149
2155 | 0 | 0 | 0 | 0 | 0 | 0 | 0.0066986 | 0.0048814 | 0.008337 | 0.0060198 | 0.0051272 | 0.0023175
2156 | 0 | 0 | 0 | 0 | 0 | 0 | 0 | 0 | 0 | 0 | 0 | 0
2157 | 0.12975 | 0.065168 | 0.049843 | 0.019355 | 0.033863 | 0.063304 | 0 | 0 | 0 | 0 | 0 | 0
2158 | 0.1806 | 0.097216 | 0.081618 | 0.024386 | 0.060839 | 0.096607 | 0 | 0 | 0 | 0 | 0 | 0
2159 | 0 | 0 | 0 | 0 | 0 | 0 | 0 | 0 | 0 | 0 | 0 | 0
2160 | 0 | 0 | 0 | 0 | 0 | 0 | 0 | 0 | 0 | 0 | 0 | 0
2161 | 0 | 0 | 0 | 0 | 0 | 0 | 0 | 0 | 0 | 0 | 0 | 0
2162 | 0 | 0 | 0 | 0 | 0 | 0 | 0 | 0 | 0 | 0 | 0 | 0
2163 | 0.06287 | 0.084765 | 0.041292 | 0.068644 | 0.054085 | 0.14331 | 0 | 0 | 0 | 0 | 0 | 0
2164 | 0.069294 | 0.10567 | 0.034341 | 0.072567 | 0.083104 | 0.16758 | 0 | 0 | 0 | 0 | 0 | 0
2165 | 0 | 0 | 0 | 0 | 0 | 0 | 0 | 0 | 0 | 0 | 0 | 0
2166 | 0 | 0 | 0 | 0 | 0 | 0 | 0.00017628 | 0.00019766 | 0.00019346 | 0.00017572 | 0.00017298 | 9.35e-05
2167 | 0 | 0 | 0 | 0 | 0 | 0 | 0.028581 | 0.028225 | 0.021511 | 0.016343 | 0.019184 | 0.022015
2168 | 0 | 0 | 0 | 0 | 0 | 0 | 0.15274 | 0.13284 | 0.092572 | 0.068873 | 0.092365 | 0.11639
2169 | 0.070092 | 0.042653 | 0.094312 | 0.084192 | 0.038076 | 0.042169 | 0.33915 | 0.26852 | 0.18356 | 0.13964 | 0.20139 | 0.24893
2170 | 0.090556 | 0.051753 | 0.15076 | 0.10764 | 0.049395 | 0.051674 | 0.50715 | 0.38224 | 0.26595 | 0.22431 | 0.30478 | 0.35917
2171 | 0 | 0 | 0 | 0 | 0 | 0 | 0.63104 | 0.45769 | 0.32455 | 0.30692 | 0.38766 | 0.43298
2172 | 0 | 0 | 0 | 0 | 0 | 0 | 0.69476 | 0.48948 | 0.35222 | 0.37223 | 0.43639 | 0.46421
2173 | 0 | 0 | 0 | 0 | 0 | 0 | 0.71263 | 0.45926 | 0.33262 | 0.37912 | 0.43183 | 0.46637
2174 | 0 | 0 | 0 | 0 | 0 | 0 | 0.67863 | 0.39734 | 0.29116 | 0.35766 | 0.39656 | 0.43344
2175 | 0.067343 | 0.042599 | 0.16238 | 0.068292 | 0.061473 | 0.032127 | 0.59373 | 0.31308 | 0.23544 | 0.31101 | 0.33621 | 0.36954
2176 | 0.11277 | 0.049198 | 0.21092 | 0.080848 | 0.11962 | 0.034242 | 0.42491 | 0.20876 | 0.17343 | 0.23626 | 0.25542 | 0.26756
2177 | 0 | 0 | 0 | 0 | 0 | 0 | 0.24084 | 0.11111 | 0.10552 | 0.14929 | 0.16208 | 0.15875
2178 | 0 | 0 | 0 | 0 | 0 | 0 | 0.081802 | 0.037344 | 0.043036 | 0.061322 | 0.068371 | 0.061069
2179 | 0 | 0 | 0 | 0 | 0 | 0 | 0.0086274 | 0.0028958 | 0.0045561 | 0.0067569 | 0.0072196 | 0.0067644
2180 | 0 | 0 | 0 | 0 | 0 | 0 | 0 | 0 | 0 | 0 | 0 | 0
2181 | 0.031605 | 0.052572 | 0.14164 | 0.080064 | 0.076109 | 0.060273 | 0 | 0 | 0 | 0 | 0 | 0
2182 | 0.061726 | 0.067207 | 0.16931 | 0.083259 | 0.13198 | 0.057347 | 0 | 0 | 0 | 0 | 0 | 0
2183 | 0 | 0 | 0 | 0 | 0 | 0 | 0 | 0 | 0 | 0 | 0 | 0
2184 | 0 | 0 | 0 | 0 | 0 | 0 | 0 | 0 | 0 | 0 | 0 | 0
2185 | 0 | 0 | 0 | 0 | 0 | 0 | 0 | 0 | 0 | 0 | 0 | 0
2186 | 0 | 0 | 0 | 0 | 0 | 0 | 0 | 0 | 0 | 0 | 0 | 0
2187 | 0.064174 | 0.1064 | 0.11369 | 0.11848 | 0.10508 | 0.032918 | 0 | 0 | 0 | 0 | 0 | 0
2188 | 0.090008 | 0.13655 | 0.17264 | 0.15752 | 0.15582 | 0.04095 | 0 | 0 | 0 | 0 | 0 | 0
2189 | 0 | 0 | 0 | 0 | 0 | 0 | 0 | 0 | 0 | 0 | 0 | 0
2190 | 0 | 0 | 0 | 0 | 0 | 0 | 0.00017212 | 4.6e-05 | 1.25e-05 | 0.00048936 | 0.00035033 | 0.00016379
[7 empty] | 0.028343 | 0.010657 | 0.0088769 | 0.037451 | 0.030829 | 0.027825
[7 empty] | 0.14816 | 0.047576 | 0.043008 | 0.18349 | 0.15218 | 0.13647
[7 empty] | 0.33639 | 0.097709 | 0.093496 | 0.38201 | 0.3326 | 0.27851
[7 empty] | 0.4957 | 0.15407 | 0.18888 | 0.5426 | 0.46609 | 0.42902
[7 empty] | 0.60683 | 0.20213 | 0.29529 | 0.64359 | 0.54635 | 0.55015
[7 empty] | 0.65711 | 0.233 | 0.38656 | 0.68007 | 0.57146 | 0.62617
[7 empty] | 0.67519 | 0.22592 | 0.434 | 0.6335 | 0.57605 | 0.63788
[7 empty] | 0.64295 | 0.20282 | 0.44775 | 0.54269 | 0.53972 | 0.60375
[7 empty] | 0.56176 | 0.16755 | 0.42101 | 0.42369 | 0.46572 | 0.52484
[7 empty] | 0.41391 | 0.11802 | 0.3055 | 0.29309 | 0.35183 | 0.38205
[7 empty] | 0.24621 | 0.068503 | 0.18247 | 0.1619 | 0.2146 | 0.22606
[7 empty] | 0.090945 | 0.027128 | 0.069548 | 0.055728 | 0.082624 | 0.085173
[7 empty] | 0.010412 | 0.0029559 | 0.0060652 | 0.0066334 | 0.010508 | 0.010872
[7 empty] | 0 | 0 | 0 | 0 | 0 | 0
[7 empty] | 0 | 0 | 0 | 0 | 0 | 0
[7 empty] | 0 | 0 | 0 | 0 | 0 | 0
[7 empty] | 0 | 0 | 0 | 0 | 0 | 0
[7 empty] | 0 | 0 | 0 | 0 | 0 | 0
[7 empty] | 0 | 0 | 0 | 0 | 0 | 0
[7 empty] | 0 | 0 | 0 | 0 | 0 | 0
[7 empty] | 0 | 0 | 0 | 0 | 0 | 0
[7 empty] | 0 | 0 | 0 | 0 | 0 | 0
[7 empty] | 0 | 0 | 0 | 0 | 0 | 0
[7 empty] | 0.00035726 | 1.78e-05 | 1.66e-05 | 4.36e-05 | 8.31e-05 | 0.00042436
[7 empty] | 0.024704 | 0.0082981 | 0.010311 | 0.011023 | 0.012936 | 0.024608
[7 empty] | 0.10611 | 0.036335 | 0.043293 | 0.047154 | 0.057358 | 0.10645
[7 empty] | 0.21778 | 0.074031 | 0.087024 | 0.097147 | 0.11818 | 0.22271
[7 empty] | 0.32049 | 0.1201 | 0.13812 | 0.1469 | 0.16627 | 0.34078
[7 empty] | 0.39894 | 0.16238 | 0.18454 | 0.18914 | 0.19957 | 0.43575
[7 empty] | 0.44227 | 0.19178 | 0.21776 | 0.21745 | 0.2162 | 0.49158
[7 empty] | 0.41406 | 0.2098 | 0.23515 | 0.22169 | 0.24312 | 0.48848
[7 empty] | 0.35435 | 0.21138 | 0.23355 | 0.20945 | 0.2541 | 0.44823
[7 empty] | 0.27658 | 0.19495 | 0.21261 | 0.18282 | 0.2465 | 0.37762
[7 empty] | 0.21067 | 0.16214 | 0.16221 | 0.13342 | 0.18543 | 0.27167
[7 empty] | 0.13512 | 0.11289 | 0.10417 | 0.081754 | 0.1166 | 0.16001
[7 empty] | 0.058783 | 0.052304 | 0.046283 | 0.035125 | 0.050424 | 0.060527
[7 empty] | 0.0067287 | 0.0051608 | 0.0052301 | 0.0050034 | 0.0063271 | 0.0073556
[7 empty] | 0 | 0 | 0 | 0 | 0 | 0
[7 empty] | 0 | 0 | 0 | 0 | 0 | 0
[7 empty] | 0 | 0 | 0 | 0 | 0 | 0
[7 empty] | 0 | 0 | 0 | 0 | 0 | 0
[7 empty] | 0 | 0 | 0 | 0 | 0 | 0
[7 empty] | 0 | 0 | 0 | 0 | 0 | 0
[7 empty] | 0 | 0 | 0 | 0 | 0 | 0
[7 empty] | 0 | 0 | 0 | 0 | 0 | 0
[7 empty] | 0 | 0 | 0 | 0 | 0 | 0
[7 empty] | 0 | 0 | 0 | 0 | 0 | 0
[7 empty] | 0.00048274 | 0.00054645 | 0.00034661 | 0.00039659 | 0.000534 | 0.00081297
[7 empty] | 0.032191 | 0.03531 | 0.025836 | 0.019665 | 0.024095 | 0.041125
[7 empty] | 0.14457 | 0.15513 | 0.1174 | 0.071986 | 0.096958 | 0.18819
[7 empty] | 0.30773 | 0.31017 | 0.24638 | 0.13811 | 0.19679 | 0.38832
[7 empty] | 0.42019 | 0.46257 | 0.36064 | 0.18371 | 0.26104 | 0.55715
[7 empty] | 0.48181 | 0.57663 | 0.44194 | 0.20974 | 0.29366 | 0.6669
[7 empty] | 0.49446 | 0.63895 | 0.47998 | 0.21648 | 0.29596 | 0.71071
[7 empty] | 0.48864 | 0.6383 | 0.46078 | 0.21532 | 0.28979 | 0.70734
[7 empty] | 0.44693 | 0.59348 | 0.40644 | 0.20116 | 0.26262 | 0.66089
[7 empty] | 0.37688 | 0.50663 | 0.32763 | 0.17512 | 0.21959 | 0.57023
[7 empty] | 0.29552 | 0.38422 | 0.23661 | 0.13101 | 0.16918 | 0.41618
[7 empty] | 0.19331 | 0.23779 | 0.14184 | 0.082107 | 0.10988 | 0.24495
[7 empty] | 0.082273 | 0.095365 | 0.058751 | 0.036282 | 0.049082 | 0.092661
[7 empty] | 0.0092572 | 0.010346 | 0.0074255 | 0.0052357 | 0.0064316 | 0.012646
[7 empty] | 0 | 0 | 0 | 0 | 0 | 0
[7 empty] | 0 | 0 | 0 | 0 | 0 | 0
[7 empty] | 0 | 0 | 0 | 0 | 0 | 0
[7 empty] | 0 | 0 | 0 | 0 | 0 | 0
[7 empty] | 0 | 0 | 0 | 0 | 0 | 0
[7 empty] | 0 | 0 | 0 | 0 | 0 | 0
[7 empty] | 0 | 0 | 0 | 0 | 0 | 0
[7 empty] | 0 | 0 | 0 | 0 | 0 | 0
[7 empty] | 0 | 0 | 0 | 0 | 0 | 0
[7 empty] | 0 | 0 | 0 | 0 | 0 | 0
[7 empty] | 0.00079057 | 0.0010286 | 0.00055837 | 0.00083878 | 0.00030247 | 0.00013001
[7 empty] | 0.033694 | 0.055169 | 0.028713 | 0.033519 | 0.023664 | 0.019036
[7 empty] | 0.14213 | 0.2408 | 0.11875 | 0.12863 | 0.095278 | 0.07941
[7 empty] | 0.29066 | 0.4736 | 0.23985 | 0.25093 | 0.19721 | 0.1604
[7 empty] | 0.40099 | 0.65602 | 0.36778 | 0.34961 | 0.30999 | 0.24242
[7 empty] | 0.46616 | 0.76451 | 0.46952 | 0.41125 | 0.41228 | 0.30751
[7 empty] | 0.48414 | 0.80434 | 0.52776 | 0.43046 | 0.48527 | 0.34679
[7 empty] | 0.44944 | 0.7964 | 0.5373 | 0.41958 | 0.4779 | 0.36565
[7 empty] | 0.3811 | 0.74048 | 0.50688 | 0.37796 | 0.43547 | 0.35874
[7 empty] | 0.29141 | 0.63182 | 0.43885 | 0.31374 | 0.36531 | 0.32398
[7 empty] | 0.20681 | 0.48107 | 0.31848 | 0.23643 | 0.29311 | 0.24161
[7 empty] | 0.11998 | 0.2968 | 0.1888 | 0.14948 | 0.19731 | 0.14923
[7 empty] | 0.046404 | 0.11805 | 0.073527 | 0.065662 | 0.087585 | 0.061919
[7 empty] | 0.0058945 | 0.013527 | 0.0079101 | 0.008198 | 0.010958 | 0.0084392
[7 empty] | 0 | 0 | 0 | 0 | 0 | 0
[7 empty] | 0 | 0 | 0 | 0 | 0 | 0
[7 empty] | 0 | 0 | 0 | 0 | 0 | 0
[7 empty] | 0 | 0 | 0 | 0 | 0 | 0
[7 empty] | 0 | 0 | 0 | 0 | 0 | 0
[7 empty] | 0 | 0 | 0 | 0 | 0 | 0
[7 empty] | 0 | 0 | 0 | 0 | 0 | 0
[7 empty] | 0 | 0 | 0 | 0 | 0 | 0
[7 empty] | 0 | 0 | 0 | 0 | 0 | 0
[7 empty] | 0 | 0 | 0 | 0 | 0 | 0
[7 empty] | 0.00061503 | 0.0012984 | 0.00071367 | 0.0011875 | 0.0011596 | 0.00021952
[7 empty] | 0.029751 | 0.058163 | 0.029456 | 0.039454 | 0.036282 | 0.020036
[7 empty] | 0.11485 | 0.25005 | 0.11894 | 0.16178 | 0.13677 | 0.088866
[7 empty] | 0.23321 | 0.48937 | 0.2426 | 0.33207 | 0.27212 | 0.18033
[7 empty] | 0.32779 | 0.67577 | 0.3763 | 0.51995 | 0.41407 | 0.26608
[7 empty] | 0.38945 | 0.78347 | 0.48489 | 0.67272 | 0.53023 | 0.32907
[7 empty] | 0.41242 | 0.81921 | 0.55025 | 0.76112 | 0.5996 | 0.36393
[7 empty] | 0.40439 | 0.8052 | 0.55812 | 0.77561 | 0.56714 | 0.37309
[7 empty] | 0.3671 | 0.74089 | 0.52697 | 0.73903 | 0.49111 | 0.35742
[7 empty] | 0.30689 | 0.62377 | 0.45811 | 0.64938 | 0.38639 | 0.31651
[7 empty] | 0.21173 | 0.47027 | 0.35484 | 0.48912 | 0.29056 | 0.23787
[7 empty] | 0.11866 | 0.28696 | 0.22747 | 0.29829 | 0.18175 | 0.1472
[7 empty] | 0.044472 | 0.11166 | 0.097079 | 0.11722 | 0.077864 | 0.060618
[7 empty] | 0.0061639 | 0.012074 | 0.01163 | 0.017176 | 0.0092463 | 0.0088209
[7 empty] | 0 | 0 | 0 | 0 | 0 | 0
[7 empty] | 0 | 0 | 0 | 0 | 0 | 0
[7 empty] | 0 | 0 | 0 | 0 | 0 | 0
[7 empty] | 0 | 0 | 0 | 0 | 0 | 0
[7 empty] | 0 | 0 | 0 | 0 | 0 | 0
[7 empty] | 0 | 0 | 0 | 0 | 0 | 0
[7 empty] | 0 | 0 | 0 | 0 | 0 | 0
[7 empty] | 0 | 0 | 0 | 0 | 0 | 0
[7 empty] | 0 | 0 | 0 | 0 | 0 | 0
[7 empty] | 0 | 0 | 0 | 0 | 0 | 0
[7 empty] | 0.00092968 | 0.001374 | 0.0017182 | 0.0018302 | 0.0016083 | 0.00070586
[7 empty] | 0.029754 | 0.039905 | 0.057467 | 0.04729 | 0.045478 | 0.026906
[7 empty] | 0.11161 | 0.15752 | 0.22507 | 0.18789 | 0.19055 | 0.10625
[7 empty] | 0.22349 | 0.31273 | 0.42817 | 0.3735 | 0.39356 | 0.21099
[7 empty] | 0.31831 | 0.43928 | 0.6003 | 0.53742 | 0.54698 | 0.30746
[7 empty] | 0.38435 | 0.52101 | 0.71171 | 0.6496 | 0.64006 | 0.37903
[7 empty] | 0.41468 | 0.5522 | 0.75794 | 0.70116 | 0.66848 | 0.41777
[7 empty] | 0.3987 | 0.53649 | 0.74094 | 0.6727 | 0.62808 | 0.40898
[7 empty] | 0.35342 | 0.48425 | 0.67164 | 0.59931 | 0.53757 | 0.37011
[7 empty] | 0.28696 | 0.40269 | 0.55652 | 0.48929 | 0.41632 | 0.30871
[7 empty] | 0.20999 | 0.29618 | 0.40438 | 0.32959 | 0.30074 | 0.21829
[7 empty] | 0.12927 | 0.1791 | 0.23793 | 0.177 | 0.17693 | 0.12892
[7 empty] | 0.055865 | 0.072022 | 0.089342 | 0.061599 | 0.06858 | 0.053809
[7 empty] | 0.0082995 | 0.0085081 | 0.0097169 | 0.0080819 | 0.0093551 | 0.0082001
[7 empty] | 0 | 0 | 0 | 0 | 0 | 0
[7 empty] | 0 | 0 | 0 | 0 | 0 | 0
[7 empty] | 0 | 0 | 0 | 0 | 0 | 0
[7 empty] | 0 | 0 | 0 | 0 | 0 | 0
[7 empty] | 0 | 0 | 0 | 0 | 0 | 0
[7 empty] | 0 | 0 | 0 | 0 | 0 | 0
[7 empty] | 0 | 0 | 0 | 0 | 0 | 0
[7 empty] | 0 | 0 | 0 | 0 | 0 | 0
[7 empty] | 0 | 0 | 0 | 0 | 0 | 0
[7 empty] | 0 | 0 | 0 | 0 | 0 | 0
[7 empty] | 0.0011332 | 0.0016553 | 0.0019122 | 0.00065855 | 0.0013215 | 0.0017137
[7 empty] | 0.037802 | 0.049207 | 0.049041 | 0.021887 | 0.036223 | 0.042066
[7 empty] | 0.15034 | 0.19529 | 0.1853 | 0.080598 | 0.14114 | 0.16262
[7 empty] | 0.31155 | 0.38161 | 0.35559 | 0.15979 | 0.28378 | 0.32148
[7 empty] | 0.45093 | 0.54038 | 0.50631 | 0.22868 | 0.42492 | 0.4772
[7 empty] | 0.54875 | 0.64463 | 0.60913 | 0.27762 | 0.53496 | 0.59848
[7 empty] | 0.59561 | 0.68988 | 0.65595 | 0.30114 | 0.60018 | 0.66721
[7 empty] | 0.62404 | 0.67265 | 0.64404 | 0.29429 | 0.57629 | 0.6622
[7 empty] | 0.60895 | 0.61094 | 0.58796 | 0.2663 | 0.51307 | 0.60911
[7 empty] | 0.54821 | 0.50867 | 0.49154 | 0.22199 | 0.42045 | 0.51302
[7 empty] | 0.42855 | 0.37743 | 0.36057 | 0.17894 | 0.31494 | 0.37943
[7 empty] | 0.27562 | 0.22827 | 0.21463 | 0.12232 | 0.19388 | 0.23057
[7 empty] | 0.11627 | 0.089074 | 0.082102 | 0.05859 | 0.079568 | 0.092083
[7 empty] | 0.016887 | 0.010227 | 0.009396 | 0.0092651 | 0.011264 | 0.012571
[7 empty] | 0 | 0 | 0 | 0 | 0 | 0
[7 empty] | 0 | 0 | 0 | 0 | 0 | 0
[7 empty] | 0 | 0 | 0 | 0 | 0 | 0
[7 empty] | 0 | 0 | 0 | 0 | 0 | 0
[7 empty] | 0 | 0 | 0 | 0 | 0 | 0
[7 empty] | 0 | 0 | 0 | 0 | 0 | 0
[7 empty] | 0 | 0 | 0 | 0 | 0 | 0
[7 empty] | 0 | 0 | 0 | 0 | 0 | 0
[7 empty] | 0 | 0 | 0 | 0 | 0 | 0
[7 empty] | 0 | 0 | 0 | 0 | 0 | 0
[7 empty] | 0.0022191 | 0.002277 | 0.0013742 | 0.0011611 | 0.0023649 | 0.0026507
[7 empty] | 0.049144 | 0.043975 | 0.028099 | 0.028678 | 0.045567 | 0.053791
[7 empty] | 0.1895 | 0.15012 | 0.088423 | 0.098663 | 0.15432 | 0.20705
[7 empty] | 0.37563 | 0.27664 | 0.15933 | 0.19135 | 0.29149 | 0.40007
[7 empty] | 0.52301 | 0.37922 | 0.22691 | 0.26091 | 0.39403 | 0.55738
[7 empty] | 0.61514 | 0.44396 | 0.27916 | 0.30466 | 0.45259 | 0.65544
[7 empty] | 0.64852 | 0.46774 | 0.30945 | 0.32075 | 0.46529 | 0.69062
[7 empty] | 0.65629 | 0.45591 | 0.32547 | 0.31508 | 0.43407 | 0.67931
[7 empty] | 0.61853 | 0.41168 | 0.31788 | 0.28807 | 0.3724 | 0.6202
[7 empty] | 0.53686 | 0.34144 | 0.28639 | 0.24451 | 0.29272 | 0.51837
[7 empty] | 0.4211 | 0.2485 | 0.21715 | 0.18431 | 0.21827 | 0.35427
[7 empty] | 0.27186 | 0.14915 | 0.13879 | 0.1174 | 0.13707 | 0.19504
[7 empty] | 0.11591 | 0.059439 | 0.062605 | 0.052197 | 0.060382 | 0.071515
[7 empty] | 0.017889 | 0.0076515 | 0.0098881 | 0.0085386 | 0.0092707 | 0.011489
[7 empty] | 0 | 0 | 7.14e-07 | 0 | 0 | 0
[7 empty] | 0 | 0 | 0 | 0 | 0 | 0
[7 empty] | 0 | 0 | 0 | 0 | 0 | 0
[7 empty] | 0 | 0 | 0 | 0 | 0 | 0
[7 empty] | 0 | 0 | 0 | 0 | 0 | 0
[7 empty] | 0 | 0 | 0 | 0 | 0 | 0
[7 empty] | 0 | 0 | 0 | 0 | 0 | 0
[7 empty] | 0 | 0 | 0 | 0 | 0 | 0
[7 empty] | 0 | 0 | 0 | 0 | 0 | 0
[7 empty] | 0 | 0 | 0 | 0 | 0 | 0
[7 empty] | 0.0020777 | 0.00087244 | 0.0013754 | 0.0022481 | 0.0012148 | 0.0010054
[7 empty] | 0.042664 | 0.01814 | 0.027888 | 0.040988 | 0.024781 | 0.023954
[7 empty] | 0.14483 | 0.057265 | 0.093461 | 0.13274 | 0.083192 | 0.075936
[7 empty] | 0.27816 | 0.10372 | 0.17889 | 0.24562 | 0.16081 | 0.14287
[7 empty] | 0.38564 | 0.14223 | 0.27839 | 0.34446 | 0.25046 | 0.22449
[7 empty] | 0.45366 | 0.16906 | 0.36269 | 0.41196 | 0.33165 | 0.30084
[7 empty] | 0.47633 | 0.18169 | 0.41547 | 0.44105 | 0.38867 | 0.3576
[7 empty] | 0.4632 | 0.18056 | 0.43821 | 0.4055 | 0.42041 | 0.33347
[7 empty] | 0.41794 | 0.16645 | 0.42926 | 0.34293 | 0.42478 | 0.28656
[7 empty] | 0.34727 | 0.14183 | 0.38689 | 0.26484 | 0.39866 | 0.22575
[7 empty] | 0.25759 | 0.10921 | 0.3053 | 0.19195 | 0.3104 | 0.16091
[7 empty] | 0.15814 | 0.072131 | 0.2012 | 0.11721 | 0.20187 | 0.096161
[7 empty] | 0.065876 | 0.03482 | 0.090275 | 0.051737 | 0.088466 | 0.04108
[7 empty] | 0.010369 | 0.0060626 | 0.014 | 0.0092392 | 0.013177 | 0.0075647
[7 empty] | 0 | 1.38e-06 | 8.12e-06 | 5.71e-06 | 8.83e-06 | 0
[7 empty] | 0 | 0 | 0 | 0 | 0 | 0
[7 empty] | 0 | 0 | 0 | 0 | 0 | 0
[7 empty] | 0 | 0 | 0 | 0 | 0 | 0
[7 empty] | 0 | 0 | 0 | 0 | 0 | 0
[7 empty] | 0 | 0 | 0 | 0 | 0 | 0
[7 empty] | 0 | 0 | 0 | 0 | 0 | 0
[7 empty] | 0 | 0 | 0 | 0 | 0 | 0
[7 empty] | 0 | 0 | 0 | 0 | 0 | 0
[7 empty] | 0 | 0 | 0 | 0 | 0 | 0
[7 empty] | 0.0006079 | 0.00054551 | 0.0025253 | 0.0011698 | 0.0029638 | 0.0016193
[7 empty] | 0.01726 | 0.014035 | 0.045686 | 0.022713 | 0.049318 | 0.029464
[7 empty] | 0.054745 | 0.04451 | 0.15717 | 0.067013 | 0.16279 | 0.095939
[7 empty] | 0.099945 | 0.082997 | 0.30398 | 0.11922 | 0.30842 | 0.18373
[7 empty] | 0.14228 | 0.11885 | 0.47168 | 0.17518 | 0.43045 | 0.27267
[7 empty] | 0.17449 | 0.14625 | 0.60283 | 0.22311 | 0.51038 | 0.34837
[7 empty] | 0.19227 | 0.16213 | 0.67389 | 0.25458 | 0.54086 | 0.39942
[7 empty] | 0.218 | 0.15829 | 0.69986 | 0.2601 | 0.52117 | 0.36718
[7 empty] | 0.22927 | 0.14364 | 0.68175 | 0.24666 | 0.46317 | 0.31026
[7 empty] | 0.22305 | 0.12067 | 0.61137 | 0.21655 | 0.37785 | 0.23958
[7 empty] | 0.16956 | 0.091312 | 0.48407 | 0.18104 | 0.2685 | 0.17247
[7 empty] | 0.10954 | 0.05873 | 0.31372 | 0.12935 | 0.15716 | 0.10451
[7 empty] | 0.05168 | 0.027571 | 0.13405 | 0.065355 | 0.064691 | 0.045969
[7 empty] | 0.0096572 | 0.005078 | 0.021777 | 0.010709 | 0.01134 | 0.0089797
[7 empty] | 1.07e-06 | 8.69e-06 | 2.63e-05 | 0 | 0 | 0
[7 empty] | 0 | 0 | 0 | 0 | 0 | 0
[7 empty] | 0 | 0 | 0 | 0 | 0 | 0
[7 empty] | 0 | 0 | 0 | 0 | 0 | 0
[7 empty] | 0 | 0 | 0 | 0 | 0 | 0
[7 empty] | 0 | 0 | 0 | 0 | 0 | 0
[7 empty] | 0 | 0 | 0 | 0 | 0 | 0
[7 empty] | 0 | 0 | 0 | 0 | 0 | 0
[7 empty] | 0 | 0 | 0 | 0 | 0 | 0
[7 empty] | 0 | 0 | 0 | 0 | 0 | 0
[7 empty] | 0.0028969 | 0.0017546 | 0.0040583 | 0.0011271 | 0.00085009 | 0.0014054
[7 empty] | 0.045615 | 0.030078 | 0.06279 | 0.02213 | 0.019788 | 0.025337
[7 empty] | 0.14113 | 0.10035 | 0.22947 | 0.070217 | 0.062562 | 0.078646
[7 empty] | 0.25751 | 0.18969 | 0.44137 | 0.13398 | 0.11527 | 0.14757
[7 empty] | 0.33597 | 0.29316 | 0.63136 | 0.20442 | 0.17509 | 0.22151
[7 empty] | 0.37495 | 0.37978 | 0.75398 | 0.26683 | 0.22716 | 0.28619
[7 empty] | 0.37709 | 0.43247 | 0.80399 | 0.30958 | 0.26482 | 0.33174
[7 empty] | 0.37555 | 0.45149 | 0.7981 | 0.33166 | 0.28194 | 0.32148
[7 empty] | 0.34772 | 0.43847 | 0.74889 | 0.33021 | 0.28402 | 0.29046
[7 empty] | 0.29813 | 0.39162 | 0.64784 | 0.30338 | 0.26827 | 0.2434
[7 empty] | 0.23545 | 0.30494 | 0.50419 | 0.24616 | 0.22541 | 0.18012
[7 empty] | 0.15834 | 0.19698 | 0.32045 | 0.16851 | 0.16238 | 0.11306
[7 empty] | 0.077051 | 0.086323 | 0.13482 | 0.079769 | 0.080916 | 0.051737
[7 empty] | 0.01314 | 0.014968 | 0.022648 | 0.014235 | 0.013327 | 0.010288
[7 empty] | 9.4e-06 | 4.83e-05 | 5.86e-05 | 4.94e-05 | 4.87e-05 | 8.17e-06
[7 empty] | 0 | 0 | 0 | 0 | 0 | 0
[7 empty] | 0 | 0 | 0 | 0 | 0 | 0
[7 empty] | 0 | 0 | 0 | 0 | 0 | 0
[7 empty] | 0 | 0 | 0 | 0 | 0 | 0
[7 empty] | 0 | 0 | 0 | 0 | 0 | 0
[7 empty] | 0 | 0 | 0 | 0 | 0 | 0
[7 empty] | 0 | 0 | 0 | 0 | 0 | 0
[7 empty] | 0 | 0 | 0 | 0 | 0 | 0
[7 empty] | 0 | 0 | 0 | 0 | 0 | 0
[7 empty] | 0.0037067 | 0.0042971 | 0.0048336 | 0.0033032 | 0.0047918 | 0.0027772
[7 empty] | 0.055904 | 0.062235 | 0.06924 | 0.042906 | 0.059645 | 0.043947
[7 empty] | 0.18576 | 0.20465 | 0.2464 | 0.1256 | 0.18978 | 0.15121
[7 empty] | 0.35539 | 0.37142 | 0.46449 | 0.22823 | 0.35008 | 0.29342
[7 empty] | 0.46842 | 0.49161 | 0.63775 | 0.34317 | 0.49222 | 0.43462
[7 empty] | 0.52246 | 0.55755 | 0.74107 | 0.4395 | 0.58774 | 0.5462
[7 empty] | 0.52024 | 0.57424 | 0.77871 | 0.49927 | 0.62605 | 0.61522
[7 empty] | 0.53352 | 0.58392 | 0.76857 | 0.53328 | 0.63643 | 0.62072
[7 empty] | 0.50835 | 0.55545 | 0.71232 | 0.53108 | 0.60324 | 0.58375
[7 empty] | 0.44669 | 0.48697 | 0.6059 | 0.48837 | 0.52809 | 0.50312
[7 empty] | 0.35286 | 0.38909 | 0.46576 | 0.37791 | 0.40877 | 0.35806
[7 empty] | 0.23259 | 0.25745 | 0.29306 | 0.24322 | 0.26259 | 0.20817
[7 empty] | 0.10327 | 0.11377 | 0.12197 | 0.10593 | 0.11417 | 0.082046
[7 empty] | 0.016127 | 0.020154 | 0.021178 | 0.017442 | 0.01855 | 0.013809
[7 empty] | 3.66e-05 | 0.00010521 | 0.0001205 | 6.38e-05 | 9.79e-05 | 0
[7 empty] | 0 | 0 | 0 | 0 | 0 | 0
[7 empty] | 0 | 0 | 0 | 0 | 0 | 0
[7 empty] | 0 | 0 | 0 | 0 | 0 | 0
[7 empty] | 0 | 0 | 0 | 0 | 0 | 0
[7 empty] | 0 | 0 | 0 | 0 | 0 | 0
[7 empty] | 0 | 0 | 0 | 0 | 0 | 0
[7 empty] | 0 | 0 | 0 | 0 | 0 | 0
[7 empty] | 0 | 0 | 0 | 0 | 0 | 0
[7 empty] | 0 | 0 | 0 | 0 | 0 | 0
[7 empty] | 0.0036724 | 0.0052124 | 0.0055961 | 0.0052977 | 0.0050553 | 0.0033735
[7 empty] | 0.048016 | 0.077336 | 0.073993 | 0.063058 | 0.058131 | 0.042452
[7 empty] | 0.15218 | 0.26862 | 0.26312 | 0.21516 | 0.17142 | 0.12404
[7 empty] | 0.27784 | 0.49109 | 0.49166 | 0.40419 | 0.30783 | 0.22822
[7 empty] | 0.40529 | 0.65239 | 0.65896 | 0.5689 | 0.41632 | 0.3249
[7 empty] | 0.50047 | 0.73898 | 0.75231 | 0.67848 | 0.47954 | 0.39666
[7 empty] | 0.55238 | 0.76073 | 0.78097 | 0.72699 | 0.49661 | 0.43409
[7 empty] | 0.57131 | 0.74594 | 0.772 | 0.72996 | 0.46497 | 0.38596
[7 empty] | 0.55592 | 0.68571 | 0.71873 | 0.68908 | 0.40184 | 0.31103
[7 empty] | 0.50337 | 0.57972 | 0.6161 | 0.60375 | 0.319 | 0.22709
[7 empty] | 0.40211 | 0.41788 | 0.47681 | 0.47824 | 0.23457 | 0.16399
[7 empty] | 0.26555 | 0.24502 | 0.30226 | 0.31176 | 0.14326 | 0.10087
[7 empty] | 0.12084 | 0.097024 | 0.12695 | 0.13622 | 0.061248 | 0.046324
[7 empty] | 0.022315 | 0.017719 | 0.02325 | 0.025027 | 0.012024 | 0.010077
[7 empty] | 6.09e-05 | 0.00012834 | 0.0001965 | 0.00017682 | 1.3e-05 | 2.56e-05
[7 empty] | 0 | 0 | 0 | 0 | 0 | 0
[7 empty] | 0 | 0 | 0 | 0 | 0 | 0
[7 empty] | 0 | 0 | 0 | 0 | 0 | 0
[7 empty] | 0 | 0 | 0 | 0 | 0 | 0
[7 empty] | 0 | 0 | 0 | 0 | 0 | 0
[7 empty] | 0 | 0 | 0 | 0 | 0 | 0
[7 empty] | 0 | 0 | 0 | 0 | 0 | 0
[7 empty] | 0 | 0 | 0 | 0 | 0 | 0
[7 empty] | 0 | 0 | 0 | 0 | 0 | 0
[7 empty] | 0.006004 | 0.0040254 | 0.0062924 | 0.0064091 | 0.0041939 | 0.0019353
[7 empty] | 0.06848 | 0.04491 | 0.080579 | 0.071544 | 0.046815 | 0.028781
[7 empty] | 0.23246 | 0.13137 | 0.27514 | 0.24289 | 0.13289 | 0.087332
[7 empty] | 0.43046 | 0.23398 | 0.50146 | 0.45125 | 0.23202 | 0.16283
[7 empty] | 0.5947 | 0.32811 | 0.66408 | 0.62974 | 0.31216 | 0.23609
[7 empty] | 0.69792 | 0.39441 | 0.75227 | 0.74484 | 0.3595 | 0.29471
[7 empty] | 0.73918 | 0.42674 | 0.7784 | 0.79429 | 0.37402 | 0.33096
[7 empty] | 0.75449 | 0.42354 | 0.77138 | 0.79769 | 0.38733 | 0.31378
[7 empty] | 0.72561 | 0.39245 | 0.71968 | 0.7541 | 0.37456 | 0.27533
[7 empty] | 0.64859 | 0.3356 | 0.61856 | 0.65973 | 0.3358 | 0.22325
[7 empty] | 0.5109 | 0.26543 | 0.47656 | 0.51709 | 0.26419 | 0.15492
[7 empty] | 0.33153 | 0.17708 | 0.30122 | 0.3326 | 0.1756 | 0.089797
[7 empty] | 0.14667 | 0.083164 | 0.12645 | 0.14298 | 0.081753 | 0.037668
[7 empty] | 0.027028 | 0.01653 | 0.024285 | 0.026721 | 0.015093 | 0.0081457
[7 empty] | 0.00013568 | 0.00018139 | 0.00028729 | 0.00024169 | 0.00010664 | 0
[7 empty] | 0 | 0 | 0 | 0 | 0 | 0
[7 empty] | 0 | 0 | 0 | 0 | 0 | 0
[7 empty] | 0 | 0 | 0 | 0 | 0 | 0
[7 empty] | 0 | 0 | 0 | 0 | 0 | 0
[7 empty] | 0 | 0 | 0 | 0 | 0 | 0
[7 empty] | 0 | 0 | 0 | 0 | 0 | 0
[7 empty] | 0 | 0 | 0 | 0 | 0 | 0
[7 empty] | 0 | 0 | 0 | 0 | 0 | 0
[7 empty] | 0 | 0 | 0 | 0 | 0 | 0
[7 empty] | 0.0062434 | 0.0048158 | 0.0062941 | 0.0077098 | 0.0061819 | 0.0011724
[7 empty] | 0.068946 | 0.054185 | 0.064724 | 0.077989 | 0.062248 | 0.022812
[7 empty] | 0.22577 | 0.16568 | 0.19999 | 0.25989 | 0.17623 | 0.073195
[7 empty] | 0.41537 | 0.29614 | 0.35775 | 0.47591 | 0.31296 | 0.13888
[7 empty] | 0.57515 | 0.40802 | 0.47384 | 0.6521 | 0.4289 | 0.17736
[7 empty] | 0.67926 | 0.48082 | 0.53772 | 0.75928 | 0.50308 | 0.19445
[7 empty] | 0.725 | 0.51095 | 0.5514 | 0.79856 | 0.52994 | 0.19263
[7 empty] | 0.73255 | 0.50739 | 0.56378 | 0.79681 | 0.50895 | 0.19959
[7 empty] | 0.69523 | 0.46914 | 0.53581 | 0.7484 | 0.45256 | 0.19273
[7 empty] | 0.6113 | 0.40068 | 0.46999 | 0.6511 | 0.37001 | 0.17269
[7 empty] | 0.4749 | 0.31203 | 0.36073 | 0.50233 | 0.29974 | 0.1429
[7 empty] | 0.30356 | 0.20376 | 0.22989 | 0.31865 | 0.2053 | 0.1021
[7 empty] | 0.13171 | 0.092383 | 0.10019 | 0.13666 | 0.097707 | 0.0545
[7 empty] | 0.023769 | 0.017705 | 0.018355 | 0.025763 | 0.017865 | 0.012187
[7 empty] | 0.00019193 | 0.00031847 | 0.00022134 | 0.0003151 | 0.00019426 | 0.00016239
[7 empty] | 0 | 0 | 0 | 0 | 0 | 0
[7 empty] | 0 | 0 | 0 | 0 | 0 | 0
[7 empty] | 0 | 0 | 0 | 0 | 0 | 0
[7 empty] | 0 | 0 | 0 | 0 | 0 | 0
[7 empty] | 0 | 0 | 0 | 0 | 0 | 0
[7 empty] | 0 | 0 | 0 | 0 | 0 | 0
[7 empty] | 0 | 0 | 0 | 0 | 0 | 0
[7 empty] | 0 | 0 | 0 | 0 | 0 | 0
[7 empty] | 0 | 0 | 0 | 0 | 0 | 0
[7 empty] | 0.0074409 | 0.0043673 | 0.0052776 | 0.0080536 | 0.0078128 | 0.0062549
[7 empty] | 0.072389 | 0.049829 | 0.047109 | 0.075949 | 0.069271 | 0.062196
[7 empty] | 0.22854 | 0.15013 | 0.12342 | 0.24412 | 0.19112 | 0.1852
[7 empty] | 0.41014 | 0.27267 | 0.20875 | 0.44772 | 0.3262 | 0.33941
[7 empty] | 0.57122 | 0.39298 | 0.33063 | 0.61812 | 0.44719 | 0.44382
[7 empty] | 0.67858 | 0.48252 | 0.44229 | 0.72598 | 0.52644 | 0.49601
[7 empty] | 0.7287 | 0.53013 | 0.52116 | 0.76974 | 0.55779 | 0.49812
[7 empty] | 0.7315 | 0.53751 | 0.53036 | 0.77917 | 0.56761 | 0.45169
[7 empty] | 0.68827 | 0.50885 | 0.50304 | 0.74356 | 0.53926 | 0.37886
[7 empty] | 0.59963 | 0.4452 | 0.44054 | 0.65736 | 0.47398 | 0.29032
[7 empty] | 0.48016 | 0.33065 | 0.32162 | 0.51253 | 0.35523 | 0.19826
[7 empty] | 0.31824 | 0.20472 | 0.19607 | 0.32854 | 0.22241 | 0.11096
[7 empty] | 0.14323 | 0.089799 | 0.085831 | 0.14168 | 0.097848 | 0.044189
[7 empty] | 0.026554 | 0.017994 | 0.018378 | 0.026859 | 0.019352 | 0.0094591
[7 empty] | 0.00031273 | 0.00025664 | 0.00023865 | 0.00039508 | 0.00033117 | 2.35e-05
[7 empty] | 0 | 0 | 0 | 0 | 0 | 0
[7 empty] | 0 | 0 | 0 | 0 | 0 | 0
[7 empty] | 0 | 0 | 0 | 0 | 0 | 0
[7 empty] | 0 | 0 | 0 | 0 | 0 | 0
[7 empty] | 0 | 0 | 0 | 0 | 0 | 0
[7 empty] | 0 | 0 | 0 | 0 | 0 | 0
[7 empty] | 0 | 0 | 0 | 0 | 0 | 0
[7 empty] | 0 | 0 | 0 | 0 | 0 | 0
[7 empty] | 0 | 0 | 0 | 0 | 0 | 0
[7 empty] | 0.0081847 | 0.0078767 | 0.0057357 | 0.009423 | 0.0074088 | 0.0016566
[7 empty] | 0.073511 | 0.068026 | 0.048967 | 0.081367 | 0.06381 | 0.025993
[7 empty] | 0.22688 | 0.19531 | 0.13595 | 0.25481 | 0.16583 | 0.076802
[7 empty] | 0.40467 | 0.34204 | 0.23469 | 0.45731 | 0.27753 | 0.14467
[7 empty] | 0.56262 | 0.46411 | 0.3215 | 0.62363 | 0.32729 | 0.25577
[7 empty] | 0.66774 | 0.54297 | 0.37964 | 0.72568 | 0.32881 | 0.37706
[7 empty] | 0.71512 | 0.57556 | 0.40508 | 0.76442 | 0.29411 | 0.48626
[7 empty] | 0.72439 | 0.58529 | 0.41381 | 0.76844 | 0.28221 | 0.49942
[7 empty] | 0.6888 | 0.55583 | 0.39575 | 0.7281 | 0.25266 | 0.47911
[7 empty] | 0.60817 | 0.48717 | 0.35042 | 0.63918 | 0.21045 | 0.42575
[7 empty] | 0.48763 | 0.38322 | 0.28007 | 0.5001 | 0.16226 | 0.34302
[7 empty] | 0.32437 | 0.25077 | 0.18912 | 0.32196 | 0.10856 | 0.23023
[7 empty] | 0.14902 | 0.11207 | 0.089897 | 0.1397 | 0.054974 | 0.10521
[7 empty] | 0.029316 | 0.023457 | 0.018883 | 0.027276 | 0.012968 | 0.020275
[7 empty] | 0.00042474 | 0.00041886 | 0.00042256 | 0.00038154 | 0.00020881 | 0.00013489
[7 empty] | 0 | 0 | 0 | 0 | 0 | 0
[7 empty] | 0 | 0 | 0 | 0 | 0 | 0
[7 empty] | 0 | 0 | 0 | 0 | 0 | 0
[7 empty] | 0 | 0 | 0 | 0 | 0 | 0
[7 empty] | 0 | 0 | 0 | 0 | 0 | 0
[7 empty] | 0 | 0 | 0 | 0 | 0 | 0
[7 empty] | 0 | 0 | 0 | 0 | 0 | 0
[7 empty] | 0 | 0 | 0 | 0 | 0 | 0
[7 empty] | 0 | 0 | 0 | 0 | 0 | 0
[7 empty] | 0.008965 | 0.0090209 | 0.0035242 | 0.010287 | 0.0064798 | 0.0080325
[7 empty] | 0.07583 | 0.082611 | 0.032567 | 0.082622 | 0.051714 | 0.068164
[7 empty] | 0.23026 | 0.25162 | 0.087035 | 0.24964 | 0.12773 | 0.20525
[7 empty] | 0.40816 | 0.4439 | 0.15233 | 0.44238 | 0.20808 | 0.36332
[7 empty] | 0.55929 | 0.59146 | 0.2152 | 0.59098 | 0.2678 | 0.4934
[7 empty] | 0.65614 | 0.67822 | 0.2621 | 0.676 | 0.29844 | 0.57282
[7 empty] | 0.69619 | 0.70873 | 0.28677 | 0.69949 | 0.30223 | 0.60241
[7 empty] | 0.71351 | 0.69435 | 0.29635 | 0.68578 | 0.28472 | 0.58009
[7 empty] | 0.68745 | 0.63706 | 0.28564 | 0.62856 | 0.24933 | 0.52476
[7 empty] | 0.61559 | 0.53867 | 0.25564 | 0.53218 | 0.20179 | 0.43914
[7 empty] | 0.48391 | 0.4166 | 0.20795 | 0.40256 | 0.17469 | 0.31382
[7 empty] | 0.31474 | 0.26708 | 0.14524 | 0.25264 | 0.1329 | 0.18273
[7 empty] | 0.14147 | 0.11788 | 0.074975 | 0.10943 | 0.076474 | 0.072557
[7 empty] | 0.028053 | 0.024977 | 0.017688 | 0.022504 | 0.017703 | 0.0145
[7 empty] | 0.00040411 | 0.00043173 | 0.00055263 | 0.00035205 | 0.00021628 | 8.95e-05
[7 empty] | 0 | 0 | 0 | 0 | 0 | 0
[7 empty] | 0 | 0 | 0 | 0 | 0 | 0
[7 empty] | 0 | 0 | 0 | 0 | 0 | 0
[7 empty] | 0 | 0 | 0 | 0 | 0 | 0
[7 empty] | 0 | 0 | 0 | 0 | 0 | 0
[7 empty] | 0 | 0 | 0 | 0 | 0 | 0
[7 empty] | 0 | 0 | 0 | 0 | 0 | 0
[7 empty] | 0 | 0 | 0 | 0 | 0 | 0
[7 empty] | 0 | 0 | 0 | 0 | 0 | 0
[7 empty] | 0.0076663 | 0.0052471 | 0.0047934 | 0.0095473 | 0.0050395 | 0.0029048
[7 empty] | 0.062539 | 0.04477 | 0.040676 | 0.069792 | 0.040894 | 0.030674
[7 empty] | 0.16481 | 0.12247 | 0.1012 | 0.18549 | 0.10067 | 0.082648
[7 empty] | 0.2742 | 0.21459 | 0.16964 | 0.31644 | 0.17078 | 0.149
[7 empty] | 0.39278 | 0.28398 | 0.24982 | 0.44614 | 0.24877 | 0.21542
[7 empty] | 0.48242 | 0.32635 | 0.31521 | 0.5419 | 0.31406 | 0.27052
[7 empty] | 0.5331 | 0.34263 | 0.35544 | 0.59343 | 0.35667 | 0.30651
[7 empty] | 0.55071 | 0.33956 | 0.38108 | 0.59285 | 0.40463 | 0.30458
[7 empty] | 0.5325 | 0.3153 | 0.37966 | 0.55405 | 0.42639 | 0.28217
[7 empty] | 0.47785 | 0.2714 | 0.34928 | 0.47999 | 0.41506 | 0.24255
[7 empty] | 0.35652 | 0.22278 | 0.27045 | 0.3691 | 0.3572 | 0.19684
[7 empty] | 0.21979 | 0.15468 | 0.17788 | 0.23477 | 0.26072 | 0.13851
[7 empty] | 0.095774 | 0.077152 | 0.085702 | 0.10047 | 0.13216 | 0.073483
[7 empty] | 0.019877 | 0.018069 | 0.019897 | 0.020167 | 0.027684 | 0.017877
[7 empty] | 0.00032606 | 0.00020773 | 0.00046082 | 0.00022035 | 0.00091717 | 0.00030628
[7 empty] | 0 | 0 | 0 | 0 | 0 | 0
[7 empty] | 0 | 0 | 0 | 0 | 0 | 0
[7 empty] | 0 | 0 | 0 | 0 | 0 | 0
[7 empty] | 0 | 0 | 0 | 0 | 0 | 0
[7 empty] | 0 | 0 | 0 | 0 | 0 | 0
[7 empty] | 0 | 0 | 0 | 0 | 0 | 0
[7 empty] | 0 | 0 | 0 | 0 | 0 | 0
[7 empty] | 0 | 0 | 0 | 0 | 0 | 0
[7 empty] | 0 | 0 | 0 | 0 | 0 | 0
[7 empty] | 0.0073684 | 0.0063723 | 0.0059724 | 0.0061661 | 0.01203 | 0.0086939
[7 empty] | 0.055592 | 0.047042 | 0.045019 | 0.049059 | 0.088831 | 0.063599
[7 empty] | 0.1354 | 0.11999 | 0.11175 | 0.12654 | 0.25708 | 0.16122
[7 empty] | 0.2207 | 0.20432 | 0.18878 | 0.21854 | 0.4468 | 0.27892
[7 empty] | 0.28875 | 0.31449 | 0.28376 | 0.30121 | 0.57754 | 0.35268
[7 empty] | 0.32691 | 0.41036 | 0.36397 | 0.36025 | 0.63913 | 0.38635
[7 empty] | 0.33571 | 0.47416 | 0.41465 | 0.38989 | 0.63449 | 0.38342
[7 empty] | 0.33737 | 0.50473 | 0.43631 | 0.36621 | 0.62873 | 0.35578
[7 empty] | 0.31694 | 0.5013 | 0.42946 | 0.3199 | 0.58033 | 0.306
[7 empty] | 0.27655 | 0.45871 | 0.3912 | 0.25793 | 0.49462 | 0.2426
[7 empty] | 0.23162 | 0.35339 | 0.32103 | 0.18575 | 0.35827 | 0.18588
[7 empty] | 0.16614 | 0.228 | 0.22249 | 0.11148 | 0.21477 | 0.12237
[7 empty] | 0.08563 | 0.1036 | 0.10824 | 0.046991 | 0.093225 | 0.060291
[7 empty] | 0.018423 | 0.022402 | 0.023671 | 0.010859 | 0.022759 | 0.014361
[7 empty] | 0.00029581 | 0.00057612 | 0.00088058 | 1.99e-05 | 0.00050766 | 0.00039095
[7 empty] | 0 | 0 | 0 | 0 | 0 | 0
[7 empty] | 0 | 0 | 0 | 0 | 0 | 0
[7 empty] | 0 | 0 | 0 | 0 | 0 | 0
[7 empty] | 0 | 0 | 0 | 0 | 0 | 0
[7 empty] | 0 | 0 | 0 | 0 | 0 | 0
[7 empty] | 0 | 0 | 0 | 0 | 0 | 0
[7 empty] | 0 | 0 | 0 | 0 | 0 | 0
[7 empty] | 0 | 0 | 0 | 0 | 0 | 0
[7 empty] | 0 | 0 | 0 | 0 | 0 | 0
[7 empty] | 0.0054028 | 0.0048152 | 0.0068807 | 0.00678 | 0.011737 | 0.012655
[7 empty] | 0.043625 | 0.033737 | 0.051384 | 0.054725 | 0.084544 | 0.083293
[7 empty] | 0.10767 | 0.079402 | 0.13659 | 0.15383 | 0.24247 | 0.21879
[7 empty] | 0.17829 | 0.13045 | 0.24015 | 0.27844 | 0.42157 | 0.36662
[7 empty] | 0.2456 | 0.21366 | 0.34128 | 0.39797 | 0.56742 | 0.47969
[7 empty] | 0.29501 | 0.2938 | 0.41567 | 0.48735 | 0.65521 | 0.53853
[7 empty] | 0.3213 | 0.35283 | 0.45273 | 0.53667 | 0.68552 | 0.5446
[7 empty] | 0.31775 | 0.36401 | 0.47673 | 0.53842 | 0.6623 | 0.5554
[7 empty] | 0.29277 | 0.35106 | 0.4693 | 0.50575 | 0.5969 | 0.52965
[7 empty] | 0.24947 | 0.31454 | 0.42657 | 0.44007 | 0.49613 | 0.46817
[7 empty] | 0.2054 | 0.25016 | 0.3419 | 0.35251 | 0.38284 | 0.36588
[7 empty] | 0.14569 | 0.17051 | 0.23007 | 0.23692 | 0.2454 | 0.24203
[7 empty] | 0.076053 | 0.085996 | 0.10869 | 0.11093 | 0.10926 | 0.11498
[7 empty] | 0.017942 | 0.021056 | 0.024968 | 0.022771 | 0.024212 | 0.024653
[7 empty] | 0.00056596 | 0.00082938 | 0.0006933 | 0.0006321 | 0.00068998 | 0.0009492
[7 empty] | 0 | 0 | 0 | 0 | 0 | 0
[7 empty] | 0 | 0 | 0 | 0 | 0 | 0
[7 empty] | 0 | 0 | 0 | 0 | 0 | 0
[7 empty] | 0 | 0 | 0 | 0 | 0 | 0
[7 empty] | 0 | 0 | 0 | 0 | 0 | 0
[7 empty] | 0 | 0 | 0 | 0 | 0 | 0
[7 empty] | 0 | 0 | 0 | 0 | 0 | 0
[7 empty] | 0 | 0 | 0 | 0 | 0 | 0
[7 empty] | 0 | 0 | 0 | 0 | 0 | 0
[7 empty] | 0.0074839 | 0.008502 | 0.0056499 | 0.010772 | 0.01156 | 0.014408
[7 empty] | 0.051512 | 0.057923 | 0.042986 | 0.070834 | 0.078422 | 0.096121
[7 empty] | 0.1279 | 0.14557 | 0.10484 | 0.18668 | 0.2119 | 0.27736
[7 empty] | 0.21181 | 0.24933 | 0.17944 | 0.32739 | 0.3617 | 0.48257
[7 empty] | 0.28955 | 0.35876 | 0.24338 | 0.47354 | 0.51321 | 0.66204
[7 empty] | 0.34321 | 0.4452 | 0.28975 | 0.58972 | 0.62512 | 0.77378
[7 empty] | 0.36815 | 0.49632 | 0.31317 | 0.65688 | 0.68738 | 0.81663
[7 empty] | 0.35503 | 0.50772 | 0.29814 | 0.67954 | 0.70444 | 0.82212
[7 empty] | 0.3185 | 0.48574 | 0.26693 | 0.65859 | 0.67841 | 0.78617
[7 empty] | 0.26428 | 0.43058 | 0.22375 | 0.59158 | 0.60687 | 0.7004
[7 empty] | 0.20706 | 0.35063 | 0.18157 | 0.4618 | 0.46419 | 0.54819
[7 empty] | 0.13951 | 0.23997 | 0.12759 | 0.2991 | 0.29309 | 0.35372
[7 empty] | 0.070637 | 0.11407 | 0.067773 | 0.13289 | 0.12934 | 0.15797
[7 empty] | 0.018045 | 0.025381 | 0.019153 | 0.027334 | 0.028937 | 0.034854
[7 empty] | 0.00041613 | 0.00090663 | 0.00056375 | 0.0010091 | 0.0011538 | 0.0011996
[7 empty] | 0 | 0 | 0 | 0 | 0 | 0
[7 empty] | 0 | 0 | 0 | 0 | 0 | 0
[7 empty] | 0 | 0 | 0 | 0 | 0 | 0
[7 empty] | 0 | 0 | 0 | 0 | 0 | 0
[7 empty] | 0 | 0 | 0 | 0 | 0 | 0
[7 empty] | 0 | 0 | 0 | 0 | 0 | 0
[7 empty] | 0 | 0 | 0 | 0 | 0 | 0
[7 empty] | 0 | 0 | 0 | 0 | 0 | 0
[7 empty] | 0 | 0 | 0 | 0 | 0 | 0
[7 empty] | 0.0045869 | 0.0069823 | 0.0065534 | 0.013152 | 0.015258 | 0.014419
[7 empty] | 0.03725 | 0.040154 | 0.040151 | 0.082571 | 0.090949 | 0.091207
[7 empty] | 0.09159 | 0.087128 | 0.093879 | 0.22167 | 0.239 | 0.25575
[7 empty] | 0.15366 | 0.13472 | 0.14694 | 0.38432 | 0.39747 | 0.44641
[7 empty] | 0.19769 | 0.19314 | 0.17996 | 0.52485 | 0.52726 | 0.61024
[7 empty] | 0.22147 | 0.24187 | 0.19575 | 0.61541 | 0.60231 | 0.71398
[7 empty] | 0.22645 | 0.27247 | 0.19767 | 0.65361 | 0.62246 | 0.75732
[7 empty] | 0.20908 | 0.28893 | 0.22391 | 0.63889 | 0.60614 | 0.7634
[7 empty] | 0.17809 | 0.28595 | 0.23473 | 0.57872 | 0.55025 | 0.7291
[7 empty] | 0.13894 | 0.2631 | 0.22708 | 0.4802 | 0.46097 | 0.6482
[7 empty] | 0.10801 | 0.22084 | 0.2116 | 0.38433 | 0.34891 | 0.50228
[7 empty] | 0.072608 | 0.16045 | 0.16964 | 0.25833 | 0.22257 | 0.32169
[7 empty] | 0.038007 | 0.087563 | 0.097688 | 0.12157 | 0.10466 | 0.14253
[7 empty] | 0.011147 | 0.023586 | 0.025625 | 0.026368 | 0.026631 | 0.030442
[7 empty] | 0.00028564 | 0.0010375 | 0.0012332 | 0.0011641 | 0.0010351 | 0.001201
[7 empty] | 0 | 0 | 0 | 0 | 0 | 0
[7 empty] | 0 | 0 | 0 | 0 | 0 | 0
[7 empty] | 0 | 0 | 0 | 0 | 0 | 0
[7 empty] | 0 | 0 | 0 | 0 | 0 | 0
[7 empty] | 0 | 0 | 0 | 0 | 0 | 0
[7 empty] | 0 | 0 | 0 | 0 | 0 | 0
[7 empty] | 0 | 0 | 0 | 0 | 0 | 0
[7 empty] | 0 | 0 | 0 | 0 | 0 | 0
[7 empty] | 0 | 0 | 0 | 0 | 0 | 0
[7 empty] | 0.003201 | 0.0085817 | 0.0074158 | 0.0085532 | 0.014823 | 0.015083
[7 empty] | 0.028264 | 0.061279 | 0.048091 | 0.060506 | 0.083896 | 0.089854
[7 empty] | 0.066786 | 0.16288 | 0.11795 | 0.15767 | 0.19834 | 0.24129
[7 empty] | 0.1092 | 0.28428 | 0.20353 | 0.2805 | 0.31693 | 0.42441
[7 empty] | 0.17783 | 0.40381 | 0.30795 | 0.41693 | 0.41377 | 0.58164
[7 empty] | 0.2457 | 0.49091 | 0.39832 | 0.52701 | 0.46743 | 0.6852
[7 empty] | 0.30058 | 0.53747 | 0.45932 | 0.5923 | 0.4791 | 0.7298
[7 empty] | 0.30228 | 0.55278 | 0.4984 | 0.5902 | 0.46568 | 0.72585
[7 empty] | 0.28426 | 0.53269 | 0.50409 | 0.55635 | 0.4226 | 0.67928
[7 empty] | 0.24928 | 0.4752 | 0.47009 | 0.48946 | 0.35484 | 0.58956
[7 empty] | 0.22382 | 0.37877 | 0.38633 | 0.37562 | 0.30396 | 0.44182
[7 empty] | 0.17388 | 0.25342 | 0.26707 | 0.23982 | 0.2228 | 0.27414
[7 empty] | 0.098945 | 0.11895 | 0.12829 | 0.10879 | 0.11478 | 0.11985
[7 empty] | 0.024965 | 0.027352 | 0.029243 | 0.026407 | 0.026254 | 0.027758
[7 empty] | 0.0010202 | 0.0011631 | 0.0015668 | 0.0011239 | 0.0011067 | 0.0012049
[7 empty] | 0 | 0 | 0 | 0 | 0 | 0
[7 empty] | 0 | 0 | 0 | 0 | 0 | 0
[7 empty] | 0 | 0 | 0 | 0 | 0 | 0
[7 empty] | 0 | 0 | 0 | 0 | 0 | 0
[7 empty] | 0 | 0 | 0 | 0 | 0 | 0
[7 empty] | 0 | 0 | 0 | 0 | 0 | 0
[7 empty] | 0 | 0 | 0 | 0 | 0 | 0
[7 empty] | 0 | 0 | 0 | 0 | 0 | 0
[7 empty] | 0 | 0 | 0 | 0 | 0 | 0
[7 empty] | 0.0080486 | 0.010218 | 0.016996 | 0.010738 | 0.013619 | 0.016471
[7 empty] | 0.059661 | 0.065921 | 0.10348 | 0.070001 | 0.076603 | 0.09278
[7 empty] | 0.15381 | 0.16645 | 0.29437 | 0.17907 | 0.18517 | 0.24913
[7 empty] | 0.26727 | 0.28585 | 0.51304 | 0.31531 | 0.29932 | 0.43475
[7 empty] | 0.36049 | 0.42186 | 0.65883 | 0.47182 | 0.39818 | 0.60054
[7 empty] | 0.42197 | 0.52757 | 0.73233 | 0.60121 | 0.45981 | 0.71043
[7 empty] | 0.44885 | 0.58825 | 0.74809 | 0.68249 | 0.48245 | 0.75859
[7 empty] | 0.49105 | 0.59797 | 0.71322 | 0.69334 | 0.49703 | 0.75719
[7 empty] | 0.50123 | 0.57074 | 0.6343 | 0.66428 | 0.48169 | 0.71516
[7 empty] | 0.47458 | 0.50472 | 0.51946 | 0.59094 | 0.43594 | 0.6294
[7 empty] | 0.39409 | 0.38954 | 0.39683 | 0.47164 | 0.3477 | 0.50152
[7 empty] | 0.27614 | 0.2522 | 0.25381 | 0.31308 | 0.23485 | 0.33147
[7 empty] | 0.13732 | 0.11695 | 0.11675 | 0.143 | 0.11392 | 0.1526
[7 empty] | 0.032913 | 0.028844 | 0.029899 | 0.031306 | 0.0279 | 0.034619
[7 empty] | 0.0012859 | 0.0013606 | 0.0011238 | 0.001908 | 0.0013306 | 0.0018737
[7 empty] | 0 | 0 | 0 | 0 | 0 | 0
[7 empty] | 0 | 0 | 0 | 0 | 0 | 0
[7 empty] | 0 | 0 | 0 | 0 | 0 | 0
[7 empty] | 0 | 0 | 0 | 0 | 0 | 0
[7 empty] | 0 | 0 | 0 | 0 | 0 | 0
[7 empty] | 0 | 0 | 0 | 0 | 0 | 0
[7 empty] | 0 | 0 | 0 | 0 | 0 | 0
[7 empty] | 0 | 0 | 0 | 0 | 0 | 0
[7 empty] | 0 | 0 | 0 | 0 | 0 | 0
[7 empty] | 0.01625 | 0.013457 | 0.0099267 | 0.017926 | 0.013686 | 0.01631
[7 empty] | 0.090049 | 0.077169 | 0.053696 | 0.095729 | 0.078636 | 0.090442
[7 empty] | 0.22143 | 0.19834 | 0.1271 | 0.24828 | 0.19636 | 0.23802
[7 empty] | 0.36489 | 0.33736 | 0.20543 | 0.41815 | 0.32946 | 0.40294
[7 empty] | 0.49122 | 0.45634 | 0.24546 | 0.56551 | 0.44867 | 0.55698
[7 empty] | 0.5718 | 0.5342 | 0.26091 | 0.65809 | 0.52771 | 0.66332
[7 empty] | 0.60193 | 0.56923 | 0.25808 | 0.69507 | 0.56036 | 0.71622
[7 empty] | 0.61327 | 0.58137 | 0.25754 | 0.69235 | 0.53324 | 0.72293
[7 empty] | 0.58343 | 0.55666 | 0.24083 | 0.65338 | 0.47054 | 0.68936
[7 empty] | 0.51348 | 0.49221 | 0.20993 | 0.57496 | 0.38242 | 0.61014
[7 empty] | 0.39662 | 0.38221 | 0.16771 | 0.4384 | 0.30045 | 0.46278
[7 empty] | 0.25746 | 0.24948 | 0.11711 | 0.27732 | 0.20098 | 0.28964
[7 empty] | 0.1207 | 0.11678 | 0.063764 | 0.12344 | 0.098218 | 0.12573
[7 empty] | 0.029203 | 0.02886 | 0.020132 | 0.029756 | 0.026381 | 0.029049
[7 empty] | 0.0013642 | 0.0013938 | 0.0009911 | 0.0012038 | 0.0017474 | 0.0014942
[7 empty] | 0 | 0 | 0 | 0 | 0 | 0
[7 empty] | 0 | 0 | 0 | 0 | 0 | 0
[7 empty] | 0 | 0 | 0 | 0 | 0 | 0
[7 empty] | 0 | 0 | 0 | 0 | 0 | 0
[7 empty] | 0 | 0 | 0 | 0 | 0 | 0
[7 empty] | 0 | 0 | 0 | 0 | 0 | 0
[7 empty] | 0 | 0 | 0 | 0 | 0 | 0
[7 empty] | 0 | 0 | 0 | 0 | 0 | 0
[7 empty] | 0 | 0 | 0 | 0 | 0 | 0
[7 empty] | 0.019521 | 0.013421 | 0.012345 | 0.0096432 | 0.010498 | 0.012529
[7 empty] | 0.10188 | 0.075485 | 0.070963 | 0.055079 | 0.055386 | 0.068051
[7 empty] | 0.25014 | 0.18287 | 0.17893 | 0.12816 | 0.12486 | 0.16133
[7 empty] | 0.40108 | 0.31117 | 0.31009 | 0.21679 | 0.1976 | 0.26738
[7 empty] | 0.51778 | 0.4164 | 0.43879 | 0.33658 | 0.24938 | 0.36798
[7 empty] | 0.57677 | 0.48606 | 0.53732 | 0.44927 | 0.27417 | 0.43872
[7 empty] | 0.58056 | 0.51447 | 0.58868 | 0.53143 | 0.27275 | 0.47358
[7 empty] | 0.61133 | 0.49483 | 0.61479 | 0.58204 | 0.24915 | 0.47719
[7 empty] | 0.60146 | 0.44499 | 0.60121 | 0.59529 | 0.20941 | 0.45418
[7 empty] | 0.5489 | 0.37129 | 0.54434 | 0.56092 | 0.1607 | 0.40332
[7 empty] | 0.44731 | 0.28763 | 0.44164 | 0.45375 | 0.12973 | 0.3095
[7 empty] | 0.3071 | 0.19136 | 0.30097 | 0.30729 | 0.092093 | 0.19859
[7 empty] | 0.14917 | 0.094824 | 0.14454 | 0.14729 | 0.052265 | 0.092109
[7 empty] | 0.035884 | 0.027458 | 0.036186 | 0.037017 | 0.018365 | 0.02446
[7 empty] | 0.0023564 | 0.0012167 | 0.0023677 | 0.0029047 | 0.00093658 | 0.00097452
[7 empty] | 0 | 0 | 0 | 0 | 0 | 0
[7 empty] | 0 | 0 | 0 | 0 | 0 | 0
[7 empty] | 0 | 0 | 0 | 0 | 0 | 0
[7 empty] | 0 | 0 | 0 | 0 | 0 | 0
[7 empty] | 0 | 0 | 0 | 0 | 0 | 0
[7 empty] | 0 | 0 | 0 | 0 | 0 | 0
[7 empty] | 0 | 0 | 0 | 0 | 0 | 0
[7 empty] | 0 | 0 | 0 | 0 | 0 | 0
[7 empty] | 0 | 0 | 0 | 0 | 0 | 0
[7 empty] | 0.01861 | 0.017403 | 0.020032 | 0.019025 | 0.004079 | 0.0099307
[7 empty] | 0.095293 | 0.088951 | 0.1143 | 0.096377 | 0.025611 | 0.058729
[7 empty] | 0.21858 | 0.226 | 0.31408 | 0.24103 | 0.055046 | 0.14457
[7 empty] | 0.33832 | 0.38393 | 0.53292 | 0.41005 | 0.085311 | 0.25021
[7 empty] | 0.38177 | 0.50359 | 0.69887 | 0.56927 | 0.1076 | 0.35301
[7 empty] | 0.3669 | 0.57304 | 0.79359 | 0.6801 | 0.11941 | 0.4306
[7 empty] | 0.31491 | 0.59469 | 0.82801 | 0.7335 | 0.12059 | 0.47392
[7 empty] | 0.27232 | 0.59397 | 0.82661 | 0.74514 | 0.12901 | 0.45756
[7 empty] | 0.21181 | 0.55724 | 0.78473 | 0.71556 | 0.12874 | 0.41506
[7 empty] | 0.14509 | 0.48514 | 0.69106 | 0.64023 | 0.11976 | 0.34954
[7 empty] | 0.10578 | 0.36866 | 0.551 | 0.49997 | 0.095613 | 0.24957
[7 empty] | 0.066598 | 0.236 | 0.36537 | 0.3242 | 0.067095 | 0.1487
[7 empty] | 0.032378 | 0.11009 | 0.16992 | 0.14597 | 0.037446 | 0.066135
[7 empty] | 0.011213 | 0.028416 | 0.04557 | 0.033735 | 0.013469 | 0.020404
[7 empty] | 0.0005907 | 0.0014271 | 0.0028872 | 0.0025383 | 0.00072512 | 0.00096708
[7 empty] | 0 | 0 | 0 | 0 | 0 | 0
[7 empty] | 0 | 0 | 0 | 0 | 0 | 0
[7 empty] | 0 | 0 | 0 | 0 | 0 | 0
[7 empty] | 0 | 0 | 0 | 0 | 0 | 0
[7 empty] | 0 | 0 | 0 | 0 | 0 | 0
[7 empty] | 0 | 0 | 0 | 0 | 0 | 0
[7 empty] | 0 | 0 | 0 | 0 | 0 | 0
[7 empty] | 0 | 0 | 0 | 0 | 0 | 0
[7 empty] | 0 | 0 | 0 | 0 | 0 | 0
[7 empty] | 0.0074319 | 0.010178 | 0.022756 | 0.021403 | 0.0050007 | 0.0094725
[7 empty] | 0.045387 | 0.058026 | 0.12143 | 0.10196 | 0.02622 | 0.055131
[7 empty] | 0.10558 | 0.14169 | 0.3331 | 0.26251 | 0.053394 | 0.13441
[7 empty] | 0.17189 | 0.24427 | 0.56208 | 0.44995 | 0.080783 | 0.23006
[7 empty] | 0.25298 | 0.38358 | 0.71513 | 0.61132 | 0.11725 | 0.32615
[7 empty] | 0.32207 | 0.50611 | 0.79196 | 0.71528 | 0.14874 | 0.40071
[7 empty] | 0.36979 | 0.58765 | 0.81134 | 0.75934 | 0.17036 | 0.44364
[7 empty] | 0.37362 | 0.60928 | 0.80043 | 0.76111 | 0.17641 | 0.47238
[7 empty] | 0.35439 | 0.59187 | 0.74881 | 0.72043 | 0.17069 | 0.47158
[7 empty] | 0.31339 | 0.53285 | 0.64848 | 0.63407 | 0.15403 | 0.43773
[7 empty] | 0.26417 | 0.41613 | 0.50521 | 0.49861 | 0.11952 | 0.37433
[7 empty] | 0.18973 | 0.27343 | 0.3272 | 0.327 | 0.08058 | 0.27045
[7 empty] | 0.09911 | 0.13111 | 0.14821 | 0.15151 | 0.042866 | 0.13779
[7 empty] | 0.027965 | 0.036873 | 0.037256 | 0.038594 | 0.015888 | 0.034232
[7 empty] | 0.0016801 | 0.0024987 | 0.0019767 | 0.0034356 | 0.00084623 | 0.0031739
[7 empty] | 0 | 0 | 0 | 0 | 0 | 0
[7 empty] | 0 | 0 | 0 | 0 | 0 | 0
[7 empty] | 0 | 0 | 0 | 0 | 0 | 0
[7 empty] | 0 | 0 | 0 | 0 | 0 | 0
[7 empty] | 0 | 0 | 0 | 0 | 0 | 0
[7 empty] | 0 | 0 | 0 | 0 | 0 | 0
[7 empty] | 0 | 0 | 0 | 0 | 0 | 0
[7 empty] | 0 | 0 | 0 | 0 | 0 | 0
[7 empty] | 0.00034175 | 0.00032408 | 0.00041799 | 0.000435 | 4.28e-05 | 0.00038581
[7 empty] | 0.022705 | 0.016046 | 0.021661 | 0.022939 | 0.0084404 | 0.021329
[7 empty] | 0.10452 | 0.07571 | 0.12622 | 0.10727 | 0.046187 | 0.10344
[7 empty] | 0.25163 | 0.16916 | 0.31326 | 0.26246 | 0.10439 | 0.24967
[7 empty] | 0.42105 | 0.27271 | 0.50862 | 0.43444 | 0.17705 | 0.40482
[7 empty] | 0.55646 | 0.39021 | 0.64311 | 0.57111 | 0.22446 | 0.49428
[7 empty] | 0.63903 | 0.48098 | 0.71277 | 0.65276 | 0.25218 | 0.52358
[7 empty] | 0.67262 | 0.53314 | 0.73175 | 0.68489 | 0.26087 | 0.51044
[7 empty] | 0.6668 | 0.55239 | 0.71701 | 0.67816 | 0.27899 | 0.47973
[7 empty] | 0.62414 | 0.54002 | 0.66435 | 0.63512 | 0.28197 | 0.42565
[7 empty] | 0.54237 | 0.48903 | 0.57062 | 0.55244 | 0.26688 | 0.34998
[7 empty] | 0.43002 | 0.39617 | 0.43045 | 0.43139 | 0.19746 | 0.25816
[7 empty] | 0.28687 | 0.27112 | 0.27112 | 0.28416 | 0.12572 | 0.15943
[7 empty] | 0.13606 | 0.13273 | 0.12225 | 0.13563 | 0.06355 | 0.073173
[7 empty] | 0.031691 | 0.033752 | 0.03188 | 0.032408 | 0.023272 | 0.019268
[7 empty] | 0.0035315 | 0.0050116 | 0.0035021 | 0.0023249 | 0.0018686 | 0.000968
[7 empty] | 0 | 0 | 0 | 0 | 0 | 0
[7 empty] | 0 | 0 | 0 | 0 | 0 | 0
[7 empty] | 0 | 0 | 0 | 0 | 0 | 0
[7 empty] | 0 | 0 | 0 | 0 | 0 | 0
[7 empty] | 0 | 0 | 0 | 0 | 0 | 0
[7 empty] | 0 | 0 | 0 | 0 | 0 | 0
[7 empty] | 0 | 0 | 0 | 0 | 0 | 0
[7 empty] | 0 | 0 | 0 | 0 | 0 | 0
[7 empty] | 0.00040442 | 0.00055382 | 0.00052121 | 0.0002813 | 0.0001773 | 0.00013509
[7 empty] | 0.021486 | 0.022986 | 0.023155 | 0.019308 | 0.017451 | 0.013568
[7 empty] | 0.090466 | 0.11169 | 0.12126 | 0.078195 | 0.075539 | 0.06137
[7 empty] | 0.19722 | 0.27603 | 0.30119 | 0.16095 | 0.1631 | 0.13151
[7 empty] | 0.31021 | 0.46053 | 0.49334 | 0.25065 | 0.26552 | 0.21396
[7 empty] | 0.41748 | 0.60691 | 0.62534 | 0.28421 | 0.32462 | 0.26537
[7 empty] | 0.49113 | 0.69613 | 0.6936 | 0.28221 | 0.34558 | 0.29097
[7 empty] | 0.5311 | 0.73269 | 0.71063 | 0.25748 | 0.33667 | 0.29509
[7 empty] | 0.50822 | 0.72955 | 0.68807 | 0.23248 | 0.31237 | 0.36445
[7 empty] | 0.45902 | 0.68746 | 0.62931 | 0.1987 | 0.27205 | 0.41587
[7 empty] | 0.38556 | 0.60119 | 0.53405 | 0.16033 | 0.21911 | 0.42999
[7 empty] | 0.28763 | 0.47776 | 0.40524 | 0.1435 | 0.16644 | 0.35966
[7 empty] | 0.18225 | 0.31896 | 0.25847 | 0.11434 | 0.10981 | 0.25587
[7 empty] | 0.085063 | 0.15072 | 0.11966 | 0.070789 | 0.05769 | 0.13171
[7 empty] | 0.023819 | 0.036502 | 0.032859 | 0.021927 | 0.021115 | 0.033977
[7 empty] | 0.001674 | 0.0056668 | 0.0036832 | 0.001563 | 0.0019926 | 0.0022473
[7 empty] | 0 | 0 | 0 | 0 | 0 | 0
[7 empty] | 0 | 0 | 0 | 0 | 0 | 0
[7 empty] | 0 | 0 | 0 | 0 | 0 | 0
[7 empty] | 0 | 0 | 0 | 0 | 0 | 0
[7 empty] | 0 | 0 | 0 | 0 | 0 | 0
[7 empty] | 0 | 0 | 0 | 0 | 0 | 0
[7 empty] | 0 | 0 | 0 | 0 | 0 | 0
[7 empty] | 0 | 0 | 0 | 0 | 0 | 0
[7 empty] | 6.9e-06 | 0.00046702 | 0.00063949 | 0.00054332 | 0.00031263 | 0.00019211
[7 empty] | 0.0066022 | 0.022458 | 0.023926 | 0.022667 | 0.015705 | 0.014622
[7 empty] | 0.040254 | 0.10024 | 0.12889 | 0.09492 | 0.067048 | 0.064143
[7 empty] | 0.098059 | 0.22425 | 0.31374 | 0.19746 | 0.14239 | 0.13754
[7 empty] | 0.17467 | 0.35539 | 0.50751 | 0.30397 | 0.23152 | 0.22772
[7 empty] | 0.24574 | 0.46593 | 0.63808 | 0.42305 | 0.30835 | 0.32524
[7 empty] | 0.30348 | 0.53405 | 0.70298 | 0.51585 | 0.36221 | 0.40811
[7 empty] | 0.34116 | 0.56166 | 0.71693 | 0.57297 | 0.39014 | 0.46662
[7 empty] | 0.32321 | 0.53933 | 0.70277 | 0.61471 | 0.35109 | 0.48665
[7 empty] | 0.28756 | 0.49048 | 0.65292 | 0.6192 | 0.29416 | 0.48048
[7 empty] | 0.23848 | 0.41616 | 0.56332 | 0.57558 | 0.22573 | 0.44092
[7 empty] | 0.1998 | 0.32987 | 0.44641 | 0.46115 | 0.17421 | 0.36585
[7 empty] | 0.14747 | 0.22473 | 0.29752 | 0.31064 | 0.11735 | 0.25952
[7 empty] | 0.086553 | 0.11698 | 0.14123 | 0.14852 | 0.063247 | 0.13518
[7 empty] | 0.029026 | 0.034841 | 0.035766 | 0.033679 | 0.023519 | 0.035123
[7 empty] | 0.0025019 | 0.0037439 | 0.0053567 | 0.0031109 | 0.0022703 | 0.0029358
[7 empty] | 0 | 0 | 0 | 0 | 0 | 0
[7 empty] | 0 | 0 | 0 | 0 | 0 | 0
[7 empty] | 0 | 0 | 0 | 0 | 0 | 0
[7 empty] | 0 | 0 | 0 | 0 | 0 | 0
[7 empty] | 0 | 0 | 0 | 0 | 0 | 0
[7 empty] | 0 | 0 | 0 | 0 | 0 | 0
[7 empty] | 0 | 0 | 0 | 0 | 0 | 0
[7 empty] | 0 | 0 | 0 | 0 | 0 | 0
[7 empty] | 0.00040159 | 0.00080733 | 0.00087637 | 0.00019497 | 0.00045452 | 0.00068129
[7 empty] | 0.020484 | 0.025463 | 0.024627 | 0.013001 | 0.016684 | 0.024589
[7 empty] | 0.081093 | 0.11939 | 0.13349 | 0.05553 | 0.068825 | 0.1035
[7 empty] | 0.16944 | 0.29001 | 0.32871 | 0.1146 | 0.14482 | 0.23281
[7 empty] | 0.26981 | 0.47942 | 0.53136 | 0.18459 | 0.23246 | 0.37735
[7 empty] | 0.38267 | 0.63324 | 0.6678 | 0.25955 | 0.30779 | 0.49076
[7 empty] | 0.473 | 0.72592 | 0.73541 | 0.32374 | 0.36003 | 0.55703
[7 empty] | 0.53056 | 0.76105 | 0.75085 | 0.36959 | 0.38666 | 0.58082
[7 empty] | 0.56728 | 0.73027 | 0.73395 | 0.36875 | 0.36744 | 0.55395
[7 empty] | 0.57385 | 0.66248 | 0.6785 | 0.35026 | 0.32732 | 0.50177
[7 empty] | 0.54059 | 0.55904 | 0.58194 | 0.31188 | 0.26968 | 0.42417
[7 empty] | 0.4469 | 0.42067 | 0.45832 | 0.23002 | 0.20044 | 0.33525
[7 empty] | 0.31279 | 0.2661 | 0.30429 | 0.1469 | 0.1285 | 0.22514
[7 empty] | 0.1614 | 0.12185 | 0.14562 | 0.074941 | 0.065313 | 0.11182
[7 empty] | 0.042851 | 0.032235 | 0.037808 | 0.02504 | 0.023762 | 0.029532
[7 empty] | 0.0059193 | 0.0041268 | 0.0062356 | 0.0019053 | 0.0022512 | 0.0025016
[7 empty] | 0 | 0 | 0 | 0 | 0 | 0
[7 empty] | 0 | 0 | 0 | 0 | 0 | 0
[7 empty] | 0 | 0 | 0 | 0 | 0 | 0
[7 empty] | 0 | 0 | 0 | 0 | 0 | 0
[7 empty] | 0 | 0 | 0 | 0 | 0 | 0
[7 empty] | 0 | 0 | 0 | 0 | 0 | 0
[7 empty] | 0 | 0 | 0 | 0 | 0 | 0
[7 empty] | 0 | 0 | 0 | 0 | 0 | 0
[7 empty] | 0.0006719 | 0.00032705 | 0.001085 | 4.55e-05 | 0.00058266 | 0.00079135
[7 empty] | 0.026327 | 0.022549 | 0.025795 | 0.0061891 | 0.021508 | 0.025551
[7 empty] | 0.10448 | 0.10176 | 0.13639 | 0.036561 | 0.082033 | 0.10121
[7 empty] | 0.23311 | 0.24899 | 0.3312 | 0.090581 | 0.16628 | 0.22655
[7 empty] | 0.37216 | 0.41595 | 0.53367 | 0.16455 | 0.26257 | 0.3629
[7 empty] | 0.47904 | 0.56124 | 0.66425 | 0.25154 | 0.32846 | 0.45911
[7 empty] | 0.53796 | 0.65868 | 0.72544 | 0.33208 | 0.36181 | 0.50799
[7 empty] | 0.55462 | 0.70767 | 0.73501 | 0.39687 | 0.36666 | 0.51834
[7 empty] | 0.53233 | 0.71065 | 0.71329 | 0.39882 | 0.36889 | 0.50167
[7 empty] | 0.48305 | 0.67617 | 0.65579 | 0.38047 | 0.35111 | 0.45907
[7 empty] | 0.40755 | 0.5974 | 0.56003 | 0.33932 | 0.31202 | 0.39004
[7 empty] | 0.32088 | 0.46807 | 0.43274 | 0.27551 | 0.23563 | 0.27651
[7 empty] | 0.21449 | 0.30884 | 0.28136 | 0.19444 | 0.15459 | 0.16613
[7 empty] | 0.10828 | 0.14738 | 0.13228 | 0.10687 | 0.081031 | 0.077677
[7 empty] | 0.031237 | 0.03879 | 0.035423 | 0.03405 | 0.030036 | 0.02549
[7 empty] | 0.0032655 | 0.0053116 | 0.0053801 | 0.0029661 | 0.0028215 | 0.0021264
[7 empty] | 0 | 0 | 0 | 0 | 0 | 0
[7 empty] | 0 | 0 | 0 | 0 | 0 | 0
[7 empty] | 0 | 0 | 0 | 0 | 0 | 0
[7 empty] | 0 | 0 | 0 | 0 | 0 | 0
[7 empty] | 0 | 0 | 0 | 0 | 0 | 0
[7 empty] | 0 | 0 | 0 | 0 | 0 | 0
[7 empty] | 0 | 0 | 0 | 0 | 0 | 0
[7 empty] | 0 | 0 | 0 | 0 | 0 | 0
[7 empty] | 0.00058391 | 0.0011879 | 0.0010672 | 0.001049 | 0.00047959 | 0.0010403
[7 empty] | 0.018889 | 0.027622 | 0.025489 | 0.024192 | 0.016641 | 0.02518
[7 empty] | 0.076086 | 0.1305 | 0.11362 | 0.099969 | 0.059424 | 0.10732
[7 empty] | 0.1596 | 0.31689 | 0.26643 | 0.21858 | 0.11273 | 0.25525
[7 empty] | 0.25518 | 0.51528 | 0.43799 | 0.35003 | 0.16885 | 0.42269
[7 empty] | 0.33961 | 0.65179 | 0.56934 | 0.45809 | 0.23776 | 0.56768
[7 empty] | 0.39964 | 0.72245 | 0.64608 | 0.5262 | 0.29624 | 0.66397
[7 empty] | 0.43218 | 0.74115 | 0.67412 | 0.55369 | 0.33907 | 0.71047
[7 empty] | 0.48857 | 0.73088 | 0.66093 | 0.55363 | 0.33501 | 0.70599
[7 empty] | 0.51929 | 0.68341 | 0.61351 | 0.5244 | 0.31457 | 0.66518
[7 empty] | 0.50949 | 0.59413 | 0.52969 | 0.46333 | 0.27644 | 0.58343
[7 empty] | 0.40631 | 0.47481 | 0.41948 | 0.37143 | 0.23845 | 0.44855
[7 empty] | 0.27558 | 0.32 | 0.28212 | 0.25495 | 0.18247 | 0.29114
[7 empty] | 0.13797 | 0.15431 | 0.13948 | 0.13075 | 0.10762 | 0.1398
[7 empty] | 0.038038 | 0.038772 | 0.038355 | 0.037353 | 0.035034 | 0.03765
[7 empty] | 0.0048406 | 0.0071165 | 0.0062015 | 0.003935 | 0.003642 | 0.0036698
[7 empty] | 0 | 0 | 0 | 0 | 0 | 0
[7 empty] | 0 | 0 | 0 | 0 | 0 | 0
[7 empty] | 0 | 0 | 0 | 0 | 0 | 0
[7 empty] | 0 | 0 | 0 | 0 | 0 | 0
[7 empty] | 0 | 0 | 0 | 0 | 0 | 0
[7 empty] | 0 | 0 | 0 | 0 | 0 | 0
[7 empty] | 0 | 0 | 0 | 0 | 0 | 0
[7 empty] | 0 | 0 | 0 | 0 | 0 | 0
[7 empty] | 0.00010099 | 0.0014574 | 0.0014716 | 0.0006936 | 0.00068144 | 0.00087872
[7 empty] | 0.0067123 | 0.028115 | 0.028442 | 0.022485 | 0.025193 | 0.025871
[7 empty] | 0.027547 | 0.13957 | 0.12995 | 0.092415 | 0.090375 | 0.094823
[7 empty] | 0.054147 | 0.33478 | 0.30761 | 0.21033 | 0.18257 | 0.19277
[7 empty] | 0.083306 | 0.53837 | 0.49324 | 0.35711 | 0.28499 | 0.30338
[7 empty] | 0.13314 | 0.67659 | 0.61952 | 0.49507 | 0.3436 | 0.37063
[7 empty] | 0.18306 | 0.746 | 0.68454 | 0.59678 | 0.36358 | 0.39901
[7 empty] | 0.22599 | 0.76265 | 0.70107 | 0.65554 | 0.35386 | 0.39728
[7 empty] | 0.23234 | 0.75251 | 0.68055 | 0.65229 | 0.39662 | 0.34162
[7 empty] | 0.2256 | 0.70478 | 0.62513 | 0.61547 | 0.42078 | 0.27351
[7 empty] | 0.20532 | 0.61354 | 0.53391 | 0.5405 | 0.416 | 0.19959
[7 empty] | 0.16284 | 0.49039 | 0.39498 | 0.39033 | 0.32017 | 0.15091
[7 empty] | 0.11374 | 0.33016 | 0.24759 | 0.23633 | 0.21139 | 0.1004
[7 empty] | 0.064759 | 0.15924 | 0.11919 | 0.10873 | 0.10802 | 0.054807
[7 empty] | 0.025611 | 0.041323 | 0.037576 | 0.034603 | 0.036435 | 0.02088
[7 empty] | 0.002884 | 0.0079145 | 0.0043495 | 0.0030303 | 0.0037741 | 0.0022532
[7 empty] | 0 | 0 | 0 | 0 | 0 | 0
[7 empty] | 0 | 0 | 0 | 0 | 0 | 0
[7 empty] | 0 | 0 | 0 | 0 | 0 | 0
[7 empty] | 0 | 0 | 0 | 0 | 0 | 0
[7 empty] | 0 | 0 | 0 | 0 | 0 | 0
[7 empty] | 0 | 0 | 0 | 0 | 0 | 0
[7 empty] | 0 | 0 | 0 | 0 | 0 | 0
[7 empty] | 0 | 0 | 0 | 0 | 0 | 0
[7 empty] | 0.00033754 | 0.001679 | 0.0017024 | 0.00082687 | 0.001309 | 0.0003743
[7 empty] | 0.013571 | 0.029491 | 0.029738 | 0.026944 | 0.032007 | 0.014611
[7 empty] | 0.050036 | 0.14255 | 0.13433 | 0.10226 | 0.1145 | 0.060693
[7 empty] | 0.099135 | 0.33893 | 0.31525 | 0.23268 | 0.24527 | 0.13005
[7 empty] | 0.15352 | 0.54318 | 0.50128 | 0.38355 | 0.38927 | 0.21525
[7 empty] | 0.2117 | 0.67601 | 0.62883 | 0.50454 | 0.52076 | 0.2979
[7 empty] | 0.25781 | 0.74057 | 0.69388 | 0.57961 | 0.60922 | 0.36424
[7 empty] | 0.28826 | 0.75456 | 0.70981 | 0.61074 | 0.65419 | 0.40892
[7 empty] | 0.28127 | 0.74192 | 0.69039 | 0.62179 | 0.65006 | 0.39468
[7 empty] | 0.25923 | 0.6922 | 0.63641 | 0.59996 | 0.61115 | 0.36127
[7 empty] | 0.22282 | 0.60021 | 0.54563 | 0.53944 | 0.53507 | 0.309
[7 empty] | 0.17537 | 0.47936 | 0.42891 | 0.43933 | 0.43881 | 0.25156
[7 empty] | 0.1199 | 0.32319 | 0.28603 | 0.30358 | 0.30582 | 0.17914
[7 empty] | 0.064784 | 0.15721 | 0.14126 | 0.15352 | 0.15573 | 0.10233
[7 empty] | 0.025285 | 0.040903 | 0.039791 | 0.040281 | 0.039887 | 0.037623
[7 empty] | 0.0034481 | 0.0078208 | 0.0056519 | 0.0051954 | 0.0057155 | 0.0039803
[7 empty] | 0 | 0 | 0 | 0 | 0 | 0
[7 empty] | 0 | 0 | 0 | 0 | 0 | 0
[7 empty] | 0 | 0 | 0 | 0 | 0 | 0
[7 empty] | 0 | 0 | 0 | 0 | 0 | 0
[7 empty] | 0 | 0 | 0 | 0 | 0 | 0
[7 empty] | 0 | 0 | 0 | 0 | 0 | 0
[7 empty] | 0 | 0 | 0 | 0 | 0 | 0
[7 empty] | 0 | 0 | 0 | 0 | 0 | 0
[7 empty] | 0.0010936 | 0.0019493 | 0.0019385 | 0.0016442 | 0.0017805 | 0.00094894
[7 empty] | 0.026871 | 0.030097 | 0.030117 | 0.031781 | 0.03335 | 0.026258
[7 empty] | 0.086335 | 0.14011 | 0.13837 | 0.12262 | 0.12265 | 0.10226
[7 empty] | 0.15554 | 0.33053 | 0.32206 | 0.28108 | 0.27039 | 0.22292
[7 empty] | 0.2216 | 0.52605 | 0.51252 | 0.45225 | 0.4315 | 0.35985
[7 empty] | 0.26638 | 0.64786 | 0.63145 | 0.59663 | 0.56924 | 0.44365
[7 empty] | 0.28503 | 0.70162 | 0.6867 | 0.6866 | 0.65673 | 0.47936
[7 empty] | 0.28249 | 0.70532 | 0.69346 | 0.72679 | 0.69609 | 0.47783
[7 empty] | 0.3023 | 0.68513 | 0.6556 | 0.72969 | 0.68855 | 0.43334
[7 empty] | 0.30943 | 0.63132 | 0.58334 | 0.69639 | 0.64524 | 0.36917
[7 empty] | 0.30036 | 0.54128 | 0.48137 | 0.61961 | 0.56389 | 0.29092
[7 empty] | 0.25494 | 0.42722 | 0.36705 | 0.49477 | 0.45986 | 0.20398
[7 empty] | 0.1902 | 0.28583 | 0.23946 | 0.33326 | 0.31838 | 0.12263
[7 empty] | 0.11056 | 0.1408 | 0.12169 | 0.16261 | 0.16286 | 0.058135
[7 empty] | 0.038195 | 0.040622 | 0.040487 | 0.040879 | 0.045194 | 0.022341
[7 empty] | 0.0043006 | 0.0068282 | 0.0047927 | 0.0062857 | 0.007585 | 0.0027326
[7 empty] | 0 | 0 | 0 | 0 | 0 | 0
[7 empty] | 0 | 0 | 0 | 0 | 0 | 0
[7 empty] | 0 | 0 | 0 | 0 | 0 | 0
[7 empty] | 0 | 0 | 0 | 0 | 0 | 0
[7 empty] | 0 | 0 | 0 | 0 | 0 | 0
[7 empty] | 0 | 0 | 0 | 0 | 0 | 0
[7 empty] | 0 | 0 | 0 | 0 | 0 | 0
[7 empty] | 0 | 0 | 0 | 0 | 0 | 0
[7 empty] | 0.00082956 | 0.0018425 | 0.0019742 | 0.0021664 | 0.0020885 | 0.0011088
[7 empty] | 0.023856 | 0.031495 | 0.031145 | 0.033462 | 0.034406 | 0.0218
[7 empty] | 0.091341 | 0.12288 | 0.1206 | 0.13072 | 0.12721 | 0.087505
[7 empty] | 0.19708 | 0.27927 | 0.2634 | 0.30132 | 0.2825 | 0.19387
[7 empty] | 0.32538 | 0.45338 | 0.41738 | 0.48264 | 0.44682 | 0.32435
[7 empty] | 0.44647 | 0.59835 | 0.52086 | 0.62429 | 0.58543 | 0.4632
[7 empty] | 0.53792 | 0.68892 | 0.57055 | 0.70505 | 0.67068 | 0.57676
[7 empty] | 0.59256 | 0.72861 | 0.57547 | 0.73376 | 0.70685 | 0.64944
[7 empty] | 0.61509 | 0.73076 | 0.57821 | 0.72155 | 0.70667 | 0.66569
[7 empty] | 0.60484 | 0.69514 | 0.54918 | 0.6735 | 0.6705 | 0.64559
[7 empty] | 0.55415 | 0.61513 | 0.48586 | 0.58547 | 0.5942 | 0.58217
[7 empty] | 0.4137 | 0.49611 | 0.38814 | 0.44057 | 0.4502 | 0.46377
[7 empty] | 0.26018 | 0.33801 | 0.26514 | 0.27928 | 0.28597 | 0.31345
[7 empty] | 0.12358 | 0.16614 | 0.13669 | 0.13152 | 0.13658 | 0.15642
[7 empty] | 0.042474 | 0.044585 | 0.042302 | 0.038082 | 0.042106 | 0.042879
[7 empty] | 0.0057021 | 0.0093102 | 0.0062733 | 0.004623 | 0.005517 | 0.0068715
[7 empty] | 0 | 0 | 0 | 0 | 0 | 0
[7 empty] | 0 | 0 | 0 | 0 | 0 | 0
[7 empty] | 0 | 0 | 0 | 0 | 0 | 0
[7 empty] | 0 | 0 | 0 | 0 | 0 | 0
[7 empty] | 0 | 0 | 0 | 0 | 0 | 0
[7 empty] | 0 | 0 | 0 | 0 | 0 | 0
[7 empty] | 0 | 0 | 0 | 0 | 0 | 0
[7 empty] | 0 | 0 | 0 | 0 | 0 | 0
[7 empty] | 0.0016326 | 0.0023545 | 0.0024265 | 0.00071441 | 0.0019796 | 0.0024747
[7 empty] | 0.031896 | 0.033534 | 0.032336 | 0.018815 | 0.034674 | 0.033863
[7 empty] | 0.11114 | 0.14535 | 0.13253 | 0.072533 | 0.11737 | 0.13607
[7 empty] | 0.22592 | 0.33296 | 0.28978 | 0.15981 | 0.2408 | 0.31469
[7 empty] | 0.33981 | 0.52505 | 0.44899 | 0.2674 | 0.37095 | 0.5015
[7 empty] | 0.40293 | 0.65341 | 0.55305 | 0.36291 | 0.48663 | 0.64865
[7 empty] | 0.41762 | 0.71564 | 0.60095 | 0.43299 | 0.56032 | 0.73253
[7 empty] | 0.39929 | 0.7279 | 0.60382 | 0.47387 | 0.59357 | 0.76351
[7 empty] | 0.36504 | 0.7093 | 0.59329 | 0.49881 | 0.56611 | 0.76339
[7 empty] | 0.31212 | 0.65611 | 0.55245 | 0.49747 | 0.50886 | 0.72668
[7 empty] | 0.24494 | 0.56472 | 0.47971 | 0.46311 | 0.42594 | 0.64528
[7 empty] | 0.19033 | 0.43469 | 0.37408 | 0.38745 | 0.3551 | 0.51631
[7 empty] | 0.12945 | 0.28288 | 0.25035 | 0.27764 | 0.25518 | 0.34828
[7 empty] | 0.072774 | 0.13588 | 0.13027 | 0.14909 | 0.13887 | 0.17028
[7 empty] | 0.031625 | 0.039738 | 0.042425 | 0.043085 | 0.043412 | 0.04433
[7 empty] | 0.0043017 | 0.0060512 | 0.0053597 | 0.0064492 | 0.006508 | 0.0082328
[7 empty] | 0 | 0 | 0 | 0 | 0 | 0
[7 empty] | 0 | 0 | 0 | 0 | 0 | 0
[7 empty] | 0 | 0 | 0 | 0 | 0 | 0
[7 empty] | 0 | 0 | 0 | 0 | 0 | 0
[7 empty] | 0 | 0 | 0 | 0 | 0 | 0
[7 empty] | 0 | 0 | 0 | 0 | 0 | 0
[7 empty] | 0 | 0 | 0 | 0 | 0 | 0
[7 empty] | 0 | 0 | 0 | 0 | 0 | 0
[7 empty] | 0.0015071 | 0.00029808 | 0.0018616 | 0.0026028 | 0.0023992 | 0.0027386
[7 empty] | 0.0283 | 0.015317 | 0.028613 | 0.034938 | 0.035922 | 0.034432
[7 empty] | 0.094868 | 0.051836 | 0.095495 | 0.1317 | 0.12116 | 0.13661
[7 empty] | 0.18285 | 0.099788 | 0.18917 | 0.29885 | 0.24382 | 0.31373
[7 empty] | 0.27788 | 0.15183 | 0.29045 | 0.47987 | 0.37056 | 0.4985
[7 empty] | 0.34595 | 0.18795 | 0.38376 | 0.62888 | 0.49046 | 0.64388
[7 empty] | 0.38195 | 0.20786 | 0.44617 | 0.71991 | 0.57108 | 0.72608
[7 empty] | 0.38905 | 0.21375 | 0.4769 | 0.75785 | 0.61045 | 0.75575
[7 empty] | 0.40345 | 0.19995 | 0.45404 | 0.76046 | 0.62436 | 0.75496
[7 empty] | 0.3984 | 0.17667 | 0.40982 | 0.72575 | 0.60643 | 0.71862
[7 empty] | 0.37001 | 0.1457 | 0.34615 | 0.64645 | 0.55106 | 0.63852
[7 empty] | 0.29539 | 0.11836 | 0.27982 | 0.51869 | 0.44883 | 0.51171
[7 empty] | 0.20715 | 0.085539 | 0.19688 | 0.35148 | 0.31257 | 0.34607
[7 empty] | 0.11825 | 0.050539 | 0.109 | 0.17312 | 0.16416 | 0.17007
[7 empty] | 0.045969 | 0.020149 | 0.040259 | 0.046204 | 0.048433 | 0.045155
[7 empty] | 0.0054119 | 0.0031059 | 0.0053583 | 0.00903 | 0.0080722 | 0.0088347
[7 empty] | 0 | 0 | 0 | 0 | 0 | 0
[7 empty] | 0 | 0 | 0 | 0 | 0 | 0
[7 empty] | 0 | 0 | 0 | 0 | 0 | 0
[7 empty] | 0 | 0 | 0 | 0 | 0 | 0
[7 empty] | 0 | 0 | 0 | 0 | 0 | 0
[7 empty] | 0 | 0 | 0 | 0 | 0 | 0
[7 empty] | 0 | 0 | 0 | 0 | 0 | 0
[7 empty] | 0 | 0 | 0 | 0 | 0 | 0
[7 empty] | 0.0019827 | 0.0018723 | 0.0025746 | 0.0030949 | 0.0026711 | 0.003008
[7 empty] | 0.033412 | 0.025672 | 0.032012 | 0.036267 | 0.035937 | 0.035404
[7 empty] | 0.11174 | 0.097996 | 0.1185 | 0.13935 | 0.12652 | 0.13714
[7 empty] | 0.22722 | 0.21515 | 0.25107 | 0.31718 | 0.2684 | 0.31174
[7 empty] | 0.35203 | 0.34537 | 0.38449 | 0.5034 | 0.4262 | 0.49349
[7 empty] | 0.45235 | 0.45658 | 0.46697 | 0.6489 | 0.53853 | 0.636
[7 empty] | 0.51167 | 0.52901 | 0.50127 | 0.7312 | 0.59726 | 0.71663
[7 empty] | 0.53236 | 0.56245 | 0.49835 | 0.76015 | 0.60803 | 0.74555
[7 empty] | 0.52388 | 0.57851 | 0.48295 | 0.74933 | 0.62272 | 0.74195
[7 empty] | 0.48855 | 0.56324 | 0.44372 | 0.70007 | 0.60561 | 0.70307
[7 empty] | 0.42558 | 0.51007 | 0.38103 | 0.60957 | 0.55011 | 0.62177
[7 empty] | 0.32372 | 0.42577 | 0.30033 | 0.48394 | 0.44792 | 0.49218
[7 empty] | 0.21229 | 0.30364 | 0.20591 | 0.3265 | 0.31154 | 0.32941
[7 empty] | 0.11226 | 0.16033 | 0.1131 | 0.16358 | 0.16249 | 0.1622
[7 empty] | 0.045245 | 0.046468 | 0.042115 | 0.04608 | 0.048266 | 0.04492
[7 empty] | 0.0060765 | 0.0094745 | 0.00566 | 0.008595 | 0.0080947 | 0.007525
[7 empty] | 0 | 0 | 0 | 0 | 0 | 0
[7 empty] | 0 | 0 | 0 | 0 | 0 | 0
[7 empty] | 0 | 0 | 0 | 0 | 0 | 0
[7 empty] | 0 | 0 | 0 | 0 | 0 | 0
[7 empty] | 0 | 0 | 0 | 0 | 0 | 0
[7 empty] | 0 | 0 | 0 | 0 | 0 | 0
[7 empty] | 0 | 0 | 0 | 0 | 0 | 0
[7 empty] | 0 | 0 | 0 | 0 | 0 | 0
[7 empty] | 0.002633 | 0.0027841 | 0.001817 | 0.0033454 | 0.0034077 | 0.0027116
[7 empty] | 0.037175 | 0.032659 | 0.018796 | 0.037466 | 0.03901 | 0.038816
[7 empty] | 0.12953 | 0.11815 | 0.058919 | 0.13902 | 0.14075 | 0.12923
[7 empty] | 0.28054 | 0.23996 | 0.1097 | 0.31246 | 0.30755 | 0.28239
[7 empty] | 0.4426 | 0.36003 | 0.16288 | 0.49431 | 0.48039 | 0.45461
[7 empty] | 0.57922 | 0.43141 | 0.2186 | 0.62982 | 0.60174 | 0.59436
[7 empty] | 0.66475 | 0.45847 | 0.25922 | 0.70252 | 0.65973 | 0.68087
[7 empty] | 0.70202 | 0.45181 | 0.28194 | 0.72312 | 0.66296 | 0.71819
[7 empty] | 0.70592 | 0.43068 | 0.28833 | 0.71044 | 0.6304 | 0.71794
[7 empty] | 0.67441 | 0.38886 | 0.27922 | 0.66265 | 0.56355 | 0.68211
[7 empty] | 0.6024 | 0.32898 | 0.25312 | 0.57712 | 0.467 | 0.60476
[7 empty] | 0.47839 | 0.24962 | 0.20459 | 0.46252 | 0.37023 | 0.47798
[7 empty] | 0.32357 | 0.16516 | 0.14667 | 0.31587 | 0.25365 | 0.32083
[7 empty] | 0.16492 | 0.088032 | 0.086915 | 0.16123 | 0.13715 | 0.15971
[7 empty] | 0.049248 | 0.033814 | 0.03478 | 0.046362 | 0.049136 | 0.044416
[7 empty] | 0.008971 | 0.0056129 | 0.0051435 | 0.0081592 | 0.007483 | 0.0073368
[7 empty] | 0 | 0 | 0 | 0 | 0 | 0
[7 empty] | 0 | 0 | 0 | 0 | 0 | 0
[7 empty] | 0 | 0 | 0 | 0 | 0 | 0
[7 empty] | 0 | 0 | 0 | 0 | 0 | 0
[7 empty] | 0 | 0 | 0 | 0 | 0 | 0
[7 empty] | 0 | 0 | 0 | 0 | 0 | 0
[7 empty] | 0 | 0 | 0 | 0 | 0 | 0
[7 empty] | 0 | 0 | 0 | 0 | 0 | 0
[7 empty] | 0.0030892 | 0.0030713 | 0.0006574 | 0.0025864 | 0.0028318 | 0.0034411
[7 empty] | 0.037896 | 0.031819 | 0.017964 | 0.036579 | 0.03902 | 0.038323
[7 empty] | 0.12587 | 0.1258 | 0.067276 | 0.11821 | 0.12654 | 0.13791
[7 empty] | 0.2497 | 0.27942 | 0.14634 | 0.24094 | 0.26063 | 0.30551
[7 empty] | 0.37272 | 0.44144 | 0.23734 | 0.37521 | 0.4022 | 0.48275
[7 empty] | 0.4869 | 0.5473 | 0.33905 | 0.49331 | 0.52508 | 0.60915
[7 empty] | 0.56194 | 0.60054 | 0.41976 | 0.57014 | 0.60333 | 0.67257
[7 empty] | 0.59877 | 0.61122 | 0.4708 | 0.60584 | 0.63847 | 0.68577
[7 empty] | 0.55654 | 0.59824 | 0.48183 | 0.60301 | 0.59284 | 0.673
[7 empty] | 0.48356 | 0.55503 | 0.46765 | 0.56954 | 0.51574 | 0.62888
[7 empty] | 0.38968 | 0.48059 | 0.42387 | 0.50256 | 0.41537 | 0.54949
[7 empty] | 0.30936 | 0.38181 | 0.34451 | 0.39767 | 0.30189 | 0.4439
[7 empty] | 0.21419 | 0.2612 | 0.24193 | 0.2705 | 0.18799 | 0.30627
[7 empty] | 0.1196 | 0.13674 | 0.13255 | 0.14257 | 0.094232 | 0.15824
[7 empty] | 0.04678 | 0.042641 | 0.044893 | 0.047507 | 0.042534 | 0.046912
[7 empty] | 0.0066004 | 0.008208 | 0.0072921 | 0.0072512 | 0.0071176 | 0.008025
[7 empty] | 1.38e-06 | 0 | 1.38e-06 | 5.52e-06 | 1.38e-06 | 4.14e-06
[7 empty] | 0 | 0 | 0 | 0 | 0 | 0
[7 empty] | 0 | 0 | 0 | 0 | 0 | 0
[7 empty] | 0 | 0 | 0 | 0 | 0 | 0
[7 empty] | 0 | 0 | 0 | 0 | 0 | 0
[7 empty] | 0 | 0 | 0 | 0 | 0 | 0
[7 empty] | 0 | 0 | 0 | 0 | 0 | 0
[7 empty] | 0 | 0 | 0 | 0 | 0 | 0
[7 empty] | 0.0027192 | 0.0036521 | 0.0025695 | 0.0036901 | 0.0026367 | 0.0036028
[7 empty] | 0.033676 | 0.038515 | 0.030731 | 0.039599 | 0.033898 | 0.040829
[7 empty] | 0.11474 | 0.14034 | 0.092585 | 0.13675 | 0.10686 | 0.1366
[7 empty] | 0.24439 | 0.30777 | 0.17199 | 0.29726 | 0.20826 | 0.29026
[7 empty] | 0.38789 | 0.48311 | 0.25288 | 0.46524 | 0.31834 | 0.45098
[7 empty] | 0.51271 | 0.59791 | 0.34896 | 0.59173 | 0.3991 | 0.56731
[7 empty] | 0.59553 | 0.65376 | 0.42335 | 0.66059 | 0.4424 | 0.62487
[7 empty] | 0.63508 | 0.66211 | 0.4697 | 0.6809 | 0.45273 | 0.63518
[7 empty] | 0.62581 | 0.63772 | 0.47761 | 0.66449 | 0.43271 | 0.63248
[7 empty] | 0.58371 | 0.58136 | 0.4612 | 0.6149 | 0.39088 | 0.59986
[7 empty] | 0.50742 | 0.49467 | 0.41646 | 0.53052 | 0.32853 | 0.53211
[7 empty] | 0.38305 | 0.39489 | 0.34313 | 0.40541 | 0.25201 | 0.42522
[7 empty] | 0.24741 | 0.27122 | 0.24602 | 0.26447 | 0.16872 | 0.29035
[7 empty] | 0.12682 | 0.14378 | 0.13862 | 0.13277 | 0.092608 | 0.15056
[7 empty] | 0.048634 | 0.047343 | 0.048428 | 0.044784 | 0.038765 | 0.048295
[7 empty] | 0.0070631 | 0.0074454 | 0.0075334 | 0.007178 | 0.006268 | 0.0090638
[7 empty] | 2.76e-06 | 1.38e-06 | 1.24e-05 | 0 | 2.76e-06 | 9.66e-06
[7 empty] | 0 | 0 | 0 | 0 | 0 | 0
[7 empty] | 0 | 0 | 0 | 0 | 0 | 0
[7 empty] | 0 | 0 | 0 | 0 | 0 | 0
[7 empty] | 0 | 0 | 0 | 0 | 0 | 0
[7 empty] | 0 | 0 | 0 | 0 | 0 | 0
[7 empty] | 0 | 0 | 0 | 0 | 0 | 0
[7 empty] | 0 | 0 | 0 | 0 | 0 | 0
[7 empty] | 0.0023756 | 0.0030857 | 0.0014972 | 0.00053093 | 0.0021663 | 0.0033759
[7 empty] | 0.033515 | 0.032905 | 0.016548 | 0.010658 | 0.032623 | 0.040607
[7 empty] | 0.10818 | 0.12593 | 0.049991 | 0.032615 | 0.10359 | 0.12967
[7 empty] | 0.21755 | 0.27433 | 0.092974 | 0.058346 | 0.20361 | 0.2613
[7 empty] | 0.34161 | 0.42711 | 0.13903 | 0.084997 | 0.3159 | 0.3984
[7 empty] | 0.38962 | 0.53023 | 0.20491 | 0.11779 | 0.39824 | 0.50896
[7 empty] | 0.38821 | 0.58228 | 0.26132 | 0.14603 | 0.44559 | 0.57243
[7 empty] | 0.35463 | 0.59463 | 0.30136 | 0.16664 | 0.46032 | 0.59291
[7 empty] | 0.35844 | 0.58275 | 0.31112 | 0.18722 | 0.46895 | 0.57756
[7 empty] | 0.34463 | 0.54249 | 0.3044 | 0.19751 | 0.45379 | 0.53332
[7 empty] | 0.31165 | 0.47155 | 0.2784 | 0.19436 | 0.41221 | 0.46056
[7 empty] | 0.24598 | 0.37096 | 0.22973 | 0.17908 | 0.32807 | 0.3548
[7 empty] | 0.17124 | 0.25037 | 0.16726 | 0.14584 | 0.2268 | 0.23667
[7 empty] | 0.099511 | 0.12984 | 0.098995 | 0.095976 | 0.12418 | 0.12577
[7 empty] | 0.044185 | 0.043921 | 0.038607 | 0.040406 | 0.046134 | 0.047493
[7 empty] | 0.0075569 | 0.0078449 | 0.0062471 | 0.0070957 | 0.0083703 | 0.0077533
[7 empty] | 0 | 2.62e-05 | 1.24e-05 | 2.56e-05 | 3.38e-05 | 2.07e-05
[7 empty] | 0 | 0 | 0 | 0 | 0 | 0
[7 empty] | 0 | 0 | 0 | 0 | 0 | 0
[7 empty] | 0 | 0 | 0 | 0 | 0 | 0
[7 empty] | 0 | 0 | 0 | 0 | 0 | 0
[7 empty] | 0 | 0 | 0 | 0 | 0 | 0
[7 empty] | 0 | 0 | 0 | 0 | 0 | 0
[7 empty] | 0 | 0 | 0 | 0 | 0 | 0
[7 empty] | 0.0025815 | 0.0034004 | 0.00067124 | 0.0024336 | 0.0031644 | 0.0029595
[7 empty] | 0.03638 | 0.035344 | 0.015209 | 0.034334 | 0.033091 | 0.027774
[7 empty] | 0.11126 | 0.11459 | 0.047963 | 0.10545 | 0.10626 | 0.086215
[7 empty] | 0.22282 | 0.22507 | 0.093139 | 0.20647 | 0.21036 | 0.16596
[7 empty] | 0.34007 | 0.33422 | 0.14307 | 0.31698 | 0.32117 | 0.24991
[7 empty] | 0.38665 | 0.43005 | 0.1993 | 0.41774 | 0.41977 | 0.3052
[7 empty] | 0.37814 | 0.48829 | 0.2434 | 0.48647 | 0.48579 | 0.32998
[7 empty] | 0.33667 | 0.51193 | 0.27075 | 0.52117 | 0.51819 | 0.32869
[7 empty] | 0.3183 | 0.5328 | 0.28795 | 0.50357 | 0.50165 | 0.31661
[7 empty] | 0.28395 | 0.52541 | 0.28915 | 0.46216 | 0.46061 | 0.28927
[7 empty] | 0.23566 | 0.48342 | 0.27124 | 0.39802 | 0.39626 | 0.24793
[7 empty] | 0.19234 | 0.3791 | 0.2343 | 0.31423 | 0.32079 | 0.20456
[7 empty] | 0.13947 | 0.25742 | 0.17776 | 0.2163 | 0.22607 | 0.15003
[7 empty] | 0.083759 | 0.1384 | 0.10709 | 0.11829 | 0.12557 | 0.090288
[7 empty] | 0.038104 | 0.050389 | 0.039293 | 0.042857 | 0.04564 | 0.038323
[7 empty] | 0.0068467 | 0.0082463 | 0.0075491 | 0.0079709 | 0.0089734 | 0.0066182
[7 empty] | 1.38e-05 | 3.12e-05 | 4.81e-05 | 5.08e-05 | 5.77e-05 | 5.52e-06
[7 empty] | 0 | 0 | 0 | 0 | 0 | 0
[7 empty] | 0 | 0 | 0 | 0 | 0 | 0
[7 empty] | 0 | 0 | 0 | 0 | 0 | 0
[7 empty] | 0 | 0 | 0 | 0 | 0 | 0
[7 empty] | 0 | 0 | 0 | 0 | 0 | 0
[7 empty] | 0 | 0 | 0 | 0 | 0 | 0
[7 empty] | 0 | 0 | 0 | 0 | 0 | 0
[7 empty] | 0.002136 | 0.0047849 | 0.0028699 | 0.0019479 | 0.0034905 | 0.0016941
[7 empty] | 0.033215 | 0.040044 | 0.031714 | 0.026663 | 0.029633 | 0.027142
[7 empty] | 0.10259 | 0.14375 | 0.099778 | 0.089533 | 0.094323 | 0.085512
[7 empty] | 0.19818 | 0.30653 | 0.19223 | 0.19058 | 0.18387 | 0.16778
[7 empty] | 0.29996 | 0.47598 | 0.2851 | 0.31402 | 0.27684 | 0.26133
[7 empty] | 0.36316 | 0.59981 | 0.37015 | 0.437 | 0.38448 | 0.34443
[7 empty] | 0.3879 | 0.66828 | 0.42599 | 0.53249 | 0.47139 | 0.40112
[7 empty] | 0.38312 | 0.69096 | 0.45321 | 0.59136 | 0.5298 | 0.43048
[7 empty] | 0.39136 | 0.67547 | 0.47328 | 0.59803 | 0.55044 | 0.44546
[7 empty] | 0.38082 | 0.62699 | 0.4685 | 0.57451 | 0.54286 | 0.43787
[7 empty] | 0.34837 | 0.54356 | 0.43297 | 0.51649 | 0.50135 | 0.40301
[7 empty] | 0.29352 | 0.42321 | 0.37126 | 0.41107 | 0.40018 | 0.33542
[7 empty] | 0.21833 | 0.28267 | 0.27482 | 0.28105 | 0.27612 | 0.2427
[7 empty] | 0.13243 | 0.14688 | 0.15512 | 0.14672 | 0.14981 | 0.13878
[7 empty] | 0.053017 | 0.049742 | 0.050213 | 0.047252 | 0.052874 | 0.050477
[7 empty] | 0.0087459 | 0.0092801 | 0.0096749 | 0.0099688 | 0.0093411 | 0.0087538
[7 empty] | 3.35e-05 | 3.47e-06 | 7.89e-05 | 4.43e-05 | 7.07e-05 | 8.52e-06
[7 empty] | 0 | 0 | 0 | 0 | 0 | 0
[7 empty] | 0 | 0 | 0 | 0 | 0 | 0
[7 empty] | 0 | 0 | 0 | 0 | 0 | 0
[7 empty] | 0 | 0 | 0 | 0 | 0 | 0
[7 empty] | 0 | 0 | 0 | 0 | 0 | 0
[7 empty] | 0 | 0 | 0 | 0 | 0 | 0
[7 empty] | 0 | 0 | 0 | 0 | 0 | 0
[7 empty] | 0.0015476 | 0.0041637 | 0.0039385 | 0.0042423 | 0.0031477 | 0.0048338
[7 empty] | 0.02167 | 0.041398 | 0.038263 | 0.042413 | 0.03903 | 0.042738
[7 empty] | 0.064816 | 0.13555 | 0.13488 | 0.12771 | 0.11641 | 0.13439
[7 empty] | 0.11863 | 0.27969 | 0.28515 | 0.24623 | 0.22526 | 0.25547
[7 empty] | 0.17718 | 0.42909 | 0.44722 | 0.36648 | 0.34851 | 0.36621
[7 empty] | 0.24805 | 0.53732 | 0.57305 | 0.49034 | 0.44717 | 0.44771
[7 empty] | 0.30915 | 0.5949 | 0.64825 | 0.57849 | 0.50759 | 0.48311
[7 empty] | 0.35476 | 0.61054 | 0.67593 | 0.62675 | 0.53126 | 0.48217
[7 empty] | 0.39358 | 0.59389 | 0.66741 | 0.66049 | 0.52062 | 0.47034
[7 empty] | 0.41697 | 0.54814 | 0.62521 | 0.65546 | 0.48495 | 0.43635
[7 empty] | 0.41307 | 0.47297 | 0.54659 | 0.60361 | 0.42329 | 0.37949
[7 empty] | 0.35285 | 0.37347 | 0.42671 | 0.48222 | 0.35809 | 0.31521
[7 empty] | 0.26395 | 0.25564 | 0.28597 | 0.32894 | 0.26467 | 0.22946
[7 empty] | 0.15508 | 0.13786 | 0.14856 | 0.17017 | 0.15366 | 0.13294
[7 empty] | 0.055181 | 0.050536 | 0.050945 | 0.055232 | 0.055539 | 0.050128
[7 empty] | 0.0093896 | 0.008647 | 0.010152 | 0.011885 | 0.0093708 | 0.0099136
[7 empty] | 6.35e-05 | 5.14e-05 | 0.00010324 | 8.64e-05 | 8.96e-05 | 1.68e-05
[7 empty] | 0 | 0 | 0 | 0 | 0 | 0
[7 empty] | 0 | 0 | 0 | 0 | 0 | 0
[7 empty] | 0 | 0 | 0 | 0 | 0 | 0
[7 empty] | 0 | 0 | 0 | 0 | 0 | 0
[7 empty] | 0 | 0 | 0 | 0 | 0 | 0
[7 empty] | 0 | 0 | 0 | 0 | 0 | 0
[7 empty] | 0 | 0 | 0 | 0 | 0 | 0
[7 empty] | 0.0023113 | 0.0052241 | 0.0047261 | 0.0048391 | 0.0048646 | 0.0054198
[7 empty] | 0.03418 | 0.039084 | 0.035796 | 0.04195 | 0.0461 | 0.042036
[7 empty] | 0.092214 | 0.15144 | 0.1179 | 0.13428 | 0.13323 | 0.14381
[7 empty] | 0.15914 | 0.32873 | 0.23046 | 0.26995 | 0.24133 | 0.29808
[7 empty] | 0.22004 | 0.51342 | 0.34277 | 0.40136 | 0.34335 | 0.45296
[7 empty] | 0.28232 | 0.64371 | 0.42219 | 0.47335 | 0.46029 | 0.54364
[7 empty] | 0.32225 | 0.71426 | 0.46361 | 0.48825 | 0.54564 | 0.57231
[7 empty] | 0.34023 | 0.73491 | 0.47311 | 0.46477 | 0.59446 | 0.5558
[7 empty] | 0.34673 | 0.7192 | 0.47476 | 0.44769 | 0.5487 | 0.52864
[7 empty] | 0.33703 | 0.66748 | 0.45165 | 0.40972 | 0.47605 | 0.47553
[7 empty] | 0.30828 | 0.57809 | 0.40202 | 0.35056 | 0.38341 | 0.39859
[7 empty] | 0.26826 | 0.45432 | 0.33721 | 0.28321 | 0.33329 | 0.31198
[7 empty] | 0.2064 | 0.30484 | 0.24828 | 0.20009 | 0.25446 | 0.21174
[7 empty] | 0.12697 | 0.15391 | 0.14571 | 0.11523 | 0.15399 | 0.11548
[7 empty] | 0.049741 | 0.048121 | 0.053448 | 0.04791 | 0.058285 | 0.044707
[7 empty] | 0.0087386 | 0.010193 | 0.009634 | 0.0098431 | 0.0099654 | 0.0082094
[7 empty] | 2.76e-06 | 4.99e-06 | 0.00012853 | 3.19e-05 | 0.00013057 | 8.28e-06
[7 empty] | 0 | 0 | 0 | 0 | 0 | 0
[7 empty] | 0 | 0 | 0 | 0 | 0 | 0
[7 empty] | 0 | 0 | 0 | 0 | 0 | 0
[7 empty] | 0 | 0 | 0 | 0 | 0 | 0
[7 empty] | 0 | 0 | 0 | 0 | 0 | 0
[7 empty] | 0 | 0 | 0 | 0 | 0 | 0
[7 empty] | 0 | 0 | 0 | 0 | 0 | 0
[7 empty] | 0.0047889 | 0.005928 | 0.0036794 | 0.0028949 | 0.0056836 | 0.0019696
[7 empty] | 0.041112 | 0.042562 | 0.034959 | 0.034971 | 0.047227 | 0.027135
[7 empty] | 0.11857 | 0.16112 | 0.09765 | 0.10236 | 0.14632 | 0.089697
[7 empty] | 0.21287 | 0.35415 | 0.17415 | 0.19067 | 0.28778 | 0.18507
[7 empty] | 0.29894 | 0.55227 | 0.25114 | 0.28339 | 0.42382 | 0.30044
[7 empty] | 0.37516 | 0.67612 | 0.28874 | 0.35903 | 0.53834 | 0.42295
[7 empty] | 0.41844 | 0.73334 | 0.29776 | 0.40406 | 0.60228 | 0.52155
[7 empty] | 0.43104 | 0.74051 | 0.28745 | 0.42122 | 0.62008 | 0.58735
[7 empty] | 0.43548 | 0.72433 | 0.2713 | 0.42551 | 0.59071 | 0.59111
[7 empty] | 0.41804 | 0.67297 | 0.24276 | 0.40908 | 0.53154 | 0.5645
[7 empty] | 0.37719 | 0.58357 | 0.20315 | 0.3696 | 0.44526 | 0.50435
[7 empty] | 0.31479 | 0.47475 | 0.1757 | 0.31186 | 0.34267 | 0.41681
[7 empty] | 0.23101 | 0.33051 | 0.13531 | 0.22978 | 0.22944 | 0.29626
[7 empty] | 0.13535 | 0.17332 | 0.087078 | 0.13507 | 0.12542 | 0.16145
[7 empty] | 0.053672 | 0.052126 | 0.041941 | 0.053806 | 0.054948 | 0.054309
[7 empty] | 0.010026 | 0.010978 | 0.0084796 | 0.010934 | 0.011054 | 0.01158
[7 empty] | 0.00011192 | 0.00016652 | 2.93e-05 | 5.71e-05 | 6.42e-05 | 9.34e-05
[7 empty] | 0 | 0 | 0 | 0 | 0 | 0
[7 empty] | 0 | 0 | 0 | 0 | 0 | 0
[7 empty] | 0 | 0 | 0 | 0 | 0 | 0
[7 empty] | 0 | 0 | 0 | 0 | 0 | 0
[7 empty] | 0 | 0 | 0 | 0 | 0 | 0
[7 empty] | 0 | 0 | 0 | 0 | 0 | 0
[7 empty] | 0 | 0 | 0 | 0 | 0 | 0
[7 empty] | 0.0052172 | 0.0055468 | 0.0024518 | 0.0052867 | 0.0045675 | 0.0046919
[7 empty] | 0.046989 | 0.042498 | 0.027699 | 0.044447 | 0.04563 | 0.042063
[7 empty] | 0.14295 | 0.15062 | 0.0902 | 0.14149 | 0.12987 | 0.12464
[7 empty] | 0.28888 | 0.32102 | 0.1836 | 0.2922 | 0.24561 | 0.23473
[7 empty] | 0.43911 | 0.49476 | 0.29228 | 0.45621 | 0.3691 | 0.34557
[7 empty] | 0.53194 | 0.61092 | 0.40304 | 0.57587 | 0.47288 | 0.4366
[7 empty] | 0.56344 | 0.66832 | 0.48797 | 0.64117 | 0.53549 | 0.4904
[7 empty] | 0.54847 | 0.68022 | 0.54081 | 0.65762 | 0.55925 | 0.51065
[7 empty] | 0.52316 | 0.6601 | 0.54894 | 0.65318 | 0.57606 | 0.48945
[7 empty] | 0.47307 | 0.60817 | 0.52765 | 0.61604 | 0.56424 | 0.4447
[7 empty] | 0.3995 | 0.52338 | 0.47403 | 0.54331 | 0.5165 | 0.3788
[7 empty] | 0.3459 | 0.41594 | 0.3609 | 0.43293 | 0.41257 | 0.28948
[7 empty] | 0.26288 | 0.28497 | 0.23856 | 0.29756 | 0.28497 | 0.19351
[7 empty] | 0.15567 | 0.15256 | 0.12639 | 0.16031 | 0.15502 | 0.10536
[7 empty] | 0.054986 | 0.053328 | 0.048277 | 0.056122 | 0.057561 | 0.043875
[7 empty] | 0.0105 | 0.01034 | 0.0094614 | 0.011062 | 0.011195 | 0.0083581
[7 empty] | 0.00014689 | 0.00012452 | 0.00015053 | 0.0001312 | 0.00016326 | 9.25e-05
[7 empty] | 0 | 0 | 0 | 0 | 0 | 0
[7 empty] | 0 | 0 | 0 | 0 | 0 | 0
[7 empty] | 0 | 0 | 0 | 0 | 0 | 0
[7 empty] | 0 | 0 | 0 | 0 | 0 | 0
[7 empty] | 0 | 0 | 0 | 0 | 0 | 0
[7 empty] | 0 | 0 | 0 | 0 | 0 | 0
[7 empty] | 0 | 0 | 0 | 0 | 0 | 0
[7 empty] | 0.0061785 | 0.0044995 | 0.0027815 | 0.0035429 | 0.0058852 | 0.0030516
[7 empty] | 0.04701 | 0.041007 | 0.028343 | 0.035775 | 0.04772 | 0.034237
[7 empty] | 0.14842 | 0.13424 | 0.086791 | 0.099697 | 0.14111 | 0.10084
[7 empty] | 0.30371 | 0.28297 | 0.17399 | 0.17984 | 0.26581 | 0.19353
[7 empty] | 0.45993 | 0.44167 | 0.27462 | 0.26246 | 0.39018 | 0.29487
[7 empty] | 0.5941 | 0.56428 | 0.37323 | 0.30872 | 0.44054 | 0.37138
[7 empty] | 0.67687 | 0.63688 | 0.44524 | 0.3248 | 0.43327 | 0.41728
[7 empty] | 0.71226 | 0.66677 | 0.48628 | 0.31895 | 0.39119 | 0.43478
[7 empty] | 0.70471 | 0.66651 | 0.48759 | 0.29296 | 0.39825 | 0.45248
[7 empty] | 0.66226 | 0.6333 | 0.46409 | 0.25387 | 0.3862 | 0.44705
[7 empty] | 0.58228 | 0.5624 | 0.41416 | 0.20616 | 0.35262 | 0.4151
[7 empty] | 0.46043 | 0.45579 | 0.33141 | 0.16333 | 0.29271 | 0.32549
[7 empty] | 0.31134 | 0.31762 | 0.23194 | 0.11534 | 0.21612 | 0.22341
[7 empty] | 0.16132 | 0.16979 | 0.13091 | 0.067914 | 0.13128 | 0.12362
[7 empty] | 0.05411 | 0.054489 | 0.051852 | 0.031677 | 0.056709 | 0.049211
[7 empty] | 0.010881 | 0.011653 | 0.010955 | 0.0058391 | 0.011775 | 0.010013
[7 empty] | 0.00015733 | 0.00020275 | 0.00012561 | 6.9e-06 | 0.00016328 | 1.79e-05
[7 empty] | 0 | 0 | 0 | 0 | 0 | 0
[7 empty] | 0 | 0 | 0 | 0 | 0 | 0
[7 empty] | 0 | 0 | 0 | 0 | 0 | 0
[7 empty] | 0 | 0 | 0 | 0 | 0 | 0
[7 empty] | 0 | 0 | 0 | 0 | 0 | 0
[7 empty] | 0 | 0 | 0 | 0 | 0 | 0
[7 empty] | 0 | 0 | 0 | 0 | 0 | 0
[7 empty] | 0.0062479 | 0.0071523 | 0.0037504 | 0.0007849 | 0.0059942 | 0.0051313
[7 empty] | 0.047502 | 0.043056 | 0.037141 | 0.013659 | 0.043846 | 0.042284
[7 empty] | 0.14545 | 0.16189 | 0.10839 | 0.04281 | 0.13353 | 0.13299
[7 empty] | 0.29397 | 0.35318 | 0.20908 | 0.081667 | 0.26198 | 0.27684
[7 empty] | 0.44342 | 0.54812 | 0.32085 | 0.12602 | 0.39354 | 0.43017
[7 empty] | 0.57405 | 0.67509 | 0.46793 | 0.17389 | 0.47569 | 0.55712
[7 empty] | 0.65699 | 0.73638 | 0.58857 | 0.21313 | 0.50514 | 0.63487
[7 empty] | 0.69465 | 0.7478 | 0.6658 | 0.23942 | 0.49202 | 0.66827
[7 empty] | 0.70606 | 0.73768 | 0.67666 | 0.25667 | 0.50136 | 0.66388
[7 empty] | 0.68343 | 0.69186 | 0.65233 | 0.26045 | 0.48596 | 0.62729
[7 empty] | 0.6202 | 0.60599 | 0.5873 | 0.24834 | 0.44259 | 0.55501
[7 empty] | 0.4971 | 0.49315 | 0.47933 | 0.2307 | 0.36192 | 0.43813
[7 empty] | 0.34032 | 0.34375 | 0.3359 | 0.18931 | 0.25885 | 0.29816
[7 empty] | 0.17723 | 0.18035 | 0.1791 | 0.125 | 0.14812 | 0.15652
[7 empty] | 0.055879 | 0.054068 | 0.056969 | 0.054349 | 0.05841 | 0.052255
[7 empty] | 0.01199 | 0.012645 | 0.012983 | 0.011209 | 0.01223 | 0.012143
[7 empty] | 0.00012953 | 0.00021527 | 0.0001643 | 0.00018626 | 0.00019326 | 0.0002143
[7 empty] | 0 | 0 | 0 | 0 | 0 | 0
[7 empty] | 0 | 0 | 0 | 0 | 0 | 0
[7 empty] | 0 | 0 | 0 | 0 | 0 | 0
[7 empty] | 0 | 0 | 0 | 0 | 0 | 0
[7 empty] | 0 | 0 | 0 | 0 | 0 | 0
[7 empty] | 0 | 0 | 0 | 0 | 0 | 0
[7 empty] | 0 | 0 | 0 | 0 | 0 | 0
[7 empty] | 0.0056743 | 0.0075116 | 0.00652 | 0.005642 | 0.0070039 | 0.0070656
[7 empty] | 0.046352 | 0.043318 | 0.045478 | 0.039386 | 0.048623 | 0.047295
[7 empty] | 0.13297 | 0.16522 | 0.14667 | 0.12314 | 0.15113 | 0.15084
[7 empty] | 0.255 | 0.3567 | 0.30677 | 0.24266 | 0.30371 | 0.31002
[7 empty] | 0.3819 | 0.54877 | 0.48401 | 0.37151 | 0.45552 | 0.46934
[7 empty] | 0.49711 | 0.67154 | 0.62399 | 0.45238 | 0.58237 | 0.58232
[7 empty] | 0.57211 | 0.72878 | 0.70879 | 0.48737 | 0.6568 | 0.63642
[7 empty] | 0.60783 | 0.73654 | 0.74317 | 0.48583 | 0.68374 | 0.64241
[7 empty] | 0.60907 | 0.72109 | 0.73049 | 0.471 | 0.66473 | 0.61273
[7 empty] | 0.58079 | 0.67137 | 0.68179 | 0.4333 | 0.61312 | 0.55395
[7 empty] | 0.51915 | 0.58404 | 0.59482 | 0.37349 | 0.52866 | 0.46777
[7 empty] | 0.40964 | 0.46864 | 0.48303 | 0.30709 | 0.41668 | 0.34487
[7 empty] | 0.27827 | 0.32298 | 0.33695 | 0.21899 | 0.28392 | 0.21883
[7 empty] | 0.14761 | 0.17059 | 0.17977 | 0.12132 | 0.15467 | 0.11088
[7 empty] | 0.053331 | 0.055558 | 0.057209 | 0.045518 | 0.059375 | 0.042839
[7 empty] | 0.011304 | 0.012036 | 0.012703 | 0.010154 | 0.012616 | 0.0077107
[7 empty] | 7.55e-05 | 0.00018374 | 0.00020449 | 4.14e-05 | 0.0001234 | 1.3e-05
[7 empty] | 0 | 0 | 0 | 0 | 0 | 0
[7 empty] | 0 | 0 | 0 | 0 | 0 | 0
[7 empty] | 0 | 0 | 0 | 0 | 0 | 0
[7 empty] | 0 | 0 | 0 | 0 | 0 | 0
[7 empty] | 0 | 0 | 0 | 0 | 0 | 0
[7 empty] | 0 | 0 | 0 | 0 | 0 | 0
[7 empty] | 0 | 0 | 0 | 0 | 0 | 0
[7 empty] | 0.0049629 | 0.0072142 | 0.0077154 | 0.0029272 | 0.0062474 | 0.0022457
[7 empty] | 0.045812 | 0.044221 | 0.045876 | 0.030158 | 0.050041 | 0.025602
[7 empty] | 0.1295 | 0.15242 | 0.16382 | 0.09305 | 0.13738 | 0.079645
[7 empty] | 0.24836 | 0.3216 | 0.3548 | 0.18939 | 0.25617 | 0.16228
[7 empty] | 0.37562 | 0.49316 | 0.55077 | 0.30001 | 0.37682 | 0.25816
[7 empty] | 0.48973 | 0.61543 | 0.67121 | 0.4095 | 0.49633 | 0.34244
[7 empty] | 0.56495 | 0.67958 | 0.72555 | 0.49262 | 0.57889 | 0.40082
[7 empty] | 0.60158 | 0.69505 | 0.73112 | 0.5449 | 0.62301 | 0.43153
[7 empty] | 0.57942 | 0.67523 | 0.70236 | 0.5625 | 0.6338 | 0.43262
[7 empty] | 0.52899 | 0.62248 | 0.63961 | 0.5524 | 0.61349 | 0.41194
[7 empty] | 0.45241 | 0.53702 | 0.54342 | 0.50846 | 0.55667 | 0.3688
[7 empty] | 0.34346 | 0.43894 | 0.4218 | 0.42411 | 0.44225 | 0.30824
[7 empty] | 0.22576 | 0.31021 | 0.28156 | 0.30603 | 0.30215 | 0.22713
[7 empty] | 0.12066 | 0.17042 | 0.14695 | 0.17182 | 0.15992 | 0.1368
[7 empty] | 0.05335 | 0.058063 | 0.053927 | 0.059173 | 0.057068 | 0.058705
[7 empty] | 0.012111 | 0.01292 | 0.012293 | 0.01305 | 0.013065 | 0.012923
[7 empty] | 0.00017107 | 0.00023992 | 9.54e-05 | 0.00023184 | 0.00015243 | 0.00014134
[7 empty] | 0 | 0 | 0 | 0 | 0 | 0
[7 empty] | 0 | 0 | 0 | 0 | 0 | 0
[7 empty] | 0 | 0 | 0 | 0 | 0 | 0
[7 empty] | 0 | 0 | 0 | 0 | 0 | 0
[7 empty] | 0 | 0 | 0 | 0 | 0 | 0
[7 empty] | 0 | 0 | 0 | 0 | 0 | 0
[7 empty] | 0 | 0 | 0 | 0 | 0 | 0
[7 empty] | 0.0039695 | 0.0078703 | 0.0068974 | 0.0071468 | 0.0073459 | 0.0075758
[7 empty] | 0.038726 | 0.045499 | 0.042732 | 0.047666 | 0.05003 | 0.048047
[7 empty] | 0.093255 | 0.16257 | 0.13207 | 0.1465 | 0.1505 | 0.15081
[7 empty] | 0.14805 | 0.34098 | 0.25251 | 0.2979 | 0.30128 | 0.30393
[7 empty] | 0.19398 | 0.52012 | 0.3679 | 0.45507 | 0.45453 | 0.45655
[7 empty] | 0.22811 | 0.64463 | 0.42796 | 0.60094 | 0.59075 | 0.54283
[7 empty] | 0.24025 | 0.70778 | 0.4425 | 0.69784 | 0.67726 | 0.56564
[7 empty] | 0.23404 | 0.72212 | 0.42608 | 0.74568 | 0.71671 | 0.54197
[7 empty] | 0.24381 | 0.70373 | 0.40831 | 0.74509 | 0.72395 | 0.52214
[7 empty] | 0.2431 | 0.65091 | 0.37206 | 0.70884 | 0.69709 | 0.47689
[7 empty] | 0.23051 | 0.56304 | 0.31734 | 0.63123 | 0.63078 | 0.40773
[7 empty] | 0.2113 | 0.45698 | 0.23456 | 0.51045 | 0.52037 | 0.32291
[7 empty] | 0.17294 | 0.32023 | 0.14978 | 0.3539 | 0.36923 | 0.22502
[7 empty] | 0.11483 | 0.17395 | 0.077543 | 0.18667 | 0.20219 | 0.12904
[7 empty] | 0.048088 | 0.05886 | 0.032005 | 0.058463 | 0.064685 | 0.05672
[7 empty] | 0.011492 | 0.013485 | 0.0062143 | 0.01511 | 0.014873 | 0.012523
[7 empty] | 0.00021463 | 0.0002566 | 3.31e-05 | 0.00024148 | 0.00025108 | 7.36e-05
[7 empty] | 0 | 0 | 0 | 0 | 0 | 0
[7 empty] | 0 | 0 | 0 | 0 | 0 | 0
[7 empty] | 0 | 0 | 0 | 0 | 0 | 0
[7 empty] | 0 | 0 | 0 | 0 | 0 | 0
[7 empty] | 0 | 0 | 0 | 0 | 0 | 0
[7 empty] | 0 | 0 | 0 | 0 | 0 | 0
[7 empty] | 0 | 0 | 0 | 0 | 0 | 0
[7 empty] | 0.007233 | 0.0081094 | 0.0023737 | 0.0083811 | 0.0080749 | 0.0021528
[7 empty] | 0.049651 | 0.045951 | 0.019968 | 0.047185 | 0.049126 | 0.023731
[7 empty] | 0.1468 | 0.16982 | 0.065695 | 0.15806 | 0.15477 | 0.069858
[7 empty] | 0.28609 | 0.36018 | 0.13739 | 0.33392 | 0.31578 | 0.13021
[7 empty] | 0.42678 | 0.55337 | 0.22039 | 0.51062 | 0.47545 | 0.19994
[7 empty] | 0.50692 | 0.68292 | 0.29464 | 0.65012 | 0.61394 | 0.3106
[7 empty] | 0.52473 | 0.74732 | 0.34623 | 0.72834 | 0.69896 | 0.41692
[7 empty] | 0.4982 | 0.76209 | 0.37276 | 0.75604 | 0.73526 | 0.50313
[7 empty] | 0.51102 | 0.74809 | 0.38379 | 0.75548 | 0.74804 | 0.54257
[7 empty] | 0.50036 | 0.69839 | 0.37477 | 0.72036 | 0.72563 | 0.55423
[7 empty] | 0.46083 | 0.60959 | 0.34395 | 0.64328 | 0.66144 | 0.52443
[7 empty] | 0.39479 | 0.49434 | 0.29684 | 0.52226 | 0.5457 | 0.42242
[7 empty] | 0.29502 | 0.34484 | 0.22614 | 0.36257 | 0.3865 | 0.29425
[7 empty] | 0.17285 | 0.18437 | 0.1384 | 0.19014 | 0.20929 | 0.16097
[7 empty] | 0.062741 | 0.058941 | 0.05696 | 0.060211 | 0.064004 | 0.057781
[7 empty] | 0.013848 | 0.013936 | 0.013102 | 0.016157 | 0.015249 | 0.013888
[7 empty] | 0.00015476 | 0.00027466 | 0.00016933 | 0.00023158 | 0.00027022 | 8.29e-05
[7 empty] | 0 | 0 | 0 | 0 | 0 | 0
[7 empty] | 0 | 0 | 0 | 0 | 0 | 0
[7 empty] | 0 | 0 | 0 | 0 | 0 | 0
[7 empty] | 0 | 0 | 0 | 0 | 0 | 0
[7 empty] | 0 | 0 | 0 | 0 | 0 | 0
[7 empty] | 0 | 0 | 0 | 0 | 0 | 0
[7 empty] | 0 | 0 | 0 | 0 | 0 | 0
[7 empty] | 0.0062159 | 0.0088111 | 0.0077342 | 0.0083948 | 0.0078467 | 0.0030237
[7 empty] | 0.049286 | 0.045705 | 0.046291 | 0.048344 | 0.051382 | 0.033257
[7 empty] | 0.13686 | 0.17282 | 0.15419 | 0.1565 | 0.15237 | 0.10817
[7 empty] | 0.26208 | 0.36664 | 0.32106 | 0.32511 | 0.30793 | 0.22606
[7 empty] | 0.38853 | 0.56079 | 0.49344 | 0.49612 | 0.47263 | 0.36638
[7 empty] | 0.48359 | 0.68693 | 0.60984 | 0.62649 | 0.60915 | 0.48766
[7 empty] | 0.53219 | 0.74718 | 0.66829 | 0.69709 | 0.69273 | 0.57232
[7 empty] | 0.54208 | 0.75895 | 0.68058 | 0.7182 | 0.72697 | 0.61838
[7 empty] | 0.52814 | 0.74925 | 0.66186 | 0.69465 | 0.73143 | 0.56774
[7 empty] | 0.48902 | 0.70455 | 0.61182 | 0.63766 | 0.70119 | 0.49164
[7 empty] | 0.42415 | 0.6196 | 0.52942 | 0.54728 | 0.63138 | 0.39541
[7 empty] | 0.32925 | 0.5045 | 0.4298 | 0.41798 | 0.52002 | 0.28481
[7 empty] | 0.2213 | 0.35262 | 0.30255 | 0.27422 | 0.36953 | 0.1763
[7 empty] | 0.12202 | 0.18764 | 0.16806 | 0.14084 | 0.204 | 0.087477
[7 empty] | 0.053338 | 0.059134 | 0.061469 | 0.052052 | 0.066175 | 0.03682
[7 empty] | 0.012731 | 0.014577 | 0.014126 | 0.012653 | 0.015363 | 0.0073867
[7 empty] | 0.00013907 | 0.00026966 | 0.00014237 | 0.00010139 | 0.00027445 | 1.59e-05
[7 empty] | 0 | 0 | 0 | 0 | 0 | 0
[7 empty] | 0 | 0 | 0 | 0 | 0 | 0
[7 empty] | 0 | 0 | 0 | 0 | 0 | 0
[7 empty] | 0 | 0 | 0 | 0 | 0 | 0
[7 empty] | 0 | 0 | 0 | 0 | 0 | 0
[7 empty] | 0 | 0 | 0 | 0 | 0 | 0
[7 empty] | 0 | 0 | 0 | 0 | 0 | 0
[7 empty] | 0.0054054 | 0.0091806 | 0.0066106 | 0.0056656 | 0.0084702 | 0.0023769
[7 empty] | 0.042645 | 0.046234 | 0.042915 | 0.038305 | 0.051053 | 0.02295
[7 empty] | 0.11721 | 0.18197 | 0.13041 | 0.10408 | 0.15526 | 0.058646
[7 empty] | 0.21524 | 0.38824 | 0.25686 | 0.18478 | 0.31323 | 0.098362
[7 empty] | 0.31461 | 0.594 | 0.38503 | 0.26392 | 0.47039 | 0.13824
[7 empty] | 0.40172 | 0.72138 | 0.46944 | 0.3319 | 0.60922 | 0.18487
[7 empty] | 0.45622 | 0.77897 | 0.50906 | 0.3742 | 0.69565 | 0.22211
[7 empty] | 0.4808 | 0.7878 | 0.5144 | 0.39244 | 0.73311 | 0.24676
[7 empty] | 0.47687 | 0.77441 | 0.50321 | 0.40504 | 0.72089 | 0.27357
[7 empty] | 0.45039 | 0.72527 | 0.46723 | 0.39752 | 0.67258 | 0.28681
[7 empty] | 0.40031 | 0.63487 | 0.40696 | 0.36687 | 0.58802 | 0.28179
[7 empty] | 0.33215 | 0.51637 | 0.32761 | 0.31367 | 0.46619 | 0.26516
[7 empty] | 0.24373 | 0.36073 | 0.23131 | 0.23503 | 0.31807 | 0.21932
[7 empty] | 0.14748 | 0.19277 | 0.13334 | 0.14153 | 0.17044 | 0.14612
[7 empty] | 0.06439 | 0.061253 | 0.05761 | 0.056821 | 0.063053 | 0.063354
[7 empty] | 0.015144 | 0.015169 | 0.013641 | 0.013312 | 0.015611 | 0.014592
[7 empty] | 0.00019066 | 0.00028523 | 0.0001588 | 0.00016516 | 0.00021661 | 0.0002285
[7 empty] | 0 | 0 | 0 | 0 | 0 | 0
[7 empty] | 0 | 0 | 0 | 0 | 0 | 0
[7 empty] | 0 | 0 | 0 | 0 | 0 | 0
[7 empty] | 0 | 0 | 0 | 0 | 0 | 0
[7 empty] | 0 | 0 | 0 | 0 | 0 | 0
[7 empty] | 0 | 0 | 0 | 0 | 0 | 0
[7 empty] | 0 | 0 | 0 | 0 | 0 | 0
[7 empty] | 0.0075728 | 0.0096594 | 0.0083263 | 0.0071302 | 0.0085977 | 0.006871
[7 empty] | 0.049696 | 0.048837 | 0.047179 | 0.048969 | 0.051633 | 0.037018
[7 empty] | 0.1312 | 0.16322 | 0.1422 | 0.1354 | 0.14458 | 0.10438
[7 empty] | 0.23767 | 0.33881 | 0.27898 | 0.26367 | 0.27945 | 0.19509
[7 empty] | 0.3498 | 0.51656 | 0.42363 | 0.4092 | 0.42696 | 0.29398
[7 empty] | 0.44324 | 0.62592 | 0.54113 | 0.51373 | 0.55749 | 0.38331
[7 empty] | 0.49937 | 0.67464 | 0.61264 | 0.57139 | 0.64542 | 0.44556
[7 empty] | 0.52195 | 0.67751 | 0.64214 | 0.58932 | 0.69185 | 0.48086
[7 empty] | 0.48916 | 0.66774 | 0.6493 | 0.58043 | 0.70573 | 0.50247
[7 empty] | 0.4342 | 0.62644 | 0.625 | 0.54486 | 0.68599 | 0.50078
[7 empty] | 0.36011 | 0.55173 | 0.56421 | 0.48082 | 0.6263 | 0.46948
[7 empty] | 0.32442 | 0.45952 | 0.46218 | 0.38872 | 0.5181 | 0.40712
[7 empty] | 0.25899 | 0.33278 | 0.32857 | 0.27585 | 0.37145 | 0.30876
[7 empty] | 0.1649 | 0.18627 | 0.1808 | 0.15756 | 0.20543 | 0.18305
[7 empty] | 0.065599 | 0.061296 | 0.061649 | 0.062029 | 0.065938 | 0.064664
[7 empty] | 0.015522 | 0.017187 | 0.017057 | 0.014466 | 0.017181 | 0.015587
[7 empty] | 0.00048365 | 0.0010243 | 0.00065556 | 0.00056649 | 0.00085748 | 0.00093928
[7 empty] | 0 | 0 | 0 | 0 | 0 | 0
[7 empty] | 0 | 0 | 0 | 0 | 0 | 0
[7 empty] | 0 | 0 | 0 | 0 | 0 | 0
[7 empty] | 0 | 0 | 0 | 0 | 0 | 0
[7 empty] | 0 | 0 | 0 | 0 | 0 | 0
[7 empty] | 0 | 0 | 0 | 0 | 0 | 0
[7 empty] | 0 | 0 | 0 | 0 | 0 | 0
[7 empty] | 0.0091411 | 0.010027 | 0.0062689 | 0.00835 | 0.0090555 | 0.0094729
[7 empty] | 0.054537 | 0.048521 | 0.045674 | 0.050048 | 0.053672 | 0.053307
[7 empty] | 0.14827 | 0.16241 | 0.11761 | 0.13503 | 0.14722 | 0.15112
[7 empty] | 0.2793 | 0.33427 | 0.21197 | 0.25492 | 0.28281 | 0.29429
[7 empty] | 0.41433 | 0.50573 | 0.31376 | 0.38221 | 0.42795 | 0.44234
[7 empty] | 0.52751 | 0.61466 | 0.39038 | 0.46567 | 0.54434 | 0.53958
[7 empty] | 0.5958 | 0.66413 | 0.43517 | 0.50344 | 0.6135 | 0.58107
[7 empty] | 0.6246 | 0.6682 | 0.45319 | 0.50604 | 0.64061 | 0.57902
[7 empty] | 0.64357 | 0.66528 | 0.45613 | 0.48921 | 0.64858 | 0.59159
[7 empty] | 0.63329 | 0.63076 | 0.43861 | 0.45056 | 0.62572 | 0.57553
[7 empty] | 0.58542 | 0.56142 | 0.39796 | 0.39033 | 0.56743 | 0.52542
[7 empty] | 0.48226 | 0.46411 | 0.30897 | 0.31072 | 0.4429 | 0.41785
[7 empty] | 0.34457 | 0.33363 | 0.21288 | 0.2185 | 0.29936 | 0.28998
[7 empty] | 0.19017 | 0.18595 | 0.12171 | 0.12627 | 0.16213 | 0.16031
[7 empty] | 0.062571 | 0.061865 | 0.059022 | 0.054607 | 0.066326 | 0.063109
[7 empty] | 0.015455 | 0.017111 | 0.015208 | 0.013821 | 0.015897 | 0.015581
[7 empty] | 0.00072036 | 0.0010865 | 0.0006229 | 0.00030336 | 0.00080572 | 0.00066978
[7 empty] | 0 | 0 | 0 | 0 | 0 | 0
[7 empty] | 0 | 0 | 0 | 0 | 0 | 0
[7 empty] | 0 | 0 | 0 | 0 | 0 | 0
[7 empty] | 0 | 0 | 0 | 0 | 0 | 0
[7 empty] | 0 | 0 | 0 | 0 | 0 | 0
[7 empty] | 0 | 0 | 0 | 0 | 0 | 0
[7 empty] | 0 | 0 | 0 | 0 | 0 | 0
[7 empty] | 0.0081387 | 0.010102 | 0.004437 | 0.0043554 | 0.0087412 | 0.0052464
[7 empty] | 0.05135 | 0.049294 | 0.033931 | 0.028565 | 0.0527 | 0.032768
[7 empty] | 0.13534 | 0.16272 | 0.090483 | 0.076764 | 0.1408 | 0.082777
[7 empty] | 0.24749 | 0.33711 | 0.16475 | 0.13995 | 0.26198 | 0.1423
[7 empty] | 0.36616 | 0.516 | 0.25027 | 0.21274 | 0.39059 | 0.20718
[7 empty] | 0.47136 | 0.63238 | 0.34404 | 0.27194 | 0.47277 | 0.2601
[7 empty] | 0.53987 | 0.68933 | 0.41679 | 0.31187 | 0.50611 | 0.29448
[7 empty] | 0.57469 | 0.69996 | 0.46484 | 0.33351 | 0.50174 | 0.3112
[7 empty] | 0.58434 | 0.69447 | 0.47825 | 0.30747 | 0.47773 | 0.29665
[7 empty] | 0.5671 | 0.65594 | 0.46956 | 0.26871 | 0.43119 | 0.26871
[7 empty] | 0.51775 | 0.58142 | 0.43426 | 0.21947 | 0.36418 | 0.22838
[7 empty] | 0.3979 | 0.48187 | 0.36311 | 0.16342 | 0.31127 | 0.18301
[7 empty] | 0.26557 | 0.34657 | 0.26778 | 0.10679 | 0.23642 | 0.13138
[7 empty] | 0.14254 | 0.19164 | 0.1596 | 0.056888 | 0.14708 | 0.079792
[7 empty] | 0.060066 | 0.061961 | 0.065381 | 0.025541 | 0.065206 | 0.038717
[7 empty] | 0.015385 | 0.018155 | 0.016726 | 0.0062859 | 0.016875 | 0.010879
[7 empty] | 0.00042307 | 0.0011663 | 0.00055594 | 0.00015068 | 0.00090933 | 0.00050932
[7 empty] | 0 | 0 | 0 | 0 | 0 | 0
[7 empty] | 0 | 0 | 0 | 0 | 0 | 0
[7 empty] | 0 | 0 | 0 | 0 | 0 | 0
[7 empty] | 0 | 0 | 0 | 0 | 0 | 0
[7 empty] | 0 | 0 | 0 | 0 | 0 | 0
[7 empty] | 0 | 0 | 0 | 0 | 0 | 0
[7 empty] | 0 | 0 | 0 | 0 | 0 | 0
[7 empty] | 0.0053265 | 0.01044 | 0.004215 | 0.0025377 | 0.0093049 | 0.0041891
[7 empty] | 0.040959 | 0.048755 | 0.035606 | 0.0174 | 0.055255 | 0.030885
[7 empty] | 0.11403 | 0.16557 | 0.10026 | 0.043725 | 0.14599 | 0.083144
[7 empty] | 0.21767 | 0.34381 | 0.19118 | 0.073333 | 0.27412 | 0.15118
[7 empty] | 0.33859 | 0.52358 | 0.29498 | 0.10491 | 0.40874 | 0.22826
[7 empty] | 0.4175 | 0.63804 | 0.41674 | 0.12624 | 0.51588 | 0.26502
[7 empty] | 0.45696 | 0.69169 | 0.5139 | 0.138 | 0.57669 | 0.27602
[7 empty] | 0.46421 | 0.69821 | 0.57789 | 0.14096 | 0.59712 | 0.26827
[7 empty] | 0.43374 | 0.68946 | 0.59909 | 0.1354 | 0.57989 | 0.24547
[7 empty] | 0.38465 | 0.64831 | 0.59079 | 0.12284 | 0.53548 | 0.2119
[7 empty] | 0.31976 | 0.57255 | 0.54637 | 0.10442 | 0.46427 | 0.16998
[7 empty] | 0.25631 | 0.47122 | 0.45896 | 0.083042 | 0.3663 | 0.12454
[7 empty] | 0.18342 | 0.33781 | 0.33609 | 0.059516 | 0.25423 | 0.080583
[7 empty] | 0.11087 | 0.18909 | 0.19114 | 0.036463 | 0.14345 | 0.043262
[7 empty] | 0.054722 | 0.064213 | 0.06534 | 0.018072 | 0.063203 | 0.021565
[7 empty] | 0.015629 | 0.016934 | 0.018435 | 0.0047147 | 0.01641 | 0.0056923
[7 empty] | 0.0005544 | 0.001215 | 0.0010965 | 0.00011457 | 0.00089841 | 0.00013976
[7 empty] | 0 | 0 | 0 | 0 | 0 | 0
[7 empty] | 0 | 0 | 0 | 0 | 0 | 0
[7 empty] | 0 | 0 | 0 | 0 | 0 | 0
[7 empty] | 0 | 0 | 0 | 0 | 0 | 0
[7 empty] | 0 | 0 | 0 | 0 | 0 | 0
[7 empty] | 0 | 0 | 0 | 0 | 0 | 0
[7 empty] | 0 | 0 | 0 | 0 | 0 | 0
[7 empty] | 0.0064209 | 0.010641 | 0.0090255 | 0.001273 | 0.0090328 | 0.0028512
[7 empty] | 0.039933 | 0.049112 | 0.049946 | 0.015626 | 0.054521 | 0.024786
[7 empty] | 0.10523 | 0.16439 | 0.14754 | 0.047251 | 0.14053 | 0.067189
[7 empty] | 0.18787 | 0.34056 | 0.28821 | 0.089713 | 0.25759 | 0.11879
[7 empty] | 0.27548 | 0.51863 | 0.43392 | 0.13958 | 0.37885 | 0.17393
[7 empty] | 0.34982 | 0.63191 | 0.53545 | 0.18082 | 0.4947 | 0.21516
[7 empty] | 0.3969 | 0.68452 | 0.58775 | 0.20992 | 0.57351 | 0.23981
[7 empty] | 0.41908 | 0.68993 | 0.59978 | 0.2262 | 0.61602 | 0.2499
[7 empty] | 0.42052 | 0.67 | 0.5928 | 0.2333 | 0.64481 | 0.23651
[7 empty] | 0.40188 | 0.61887 | 0.55854 | 0.22887 | 0.64265 | 0.21218
[7 empty] | 0.36033 | 0.53705 | 0.49517 | 0.21197 | 0.60078 | 0.17836
[7 empty] | 0.29896 | 0.42962 | 0.41765 | 0.18276 | 0.48902 | 0.13757
[7 empty] | 0.21991 | 0.3006 | 0.30877 | 0.14207 | 0.34501 | 0.095167
[7 empty] | 0.13245 | 0.16826 | 0.1809 | 0.09368 | 0.18918 | 0.055973
[7 empty] | 0.056639 | 0.064493 | 0.066846 | 0.046547 | 0.066075 | 0.027789
[7 empty] | 0.016168 | 0.016982 | 0.016537 | 0.012854 | 0.017743 | 0.0074776
[7 empty] | 0.00054429 | 0.0010468 | 0.0011764 | 0.00035936 | 0.0009979 | 0.00020138
[7 empty] | 0 | 0 | 0 | 0 | 0 | 0
[7 empty] | 0 | 0 | 0 | 0 | 0 | 0
[7 empty] | 0 | 0 | 0 | 0 | 0 | 0
[7 empty] | 0 | 0 | 0 | 0 | 0 | 0
[7 empty] | 0 | 0 | 0 | 0 | 0 | 0
[7 empty] | 0 | 0 | 0 | 0 | 0 | 0
[7 empty] | 0 | 0 | 0 | 0 | 0 | 0
[7 empty] | 0.0074437 | 0.010515 | 0.0067631 | 0.0034572 | 0.010309 | 0.001899
[7 empty] | 0.04826 | 0.051088 | 0.037996 | 0.027271 | 0.055532 | 0.014411
[7 empty] | 0.1233 | 0.15859 | 0.088662 | 0.077043 | 0.15212 | 0.036108
[7 empty] | 0.22118 | 0.32361 | 0.1399 | 0.14283 | 0.28898 | 0.059527
[7 empty] | 0.32863 | 0.49483 | 0.18617 | 0.21871 | 0.4301 | 0.083579
[7 empty] | 0.40922 | 0.60521 | 0.21312 | 0.27963 | 0.55581 | 0.10925
[7 empty] | 0.4564 | 0.65759 | 0.22247 | 0.32137 | 0.63767 | 0.12902
[7 empty] | 0.47549 | 0.6645 | 0.21969 | 0.34414 | 0.67865 | 0.14155
[7 empty] | 0.46577 | 0.65237 | 0.23005 | 0.34248 | 0.66277 | 0.1424
[7 empty] | 0.43479 | 0.60997 | 0.2287 | 0.32474 | 0.61341 | 0.13566
[7 empty] | 0.38231 | 0.53624 | 0.21426 | 0.29079 | 0.53141 | 0.12152
[7 empty] | 0.30903 | 0.44179 | 0.1814 | 0.24079 | 0.40615 | 0.10012
[7 empty] | 0.22172 | 0.31816 | 0.13933 | 0.17929 | 0.26869 | 0.074685
[7 empty] | 0.13121 | 0.18089 | 0.091575 | 0.11298 | 0.1416 | 0.047827
[7 empty] | 0.060039 | 0.065589 | 0.045397 | 0.056029 | 0.061467 | 0.02501
[7 empty] | 0.016391 | 0.017207 | 0.0122 | 0.016018 | 0.017225 | 0.0068783
[7 empty] | 0.00044809 | 0.0011792 | 0.00021529 | 0.00052896 | 0.00083202 | 9.21e-05
[7 empty] | 0 | 0 | 0 | 0 | 0 | 0
[7 empty] | 0 | 0 | 0 | 0 | 0 | 0
[7 empty] | 0 | 0 | 0 | 0 | 0 | 0
[7 empty] | 0 | 0 | 0 | 0 | 0 | 0
[7 empty] | 0 | 0 | 0 | 0 | 0 | 0
[7 empty] | 0 | 0 | 0 | 0 | 0 | 0
[7 empty] | 0 | 0 | 0 | 0 | 0 | 0
[7 empty] | 0.0076329 | 0.010588 | 0.0058827 | 0.0063217 | 0.0078091 | 0.0030278
[7 empty] | 0.049607 | 0.050161 | 0.040731 | 0.038571 | 0.046023 | 0.027129
[7 empty] | 0.12759 | 0.15759 | 0.10368 | 0.099162 | 0.1162 | 0.071966
[7 empty] | 0.23391 | 0.31625 | 0.18375 | 0.17713 | 0.20148 | 0.12712
[7 empty] | 0.35269 | 0.47974 | 0.27148 | 0.26609 | 0.29039 | 0.18472
[7 empty] | 0.46288 | 0.58489 | 0.34788 | 0.341 | 0.37754 | 0.23391
[7 empty] | 0.54037 | 0.63432 | 0.39916 | 0.39052 | 0.43944 | 0.26557
[7 empty] | 0.58541 | 0.64043 | 0.42674 | 0.41537 | 0.47606 | 0.2805
[7 empty] | 0.59702 | 0.62863 | 0.38581 | 0.43384 | 0.48448 | 0.28172
[7 empty] | 0.58071 | 0.5876 | 0.33036 | 0.43294 | 0.47152 | 0.26951
[7 empty] | 0.53113 | 0.5167 | 0.26399 | 0.4078 | 0.43276 | 0.24333
[7 empty] | 0.43539 | 0.42839 | 0.19373 | 0.32943 | 0.37043 | 0.21385
[7 empty] | 0.31234 | 0.31095 | 0.12489 | 0.23644 | 0.28042 | 0.1675
[7 empty] | 0.17763 | 0.17907 | 0.066607 | 0.13982 | 0.16922 | 0.10892
[7 empty] | 0.06636 | 0.065819 | 0.031782 | 0.062548 | 0.066094 | 0.049981
[7 empty] | 0.016979 | 0.01677 | 0.008318 | 0.016529 | 0.017007 | 0.012876
[7 empty] | 0.00058802 | 0.0013032 | 0.00021219 | 0.00072782 | 0.00086764 | 0.00034574
[7 empty] | 0 | 0 | 0 | 0 | 0 | 0
[7 empty] | 0 | 0 | 0 | 0 | 0 | 0
[7 empty] | 0 | 0 | 0 | 0 | 0 | 0
[7 empty] | 0 | 0 | 0 | 0 | 0 | 0
[7 empty] | 0 | 0 | 0 | 0 | 0 | 0
[7 empty] | 0 | 0 | 0 | 0 | 0 | 0
[7 empty] | 0 | 0 | 0 | 0 | 1.78e-06 | 0
[7 empty] | 0.0089959 | 0.010464 | 0.003444 | 0.0059593 | 0.0076774 | 0.0043336
[7 empty] | 0.051849 | 0.051499 | 0.02614 | 0.038162 | 0.045953 | 0.034355
[7 empty] | 0.13011 | 0.14724 | 0.074489 | 0.093275 | 0.12153 | 0.087152
[7 empty] | 0.22759 | 0.27774 | 0.13964 | 0.15463 | 0.2214 | 0.15006
[7 empty] | 0.3253 | 0.40649 | 0.21518 | 0.21385 | 0.33204 | 0.21546
[7 empty] | 0.38728 | 0.47962 | 0.31567 | 0.26959 | 0.41813 | 0.25948
[7 empty] | 0.41017 | 0.5054 | 0.40105 | 0.30662 | 0.46976 | 0.28084
[7 empty] | 0.40349 | 0.49783 | 0.46314 | 0.32596 | 0.49084 | 0.28369
[7 empty] | 0.4167 | 0.46563 | 0.47252 | 0.32395 | 0.48541 | 0.27865
[7 empty] | 0.41088 | 0.41455 | 0.46051 | 0.30842 | 0.45826 | 0.26002
[7 empty] | 0.38154 | 0.34642 | 0.42327 | 0.27854 | 0.40796 | 0.22853
[7 empty] | 0.30582 | 0.28863 | 0.35566 | 0.24922 | 0.29811 | 0.19017
[7 empty] | 0.21477 | 0.2139 | 0.26536 | 0.1999 | 0.18833 | 0.14197
[7 empty] | 0.12006 | 0.12878 | 0.16198 | 0.13101 | 0.096802 | 0.089329
[7 empty] | 0.047682 | 0.052238 | 0.069488 | 0.059225 | 0.049467 | 0.043181
[7 empty] | 0.012407 | 0.013419 | 0.018031 | 0.01658 | 0.014838 | 0.011174
[7 empty] | 0.00037341 | 0.00088772 | 0.00097183 | 0.0012353 | 0.00046646 | 0.00023719
[7 empty] | 0 | 0 | 0 | 0 | 0 | 0
[7 empty] | 0 | 0 | 0 | 0 | 0 | 0
[7 empty] | 0 | 0 | 0 | 0 | 0 | 0
[7 empty] | 0 | 0 | 0 | 0 | 0 | 0
[7 empty] | 0 | 0 | 0 | 0 | 0 | 0
[7 empty] | 0 | 0 | 0 | 0 | 0 | 0
[7 empty] | 0 | 0 | 0 | 5.35e-06 | 0 | 0
[7 empty] | 0.0041804 | 0.0051283 | 0.0081128 | 0.010694 | 0.0060755 | 0.003967
[7 empty] | 0.023371 | 0.025746 | 0.045425 | 0.055626 | 0.042587 | 0.030951
[7 empty] | 0.055169 | 0.07334 | 0.11876 | 0.15347 | 0.11079 | 0.08343
[7 empty] | 0.089404 | 0.1389 | 0.21337 | 0.30026 | 0.19974 | 0.15243
[7 empty] | 0.12423 | 0.21311 | 0.31254 | 0.45872 | 0.30042 | 0.22386
[7 empty] | 0.15221 | 0.28069 | 0.39323 | 0.58933 | 0.37274 | 0.27289
[7 empty] | 0.16835 | 0.32839 | 0.44184 | 0.67047 | 0.41358 | 0.29694
[7 empty] | 0.17379 | 0.35545 | 0.46233 | 0.70599 | 0.42739 | 0.30023
[7 empty] | 0.19771 | 0.3756 | 0.46638 | 0.70285 | 0.43593 | 0.31508
[7 empty] | 0.21266 | 0.37799 | 0.44861 | 0.6667 | 0.42538 | 0.31492
[7 empty] | 0.21454 | 0.35738 | 0.40642 | 0.59414 | 0.39079 | 0.29736
[7 empty] | 0.1814 | 0.31164 | 0.34634 | 0.48202 | 0.28814 | 0.25621
[7 empty] | 0.14028 | 0.2411 | 0.26124 | 0.33996 | 0.18399 | 0.19658
[7 empty] | 0.094211 | 0.15062 | 0.16029 | 0.18672 | 0.096473 | 0.12408
[7 empty] | 0.048631 | 0.062013 | 0.067766 | 0.065448 | 0.049213 | 0.054626
[7 empty] | 0.014849 | 0.016627 | 0.018805 | 0.019224 | 0.014749 | 0.014061
[7 empty] | 0.00049759 | 0.0014874 | 0.00091571 | 0.001039 | 0.00039855 | 0.00039253
[7 empty] | 0 | 0 | 0 | 0 | 0 | 0
[7 empty] | 0 | 0 | 0 | 0 | 0 | 0
[7 empty] | 0 | 0 | 0 | 0 | 0 | 0
[7 empty] | 0 | 0 | 0 | 0 | 0 | 0
[7 empty] | 0 | 0 | 0 | 0 | 0 | 0
[7 empty] | 0 | 0 | 0 | 0 | 0 | 0
[7 empty] | 0 | 1.43e-05 | 5.35e-06 | 0 | 0 | 0
[7 empty] | 0.0020135 | 0.010833 | 0.0085968 | 0.0064688 | 0.006233 | 0.0058159
[7 empty] | 0.016072 | 0.049042 | 0.043659 | 0.044263 | 0.04133 | 0.038426
[7 empty] | 0.043759 | 0.16202 | 0.11407 | 0.11423 | 0.10368 | 0.10006
[7 empty] | 0.077183 | 0.32656 | 0.20254 | 0.21075 | 0.17894 | 0.17729
[7 empty] | 0.11457 | 0.4944 | 0.29014 | 0.31717 | 0.25736 | 0.26052
[7 empty] | 0.15715 | 0.60106 | 0.34973 | 0.39288 | 0.33953 | 0.32935
[7 empty] | 0.19452 | 0.65008 | 0.37787 | 0.43412 | 0.40091 | 0.37353
[7 empty] | 0.22288 | 0.65444 | 0.3828 | 0.44596 | 0.44017 | 0.39518
[7 empty] | 0.23347 | 0.64305 | 0.39643 | 0.44255 | 0.43142 | 0.40178
[7 empty] | 0.23299 | 0.60201 | 0.39138 | 0.41835 | 0.40326 | 0.39009
[7 empty] | 0.22046 | 0.53018 | 0.36508 | 0.37336 | 0.35571 | 0.35759
[7 empty] | 0.19121 | 0.43074 | 0.30474 | 0.32681 | 0.29641 | 0.29254
[7 empty] | 0.14977 | 0.30732 | 0.22774 | 0.25414 | 0.2209 | 0.2139
[7 empty] | 0.09858 | 0.17586 | 0.14205 | 0.16137 | 0.13755 | 0.13176
[7 empty] | 0.0481 | 0.067611 | 0.063483 | 0.069749 | 0.066072 | 0.062799
[7 empty] | 0.013396 | 0.018453 | 0.01704 | 0.019108 | 0.019255 | 0.017709
[7 empty] | 0.00048509 | 0.0013305 | 0.00082863 | 0.0009042 | 0.00076133 | 0.00078638
[7 empty] | 0 | 0 | 0 | 0 | 0 | 0
[7 empty] | 0 | 0 | 0 | 0 | 0 | 0
[7 empty] | 0 | 0 | 0 | 0 | 0 | 0
[7 empty] | 0 | 0 | 0 | 0 | 0 | 0
[7 empty] | 0 | 0 | 0 | 0 | 0 | 0
[7 empty] | 0 | 0 | 0 | 0 | 0 | 0
[7 empty] | 0 | 0 | 0 | 0 | 0 | 0
[7 empty] | 0.0052654 | 0.010641 | 0.0018328 | 0.0032312 | 0.0085491 | 0.0071524
[7 empty] | 0.04047 | 0.05104 | 0.018269 | 0.029127 | 0.04938 | 0.043452
[7 empty] | 0.10716 | 0.15419 | 0.054569 | 0.073983 | 0.12295 | 0.10531
[7 empty] | 0.19857 | 0.31044 | 0.10235 | 0.12801 | 0.21448 | 0.17625
[7 empty] | 0.29984 | 0.47627 | 0.15947 | 0.18614 | 0.30796 | 0.24384
[7 empty] | 0.38334 | 0.58401 | 0.23745 | 0.2277 | 0.35979 | 0.30407
[7 empty] | 0.43561 | 0.6364 | 0.30646 | 0.2505 | 0.37388 | 0.34027
[7 empty] | 0.45912 | 0.64515 | 0.35916 | 0.25707 | 0.36072 | 0.35493
[7 empty] | 0.44656 | 0.63456 | 0.38754 | 0.24215 | 0.37349 | 0.36369
[7 empty] | 0.4133 | 0.59522 | 0.39825 | 0.21619 | 0.37029 | 0.35581
[7 empty] | 0.36014 | 0.52564 | 0.38485 | 0.18116 | 0.34802 | 0.32925
[7 empty] | 0.28815 | 0.43953 | 0.33439 | 0.14805 | 0.27703 | 0.29155
[7 empty] | 0.20677 | 0.32224 | 0.25839 | 0.10985 | 0.1969 | 0.23012
[7 empty] | 0.12651 | 0.18753 | 0.16228 | 0.069745 | 0.11839 | 0.14833
[7 empty] | 0.06535 | 0.07023 | 0.069141 | 0.035941 | 0.058384 | 0.06601
[7 empty] | 0.019893 | 0.019505 | 0.019049 | 0.011267 | 0.017478 | 0.018191
[7 empty] | 0.00086986 | 0.0013144 | 0.001316 | 0.00064342 | 0.00064133 | 0.00089951
[7 empty] | 0 | 0 | 0 | 0 | 0 | 0
[7 empty] | 0 | 0 | 0 | 0 | 0 | 0
[7 empty] | 0 | 0 | 0 | 0 | 0 | 0
[7 empty] | 0 | 0 | 0 | 0 | 0 | 0
[7 empty] | 0 | 0 | 0 | 0 | 0 | 0
[7 empty] | 0 | 0 | 0 | 0 | 0 | 0
[7 empty] | 0 | 0 | 1.6e-05 | 0 | 0 | 0
[7 empty] | 0.0069119 | 0.0099789 | 0.0097852 | 0.0081098 | 0.0055194 | 0.0075063
[7 empty] | 0.036983 | 0.050411 | 0.044047 | 0.041266 | 0.037291 | 0.046483
[7 empty] | 0.089142 | 0.15181 | 0.13634 | 0.10855 | 0.093935 | 0.12594
[7 empty] | 0.14679 | 0.30961 | 0.26664 | 0.19462 | 0.16572 | 0.2423
[7 empty] | 0.20414 | 0.47927 | 0.39789 | 0.28467 | 0.24574 | 0.3662
[7 empty] | 0.25292 | 0.60245 | 0.47815 | 0.37807 | 0.32226 | 0.46907
[7 empty] | 0.28235 | 0.67234 | 0.51171 | 0.44729 | 0.37838 | 0.53328
[7 empty] | 0.29453 | 0.69688 | 0.50947 | 0.49015 | 0.41351 | 0.56291
[7 empty] | 0.27204 | 0.69285 | 0.51016 | 0.48457 | 0.43705 | 0.55673
[7 empty] | 0.23615 | 0.65624 | 0.48702 | 0.45914 | 0.44088 | 0.52433
[7 empty] | 0.18975 | 0.58423 | 0.43824 | 0.41264 | 0.41866 | 0.46515
[7 empty] | 0.15637 | 0.48638 | 0.38266 | 0.33674 | 0.33072 | 0.38384
[7 empty] | 0.11681 | 0.35322 | 0.29552 | 0.24434 | 0.22908 | 0.27905
[7 empty] | 0.075279 | 0.20092 | 0.18382 | 0.14781 | 0.13044 | 0.16467
[7 empty] | 0.038322 | 0.070152 | 0.073657 | 0.06791 | 0.05926 | 0.068636
[7 empty] | 0.011576 | 0.019506 | 0.018785 | 0.018828 | 0.016732 | 0.019428
[7 empty] | 0.00059139 | 0.0015969 | 0.0014369 | 0.00087907 | 0.0006606 | 0.00094622
[7 empty] | 0 | 0 | 0 | 0 | 0 | 0
[7 empty] | 0 | 0 | 0 | 0 | 0 | 0
[7 empty] | 0 | 0 | 0 | 0 | 0 | 0
[7 empty] | 0 | 0 | 0 | 0 | 0 | 0
[7 empty] | 0 | 0 | 0 | 0 | 0 | 0
[7 empty] | 0 | 0 | 0 | 0 | 0 | 0
[7 empty] | 0 | 1.25e-05 | 1.96e-05 | 8.91e-06 | 3.56e-06 | 0
[7 empty] | 0.0030379 | 0.011093 | 0.010955 | 0.0095438 | 0.009829 | 0.0072396
[7 empty] | 0.023066 | 0.052486 | 0.051426 | 0.05218 | 0.05125 | 0.04451
[7 empty] | 0.059547 | 0.15767 | 0.15697 | 0.14027 | 0.13401 | 0.11682
[7 empty] | 0.1043 | 0.30871 | 0.31533 | 0.26679 | 0.24541 | 0.21516
[7 empty] | 0.15481 | 0.45945 | 0.48263 | 0.40351 | 0.35994 | 0.33035
[7 empty] | 0.19814 | 0.56505 | 0.60246 | 0.46128 | 0.45907 | 0.42742
[7 empty] | 0.22761 | 0.61923 | 0.6685 | 0.46037 | 0.5216 | 0.49319
[7 empty] | 0.24328 | 0.63217 | 0.68993 | 0.42311 | 0.55072 | 0.52876
[7 empty] | 0.22785 | 0.61882 | 0.68114 | 0.39801 | 0.5621 | 0.52918
[7 empty] | 0.2007 | 0.5773 | 0.6406 | 0.35607 | 0.54776 | 0.50558
[7 empty] | 0.16449 | 0.50706 | 0.56657 | 0.29958 | 0.50311 | 0.45562
[7 empty] | 0.14208 | 0.39536 | 0.47094 | 0.25415 | 0.40918 | 0.36037
[7 empty] | 0.11238 | 0.27048 | 0.34215 | 0.19242 | 0.29312 | 0.25215
[7 empty] | 0.077876 | 0.1514 | 0.19575 | 0.12034 | 0.17115 | 0.14687
[7 empty] | 0.0447 | 0.065852 | 0.069729 | 0.054617 | 0.071706 | 0.066257
[7 empty] | 0.015476 | 0.018455 | 0.019181 | 0.014479 | 0.020081 | 0.018794
[7 empty] | 0.00064888 | 0.0010013 | 0.001516 | 0.00054736 | 0.00081052 | 0.00067474
[7 empty] | 0 | 0 | 0 | 0 | 0 | 0
[7 empty] | 0 | 0 | 0 | 0 | 0 | 0
[7 empty] | 0 | 0 | 0 | 0 | 0 | 0
[7 empty] | 0 | 0 | 0 | 0 | 0 | 0
[7 empty] | 0 | 0 | 0 | 0 | 0 | 0
[7 empty] | 0 | 0 | 0 | 0 | 0 | 0
[7 empty] | 0 | 2.14e-05 | 0 | 0 | 0 | 0
[7 empty] | 0.0068406 | 0.0094678 | 0.0095899 | 0.0030208 | 0.0093941 | 0.0043065
[7 empty] | 0.045371 | 0.044855 | 0.052263 | 0.022116 | 0.052842 | 0.03308
[7 empty] | 0.11277 | 0.12833 | 0.143 | 0.059463 | 0.13359 | 0.084632
[7 empty] | 0.19627 | 0.23996 | 0.27305 | 0.1069 | 0.23735 | 0.15185
[7 empty] | 0.28582 | 0.35247 | 0.41463 | 0.16005 | 0.34422 | 0.22633
[7 empty] | 0.32771 | 0.43521 | 0.5218 | 0.20998 | 0.43069 | 0.27388
[7 empty] | 0.33581 | 0.48047 | 0.58452 | 0.24727 | 0.4805 | 0.2972
[7 empty] | 0.31949 | 0.49486 | 0.60898 | 0.26998 | 0.49827 | 0.30015
[7 empty] | 0.30281 | 0.48674 | 0.6017 | 0.29349 | 0.522 | 0.30005
[7 empty] | 0.27215 | 0.4565 | 0.56659 | 0.30292 | 0.52205 | 0.28552
[7 empty] | 0.22897 | 0.40369 | 0.50225 | 0.29473 | 0.49202 | 0.25649
[7 empty] | 0.18907 | 0.3286 | 0.41661 | 0.27771 | 0.39687 | 0.20622
[7 empty] | 0.14149 | 0.23779 | 0.30282 | 0.23192 | 0.28197 | 0.14786
[7 empty] | 0.091417 | 0.14346 | 0.17505 | 0.15611 | 0.16349 | 0.090256
[7 empty] | 0.051084 | 0.065179 | 0.066488 | 0.068205 | 0.07141 | 0.044
[7 empty] | 0.017571 | 0.018445 | 0.018723 | 0.018598 | 0.020433 | 0.012232
[7 empty] | 0.00083291 | 0.00079482 | 0.0010407 | 0.0010424 | 0.0010452 | 0.00019349
[7 empty] | 0 | 0 | 0 | 0 | 0 | 0
[7 empty] | 0 | 0 | 0 | 0 | 0 | 0
[7 empty] | 0 | 0 | 0 | 0 | 0 | 0
[7 empty] | 0 | 0 | 0 | 0 | 0 | 0
[7 empty] | 0 | 0 | 0 | 0 | 0 | 0
[7 empty] | 0 | 0 | 0 | 0 | 0 | 0
[7 empty] | 3.56e-06 | 1.07e-05 | 0 | 0 | 0 | 0
[7 empty] | 0.0082002 | 0.0087737 | 0.0079112 | 0.0078789 | 0.01095 | 0.0073709
[7 empty] | 0.049389 | 0.049867 | 0.046726 | 0.046386 | 0.056431 | 0.042014
[7 empty] | 0.12155 | 0.1262 | 0.12843 | 0.11822 | 0.14925 | 0.10661
[7 empty] | 0.2097 | 0.22273 | 0.24637 | 0.20925 | 0.27985 | 0.18055
[7 empty] | 0.29862 | 0.32161 | 0.37551 | 0.29977 | 0.41379 | 0.2495
[7 empty] | 0.35784 | 0.41624 | 0.47729 | 0.37229 | 0.51778 | 0.3101
[7 empty] | 0.38233 | 0.48016 | 0.5384 | 0.41169 | 0.57468 | 0.34679
[7 empty] | 0.38035 | 0.51429 | 0.56353 | 0.42352 | 0.59167 | 0.36289
[7 empty] | 0.33781 | 0.51202 | 0.56578 | 0.43315 | 0.55629 | 0.35333
[7 empty] | 0.28059 | 0.48695 | 0.54177 | 0.4237 | 0.4939 | 0.32787
[7 empty] | 0.21284 | 0.43726 | 0.48867 | 0.39215 | 0.41003 | 0.28678
[7 empty] | 0.18811 | 0.36138 | 0.41866 | 0.34144 | 0.34576 | 0.22539
[7 empty] | 0.15107 | 0.26462 | 0.31562 | 0.26453 | 0.25857 | 0.15825
[7 empty] | 0.10399 | 0.15926 | 0.18993 | 0.16832 | 0.15728 | 0.093668
[7 empty] | 0.054351 | 0.071043 | 0.072927 | 0.074545 | 0.070876 | 0.045556
[7 empty] | 0.018063 | 0.02022 | 0.019496 | 0.020753 | 0.020692 | 0.01354
[7 empty] | 0.0008327 | 0.0010369 | 0.0015071 | 0.0012677 | 0.0011433 | 0.0005803
[7 empty] | 0 | 0 | 0 | 0 | 0 | 0
[7 empty] | 0 | 0 | 0 | 0 | 0 | 0
[7 empty] | 0 | 0 | 0 | 0 | 0 | 0
[7 empty] | 0 | 0 | 0 | 0 | 0 | 0
[7 empty] | 0 | 0 | 0 | 0 | 0 | 0
[7 empty] | 0 | 0 | 0 | 0 | 0 | 0
[7 empty] | 8.91e-06 | 1.78e-05 | 0 | 1.43e-05 | 7.13e-06 | 7.13e-06
[7 empty] | 0.0085424 | 0.011219 | 0.010483 | 0.010206 | 0.010784 | 0.0056188
[7 empty] | 0.047202 | 0.051509 | 0.049488 | 0.048429 | 0.056484 | 0.028944
[7 empty] | 0.11582 | 0.15636 | 0.14697 | 0.13348 | 0.14805 | 0.0752
[7 empty] | 0.19836 | 0.31228 | 0.29157 | 0.25149 | 0.27941 | 0.13201
[7 empty] | 0.28171 | 0.47174 | 0.43905 | 0.37026 | 0.41698 | 0.19361
[7 empty] | 0.36061 | 0.58334 | 0.5309 | 0.45721 | 0.53015 | 0.24698
[7 empty] | 0.41296 | 0.64157 | 0.57173 | 0.50168 | 0.5983 | 0.28281
[7 empty] | 0.44026 | 0.65629 | 0.57418 | 0.5116 | 0.62645 | 0.30157
[7 empty] | 0.42918 | 0.63582 | 0.56385 | 0.50108 | 0.63122 | 0.31881
[7 empty] | 0.39896 | 0.58639 | 0.52771 | 0.46732 | 0.60647 | 0.32122
[7 empty] | 0.34913 | 0.50915 | 0.46539 | 0.41054 | 0.54868 | 0.30564
[7 empty] | 0.30562 | 0.41235 | 0.37766 | 0.33741 | 0.43963 | 0.26879
[7 empty] | 0.24197 | 0.29438 | 0.2696 | 0.24688 | 0.3087 | 0.21138
[7 empty] | 0.15926 | 0.17231 | 0.15575 | 0.14997 | 0.17606 | 0.13784
[7 empty] | 0.073727 | 0.073326 | 0.063814 | 0.066232 | 0.072929 | 0.065344
[7 empty] | 0.021384 | 0.020159 | 0.017428 | 0.018271 | 0.019997 | 0.019021
[7 empty] | 0.0011608 | 0.0013052 | 0.00088869 | 0.0012952 | 0.0012845 | 0.0009389
[7 empty] | 0 | 0 | 0 | 0 | 0 | 0
[7 empty] | 0 | 0 | 0 | 0 | 0 | 0
[7 empty] | 0 | 0 | 0 | 0 | 0 | 0
[7 empty] | 0 | 0 | 0 | 0 | 0 | 0
[7 empty] | 0 | 0 | 0 | 0 | 0 | 0
[7 empty] | 0 | 0 | 0 | 0 | 0 | 0
[7 empty] | 8.91e-06 | 1.78e-05 | 0 | 0 | 3.56e-06 | 0
[7 empty] | 0.01067 | 0.011322 | 0.006944 | 0.0091207 | 0.010094 | 0.0088652
[7 empty] | 0.055966 | 0.050201 | 0.042233 | 0.048696 | 0.054491 | 0.050448
[7 empty] | 0.14649 | 0.15837 | 0.11454 | 0.12983 | 0.13999 | 0.13696
[7 empty] | 0.27233 | 0.31812 | 0.21825 | 0.24267 | 0.25602 | 0.26775
[7 empty] | 0.40297 | 0.4783 | 0.32862 | 0.35997 | 0.37837 | 0.40889
[7 empty] | 0.50249 | 0.58324 | 0.41252 | 0.46093 | 0.47277 | 0.52679
[7 empty] | 0.55543 | 0.63235 | 0.46127 | 0.52466 | 0.52564 | 0.60192
[7 empty] | 0.5691 | 0.63796 | 0.48032 | 0.55429 | 0.54335 | 0.63812
[7 empty] | 0.57023 | 0.62377 | 0.47511 | 0.53867 | 0.53855 | 0.64019
[7 empty] | 0.54498 | 0.58167 | 0.44858 | 0.4986 | 0.5091 | 0.61218
[7 empty] | 0.49042 | 0.51136 | 0.39975 | 0.43453 | 0.45422 | 0.5507
[7 empty] | 0.40354 | 0.41664 | 0.33925 | 0.35072 | 0.36298 | 0.44891
[7 empty] | 0.29295 | 0.29914 | 0.25637 | 0.25153 | 0.25583 | 0.3207
[7 empty] | 0.17271 | 0.17547 | 0.1607 | 0.14991 | 0.14892 | 0.1834
[7 empty] | 0.072463 | 0.072532 | 0.072307 | 0.067712 | 0.067632 | 0.071204
[7 empty] | 0.020231 | 0.019347 | 0.020372 | 0.019495 | 0.019577 | 0.019955
[7 empty] | 0.0012872 | 0.0013674 | 0.0011362 | 0.0012141 | 0.00093561 | 0.0012245
[7 empty] | 0 | 0 | 0 | 0 | 0 | 0
[7 empty] | 0 | 0 | 0 | 0 | 0 | 0
[7 empty] | 0 | 0 | 0 | 0 | 0 | 0
[7 empty] | 0 | 0 | 0 | 0 | 0 | 0
[7 empty] | 0 | 0 | 0 | 0 | 0 | 0
[7 empty] | 0 | 0 | 0 | 0 | 0 | 0
[7 empty] | 8.91e-06 | 0 | 0 | 8.91e-06 | 3.56e-06 | 0
[7 empty] | 0.0096731 | 0.0073934 | 0.0072791 | 0.0066026 | 0.0078314 | 0.0089183
[7 empty] | 0.053606 | 0.042524 | 0.037262 | 0.03805 | 0.043668 | 0.04671
[7 empty] | 0.1356 | 0.12422 | 0.1001 | 0.096533 | 0.10511 | 0.12258
[7 empty] | 0.23906 | 0.24677 | 0.18495 | 0.16733 | 0.17636 | 0.22396
[7 empty] | 0.34393 | 0.37619 | 0.28057 | 0.23892 | 0.24774 | 0.33424
[7 empty] | 0.40987 | 0.47043 | 0.37872 | 0.31258 | 0.31902 | 0.42407
[7 empty] | 0.43355 | 0.52226 | 0.45072 | 0.36495 | 0.36877 | 0.47989
[7 empty] | 0.42614 | 0.53799 | 0.4945 | 0.39567 | 0.39747 | 0.5053
[7 empty] | 0.42729 | 0.53376 | 0.51203 | 0.40743 | 0.40076 | 0.45339
[7 empty] | 0.41076 | 0.50481 | 0.50574 | 0.40066 | 0.38818 | 0.38466
[7 empty] | 0.37334 | 0.45072 | 0.47063 | 0.37246 | 0.35668 | 0.30442
[7 empty] | 0.31633 | 0.38227 | 0.39409 | 0.3347 | 0.28648 | 0.22563
[7 empty] | 0.23936 | 0.28742 | 0.29162 | 0.26721 | 0.20513 | 0.14769
[7 empty] | 0.15088 | 0.17672 | 0.17538 | 0.17394 | 0.12336 | 0.080798
[7 empty] | 0.069815 | 0.074915 | 0.072938 | 0.076322 | 0.060576 | 0.040666
[7 empty] | 0.020532 | 0.01999 | 0.020444 | 0.021051 | 0.018773 | 0.012053
[7 empty] | 0.0010619 | 0.0013338 | 0.001365 | 0.001485 | 0.0010347 | 0.00050808
[7 empty] | 0 | 0 | 0 | 0 | 0 | 0
[7 empty] | 0 | 0 | 0 | 0 | 0 | 0
[7 empty] | 0 | 0 | 0 | 0 | 0 | 0
[7 empty] | 0 | 0 | 0 | 0 | 0 | 0
[7 empty] | 0 | 0 | 0 | 0 | 0 | 0
[7 empty] | 0 | 0 | 0 | 0 | 0 | 0
[7 empty] | 0 | 2.14e-05 | 0 | 8.91e-06 | 5.35e-06 | 0
[7 empty] | 0.0088687 | 0.010374 | 0.0061378 | 0.0099476 | 0.006939 | 0.0068681
[7 empty] | 0.050021 | 0.04765 | 0.0385 | 0.051892 | 0.038048 | 0.043903
[7 empty] | 0.1262 | 0.13799 | 0.086448 | 0.1389 | 0.10245 | 0.11628
[7 empty] | 0.22391 | 0.26015 | 0.1347 | 0.25728 | 0.18783 | 0.22172
[7 empty] | 0.32252 | 0.38083 | 0.17993 | 0.3796 | 0.28241 | 0.33575
[7 empty] | 0.39016 | 0.46374 | 0.23004 | 0.46466 | 0.36961 | 0.42518
[7 empty] | 0.41905 | 0.50371 | 0.26491 | 0.50432 | 0.43226 | 0.4775
[7 empty] | 0.41763 | 0.51025 | 0.28422 | 0.50784 | 0.469 | 0.49684
[7 empty] | 0.42848 | 0.4974 | 0.28504 | 0.49835 | 0.49183 | 0.50183
[7 empty] | 0.42206 | 0.46247 | 0.27269 | 0.46595 | 0.49242 | 0.48325
[7 empty] | 0.39417 | 0.40575 | 0.24663 | 0.41089 | 0.46491 | 0.43908
[7 empty] | 0.30487 | 0.35445 | 0.21047 | 0.34255 | 0.37764 | 0.372
[7 empty] | 0.20921 | 0.27581 | 0.16308 | 0.25289 | 0.27015 | 0.27889
[7 empty] | 0.1204 | 0.17495 | 0.10862 | 0.15351 | 0.15607 | 0.17056
[7 empty] | 0.063019 | 0.075061 | 0.055673 | 0.066793 | 0.064409 | 0.072132
[7 empty] | 0.019772 | 0.020362 | 0.017557 | 0.01881 | 0.019108 | 0.02058
[7 empty] | 0.00085908 | 0.0013815 | 0.00079318 | 0.00082808 | 0.0012898 | 0.0013544
[7 empty] | 0 | 0 | 0 | 0 | 0 | 0
[7 empty] | 0 | 0 | 0 | 0 | 0 | 0
[7 empty] | 0 | 0 | 0 | 0 | 0 | 0
[7 empty] | 0 | 0 | 0 | 0 | 0 | 0
[7 empty] | 0 | 0 | 0 | 0 | 0 | 0
[7 empty] | 0 | 0 | 0 | 0 | 0 | 0
[7 empty] | 0 | 1.6e-05 | 0 | 0 | 7.13e-06 | 0
[7 empty] | 0.0065085 | 0.010806 | 0.0091611 | 0.0059033 | 0.0091999 | 0.0081625
[7 empty] | 0.043373 | 0.051088 | 0.043168 | 0.043352 | 0.047141 | 0.045049
[7 empty] | 0.1095 | 0.15157 | 0.12912 | 0.11644 | 0.12401 | 0.11414
[7 empty] | 0.19179 | 0.30007 | 0.25629 | 0.22208 | 0.22586 | 0.20062
[7 empty] | 0.27904 | 0.45249 | 0.39283 | 0.34622 | 0.33423 | 0.28621
[7 empty] | 0.35645 | 0.5603 | 0.50064 | 0.41553 | 0.43856 | 0.34867
[7 empty] | 0.40726 | 0.61657 | 0.56609 | 0.44476 | 0.51339 | 0.38057
[7 empty] | 0.43366 | 0.63038 | 0.59332 | 0.44346 | 0.55801 | 0.38722
[7 empty] | 0.4102 | 0.61712 | 0.55739 | 0.40822 | 0.54976 | 0.3763
[7 empty] | 0.36834 | 0.57626 | 0.49728 | 0.35621 | 0.51629 | 0.34823
[7 empty] | 0.3099 | 0.50732 | 0.41733 | 0.29073 | 0.45689 | 0.30388
[7 empty] | 0.25803 | 0.40216 | 0.32601 | 0.23019 | 0.37318 | 0.23708
[7 empty] | 0.1942 | 0.27981 | 0.22607 | 0.16072 | 0.26997 | 0.16454
[7 empty] | 0.12561 | 0.15841 | 0.13107 | 0.092342 | 0.16101 | 0.095293
[7 empty] | 0.066746 | 0.066205 | 0.062499 | 0.042035 | 0.071407 | 0.04439
[7 empty] | 0.021903 | 0.018775 | 0.019208 | 0.012607 | 0.020734 | 0.01348
[7 empty] | 0.00097056 | 0.0010341 | 0.00088141 | 0.00072903 | 0.0011576 | 0.00089063
[7 empty] | 0 | 0 | 0 | 0 | 0 | 0
[7 empty] | 0 | 0 | 0 | 0 | 0 | 0
[7 empty] | 0 | 0 | 0 | 0 | 0 | 0
[7 empty] | 0 | 0 | 0 | 0 | 0 | 0
[7 empty] | 0 | 0 | 0 | 0 | 0 | 0
[7 empty] | 0 | 0 | 0 | 0 | 0 | 0
[7 empty] | 1.78e-06 | 0 | 0 | 1.43e-05 | 0 | 0
[7 empty] | 0.0091956 | 0.0094489 | 0.0091141 | 0.0086774 | 0.0089261 | 0.0035495
[7 empty] | 0.051077 | 0.049019 | 0.045202 | 0.046372 | 0.052914 | 0.023227
[7 empty] | 0.12691 | 0.13792 | 0.13355 | 0.12435 | 0.13398 | 0.058508
[7 empty] | 0.21869 | 0.27303 | 0.26392 | 0.23382 | 0.24375 | 0.098992
[7 empty] | 0.31008 | 0.41799 | 0.39914 | 0.34827 | 0.36021 | 0.14376
[7 empty] | 0.38385 | 0.52768 | 0.49464 | 0.43773 | 0.43482 | 0.17569
[7 empty] | 0.42511 | 0.59152 | 0.5449 | 0.48915 | 0.46347 | 0.19424
[7 empty] | 0.43921 | 0.61526 | 0.5576 | 0.5073 | 0.45767 | 0.2004
[7 empty] | 0.3976 | 0.61286 | 0.55205 | 0.50918 | 0.43425 | 0.19758
[7 empty] | 0.33805 | 0.58223 | 0.52142 | 0.48767 | 0.39127 | 0.18499
[7 empty] | 0.26537 | 0.52128 | 0.46423 | 0.44026 | 0.33055 | 0.1629
[7 empty] | 0.20885 | 0.43284 | 0.38659 | 0.36561 | 0.27771 | 0.13237
[7 empty] | 0.14712 | 0.31557 | 0.28489 | 0.2685 | 0.20937 | 0.097365
[7 empty] | 0.088573 | 0.18404 | 0.17114 | 0.16094 | 0.13281 | 0.061732
[7 empty] | 0.046522 | 0.070439 | 0.070874 | 0.067895 | 0.064759 | 0.03312
[7 empty] | 0.014674 | 0.019289 | 0.019463 | 0.019499 | 0.020081 | 0.010933
[7 empty] | 0.00062267 | 0.0014633 | 0.0016263 | 0.0011657 | 0.00096028 | 0.00059635
[7 empty] | 0 | 0 | 0 | 0 | 0 | 0
[7 empty] | 0 | 0 | 0 | 0 | 0 | 0
[7 empty] | 0 | 0 | 0 | 0 | 0 | 0
[7 empty] | 0 | 0 | 0 | 0 | 0 | 0
[7 empty] | 0 | 0 | 0 | 0 | 0 | 0
[7 empty] | 0 | 0 | 0 | 0 | 0 | 0
[7 empty] | 0 | 2.14e-05 | 1.96e-05 | 3.56e-06 | 0 | 0
[7 empty] | 0.0053798 | 0.0099903 | 0.010602 | 0.0068279 | 0.0094454 | 0.0030957
[7 empty] | 0.036436 | 0.045547 | 0.049831 | 0.04304 | 0.053773 | 0.022797
[7 empty] | 0.095875 | 0.13757 | 0.15369 | 0.11613 | 0.13859 | 0.058998
[7 empty] | 0.17279 | 0.25946 | 0.30201 | 0.22436 | 0.25836 | 0.10138
[7 empty] | 0.26067 | 0.37425 | 0.45051 | 0.34194 | 0.38955 | 0.14855
[7 empty] | 0.31248 | 0.44986 | 0.56309 | 0.44695 | 0.47827 | 0.19617
[7 empty] | 0.33367 | 0.48193 | 0.62596 | 0.51802 | 0.51925 | 0.23341
[7 empty] | 0.33187 | 0.48213 | 0.6464 | 0.55578 | 0.52326 | 0.25834
[7 empty] | 0.33121 | 0.47675 | 0.63843 | 0.56848 | 0.53235 | 0.25532
[7 empty] | 0.31775 | 0.45012 | 0.60096 | 0.5548 | 0.51709 | 0.24027
[7 empty] | 0.28982 | 0.40151 | 0.53277 | 0.51078 | 0.47344 | 0.21322
[7 empty] | 0.27981 | 0.32644 | 0.43551 | 0.42827 | 0.3887 | 0.17162
[7 empty] | 0.24347 | 0.23533 | 0.31366 | 0.31569 | 0.28187 | 0.1244
[7 empty] | 0.17105 | 0.13908 | 0.18395 | 0.18626 | 0.16721 | 0.076979
[7 empty] | 0.076719 | 0.061411 | 0.075764 | 0.071976 | 0.072599 | 0.037847
[7 empty] | 0.023217 | 0.016908 | 0.020433 | 0.020265 | 0.021534 | 0.01139
[7 empty] | 0.0010849 | 0.00094655 | 0.0015774 | 0.0015165 | 0.0011645 | 0.00056695
[7 empty] | 0 | 0 | 0 | 0 | 0 | 0
[7 empty] | 0 | 0 | 0 | 0 | 0 | 0
[7 empty] | 0 | 0 | 0 | 0 | 0 | 0
[7 empty] | 0 | 0 | 0 | 0 | 0 | 0
[7 empty] | 0 | 0 | 0 | 0 | 0 | 0
[7 empty] | 0 | 0 | 0 | 0 | 0 | 0
[7 empty] | 1.78e-06 | 0 | 1.6e-05 | 1.78e-06 | 0 | 0
[7 empty] | 0.009894 | 0.0094705 | 0.0077762 | 0.010596 | 0.0059111 | 0.0028428
[7 empty] | 0.055316 | 0.045573 | 0.043362 | 0.052691 | 0.042319 | 0.020553
[7 empty] | 0.13642 | 0.13895 | 0.12281 | 0.14628 | 0.10512 | 0.057161
[7 empty] | 0.23097 | 0.27665 | 0.24074 | 0.28938 | 0.185 | 0.10375
[7 empty] | 0.31829 | 0.42029 | 0.36775 | 0.43775 | 0.26989 | 0.15836
[7 empty] | 0.39581 | 0.53064 | 0.47786 | 0.54985 | 0.34376 | 0.21428
[7 empty] | 0.43988 | 0.59414 | 0.54853 | 0.61128 | 0.39062 | 0.26031
[7 empty] | 0.45559 | 0.61662 | 0.58212 | 0.63014 | 0.41396 | 0.29345
[7 empty] | 0.44919 | 0.60691 | 0.55536 | 0.6185 | 0.38169 | 0.29314
[7 empty] | 0.42424 | 0.56966 | 0.50484 | 0.57879 | 0.33157 | 0.27929
[7 empty] | 0.37945 | 0.50423 | 0.43251 | 0.51028 | 0.26759 | 0.25124
[7 empty] | 0.33332 | 0.42982 | 0.33337 | 0.41679 | 0.20503 | 0.2036
[7 empty] | 0.26213 | 0.3224 | 0.2271 | 0.29985 | 0.13918 | 0.14906
[7 empty] | 0.17019 | 0.19309 | 0.1291 | 0.17498 | 0.079393 | 0.09413
[7 empty] | 0.076438 | 0.074353 | 0.059423 | 0.071987 | 0.043883 | 0.04822
[7 empty] | 0.022155 | 0.019719 | 0.017076 | 0.020738 | 0.014834 | 0.015411
[7 empty] | 0.0012038 | 0.0016713 | 0.00087055 | 0.0010939 | 0.00073806 | 0.00084988
[7 empty] | 0 | 0 | 0 | 0 | 0 | 0
[7 empty] | 0 | 0 | 0 | 0 | 0 | 0
[7 empty] | 0 | 0 | 0 | 0 | 0 | 0
[7 empty] | 0 | 0 | 0 | 0 | 0 | 0
[7 empty] | 0 | 0 | 0 | 0 | 0 | 0
[7 empty] | 0 | 0 | 0 | 0 | 0 | 0
[7 empty] | 0 | 2.14e-05 | 0 | 1.78e-06 | 0 | 0
[7 empty] | 0.0068238 | 0.010596 | 0.0040017 | 0.0098827 | 0.0031216 | 0.0032544
[7 empty] | 0.044398 | 0.046985 | 0.024741 | 0.053331 | 0.022231 | 0.020537
[7 empty] | 0.10641 | 0.15586 | 0.069911 | 0.14306 | 0.064218 | 0.054839
[7 empty] | 0.17405 | 0.32162 | 0.13194 | 0.27987 | 0.12004 | 0.097441
[7 empty] | 0.23663 | 0.48879 | 0.19973 | 0.42735 | 0.18843 | 0.14661
[7 empty] | 0.29339 | 0.6006 | 0.27528 | 0.53659 | 0.27453 | 0.19701
[7 empty] | 0.32755 | 0.65377 | 0.33314 | 0.59632 | 0.3543 | 0.2373
[7 empty] | 0.34232 | 0.66026 | 0.36985 | 0.6136 | 0.42013 | 0.26496
[7 empty] | 0.34745 | 0.64888 | 0.38876 | 0.60481 | 0.44162 | 0.27501
[7 empty] | 0.33689 | 0.60802 | 0.3887 | 0.56856 | 0.44469 | 0.27201
[7 empty] | 0.3095 | 0.53674 | 0.36603 | 0.50378 | 0.4239 | 0.25366
[7 empty] | 0.26037 | 0.44662 | 0.32962 | 0.41365 | 0.34909 | 0.20878
[7 empty] | 0.19794 | 0.32678 | 0.26458 | 0.30008 | 0.25692 | 0.15499
[7 empty] | 0.12824 | 0.19202 | 0.17334 | 0.17872 | 0.15915 | 0.098368
[7 empty] | 0.06442 | 0.074032 | 0.075651 | 0.076228 | 0.076429 | 0.04928
[7 empty] | 0.020133 | 0.01954 | 0.020444 | 0.021442 | 0.02364 | 0.015521
[7 empty] | 0.00095157 | 0.0016744 | 0.0015989 | 0.0012336 | 0.00099513 | 0.00091387
[7 empty] | 0 | 0 | 0 | 0 | 0 | 0
[7 empty] | 0 | 0 | 0 | 0 | 0 | 0
[7 empty] | 0 | 0 | 0 | 0 | 0 | 0
[7 empty] | 0 | 0 | 0 | 0 | 0 | 0
[7 empty] | 0 | 0 | 0 | 0 | 0 | 0
[7 empty] | 0 | 0 | 0 | 0 | 0 | 0
[7 empty] | 0 | 1.43e-05 | 3.56e-06 | 3.56e-06 | 0 | 0
[7 empty] | 0.0054088 | 0.010128 | 0.0050426 | 0.0094229 | 0.0092953 | 0.0049328
[7 empty] | 0.033858 | 0.047937 | 0.032344 | 0.052145 | 0.054209 | 0.028792
[7 empty] | 0.089763 | 0.15144 | 0.078888 | 0.13861 | 0.13994 | 0.078854
[7 empty] | 0.16171 | 0.30448 | 0.13606 | 0.26141 | 0.26129 | 0.14696
[7 empty] | 0.24571 | 0.45966 | 0.19604 | 0.38866 | 0.39085 | 0.22684
[7 empty] | 0.30008 | 0.56629 | 0.25703 | 0.47765 | 0.48916 | 0.32283
[7 empty] | 0.32913 | 0.61911 | 0.30154 | 0.5201 | 0.54035 | 0.40646
[7 empty] | 0.33679 | 0.62856 | 0.32802 | 0.52604 | 0.55195 | 0.47077
[7 empty] | 0.33937 | 0.61212 | 0.3522 | 0.49967 | 0.51388 | 0.50809
[7 empty] | 0.32716 | 0.56815 | 0.36001 | 0.45224 | 0.45214 | 0.52218
[7 empty] | 0.2988 | 0.49701 | 0.34636 | 0.38519 | 0.37071 | 0.50433
[7 empty] | 0.27681 | 0.39782 | 0.30148 | 0.30099 | 0.32159 | 0.42427
[7 empty] | 0.23188 | 0.28064 | 0.23268 | 0.2084 | 0.24925 | 0.31492
[7 empty] | 0.16164 | 0.16209 | 0.14596 | 0.12011 | 0.16025 | 0.1893
[7 empty] | 0.076207 | 0.06922 | 0.062086 | 0.055405 | 0.072941 | 0.076445
[7 empty] | 0.023207 | 0.02017 | 0.017476 | 0.016309 | 0.022407 | 0.020552
[7 empty] | 0.0010604 | 0.0010486 | 0.0010784 | 0.00072562 | 0.0011179 | 0.0014173
[7 empty] | 0 | 0 | 0 | 0 | 0 | 0
[7 empty] | 0 | 0 | 0 | 0 | 0 | 0
[7 empty] | 0 | 0 | 0 | 0 | 0 | 0
[7 empty] | 0 | 0 | 0 | 0 | 0 | 0
[7 empty] | 0 | 0 | 0 | 0 | 0 | 0
[7 empty] | 0 | 0 | 0 | 0 | 0 | 0
[7 empty] | 0 | 0 | 0 | 0 | 0 | 0
[7 empty] | 0.0082637 | 0.0073542 | 0.0082894 | 0.0060659 | 0.0096196 | 0.0082869
[7 empty] | 0.052096 | 0.04291 | 0.045377 | 0.040376 | 0.053725 | 0.045445
[7 empty] | 0.12284 | 0.12164 | 0.13027 | 0.10238 | 0.13958 | 0.1239
[7 empty] | 0.20396 | 0.24316 | 0.25966 | 0.18392 | 0.25816 | 0.23407
[7 empty] | 0.28311 | 0.375 | 0.40122 | 0.27331 | 0.37825 | 0.35344
[7 empty] | 0.33097 | 0.47699 | 0.52387 | 0.33574 | 0.47138 | 0.46047
[7 empty] | 0.34387 | 0.53712 | 0.60539 | 0.36868 | 0.52085 | 0.53292
[7 empty] | 0.33037 | 0.56016 | 0.6465 | 0.37727 | 0.53422 | 0.57163
[7 empty] | 0.31736 | 0.54702 | 0.63072 | 0.37441 | 0.52132 | 0.58589
[7 empty] | 0.28903 | 0.50911 | 0.58627 | 0.35438 | 0.4854 | 0.57291
[7 empty] | 0.24699 | 0.44758 | 0.51356 | 0.31679 | 0.427 | 0.52738
[7 empty] | 0.20257 | 0.35079 | 0.40964 | 0.25314 | 0.34214 | 0.4436
[7 empty] | 0.14775 | 0.2433 | 0.28719 | 0.1803 | 0.24371 | 0.32809
[7 empty] | 0.088962 | 0.14146 | 0.16385 | 0.10827 | 0.14665 | 0.1946
[7 empty] | 0.044415 | 0.065861 | 0.06996 | 0.051647 | 0.073071 | 0.075349
[7 empty] | 0.014635 | 0.019687 | 0.020062 | 0.015087 | 0.022644 | 0.019916
[7 empty] | 0.00062585 | 0.0008926 | 0.00089635 | 0.00067526 | 0.0012424 | 0.0015792
[7 empty] | 0 | 0 | 0 | 0 | 0 | 0
[7 empty] | 0 | 0 | 0 | 0 | 0 | 0
[7 empty] | 0 | 0 | 0 | 0 | 0 | 0
[7 empty] | 0 | 0 | 0 | 0 | 0 | 0
[7 empty] | 0 | 0 | 0 | 0 | 0 | 0
[7 empty] | 0 | 0 | 0 | 0 | 0 | 0
[7 empty] | 0 | 0 | 0 | 0 | 0 | 0
[7 empty] | 0.0026397 | 0.00277 | 0.0047802 | 0.0068427 | 0.0090116 | 0.0088787
[7 empty] | 0.022808 | 0.022158 | 0.031019 | 0.039724 | 0.052812 | 0.049876
[7 empty] | 0.062854 | 0.062173 | 0.090842 | 0.10777 | 0.13685 | 0.13719
[7 empty] | 0.11313 | 0.1177 | 0.17579 | 0.20044 | 0.25466 | 0.26402
[7 empty] | 0.17049 | 0.18337 | 0.27113 | 0.30226 | 0.37899 | 0.40103
[7 empty] | 0.22744 | 0.25499 | 0.36602 | 0.38225 | 0.45689 | 0.51991
[7 empty] | 0.27327 | 0.31272 | 0.43545 | 0.43132 | 0.48761 | 0.59746
[7 empty] | 0.30554 | 0.35161 | 0.47682 | 0.45258 | 0.48302 | 0.63599
[7 empty] | 0.33709 | 0.37517 | 0.49369 | 0.43715 | 0.49224 | 0.64106
[7 empty] | 0.35574 | 0.38075 | 0.4872 | 0.40236 | 0.47885 | 0.61611
[7 empty] | 0.35523 | 0.36425 | 0.45313 | 0.34847 | 0.43986 | 0.55738
[7 empty] | 0.32487 | 0.32272 | 0.39624 | 0.27826 | 0.36097 | 0.46131
[7 empty] | 0.26515 | 0.25536 | 0.30666 | 0.1978 | 0.26301 | 0.33515
[7 empty] | 0.17601 | 0.16622 | 0.19105 | 0.11705 | 0.15882 | 0.19505
[7 empty] | 0.075216 | 0.073476 | 0.078225 | 0.052879 | 0.072889 | 0.074714
[7 empty] | 0.022393 | 0.020803 | 0.02146 | 0.015403 | 0.02199 | 0.020098
[7 empty] | 0.0010636 | 0.0013298 | 0.0013904 | 0.0010711 | 0.00117 | 0.0015325
[7 empty] | 0 | 0 | 0 | 0 | 0 | 0
[7 empty] | 0 | 0 | 0 | 0 | 0 | 0
[7 empty] | 0 | 0 | 0 | 0 | 0 | 0
[7 empty] | 0 | 0 | 0 | 0 | 0 | 0
[7 empty] | 0 | 0 | 0 | 0 | 0 | 0
[7 empty] | 0 | 0 | 0 | 0 | 0 | 0
[7 empty] | 0 | 1.43e-05 | 1.43e-05 | 0 | 0 | 0
[7 empty] | 0.0075445 | 0.0079231 | 0.0097497 | 0.0069873 | 0.0094797 | 0.0082917
[7 empty] | 0.049405 | 0.043883 | 0.049429 | 0.038607 | 0.053491 | 0.047028
[7 empty] | 0.12432 | 0.1198 | 0.15117 | 0.1085 | 0.14297 | 0.13066
[7 empty] | 0.21907 | 0.21913 | 0.31083 | 0.20494 | 0.27415 | 0.24974
[7 empty] | 0.32092 | 0.32428 | 0.47856 | 0.31326 | 0.413 | 0.37702
[7 empty] | 0.39369 | 0.4101 | 0.58634 | 0.38702 | 0.52242 | 0.49785
[7 empty] | 0.4311 | 0.4622 | 0.63744 | 0.42653 | 0.58409 | 0.58309
[7 empty] | 0.43944 | 0.48432 | 0.64371 | 0.43798 | 0.60416 | 0.63199
[7 empty] | 0.45966 | 0.48293 | 0.62347 | 0.42739 | 0.59114 | 0.64013
[7 empty] | 0.46424 | 0.45998 | 0.57492 | 0.39801 | 0.55068 | 0.61813
[7 empty] | 0.44277 | 0.41386 | 0.49927 | 0.34968 | 0.48273 | 0.56181
[7 empty] | 0.38318 | 0.34479 | 0.40232 | 0.27555 | 0.42616 | 0.46802
[7 empty] | 0.29508 | 0.25628 | 0.2858 | 0.19478 | 0.33108 | 0.34184
[7 empty] | 0.18541 | 0.15871 | 0.16636 | 0.11818 | 0.20445 | 0.19883
[7 empty] | 0.078576 | 0.072613 | 0.07196 | 0.057816 | 0.077572 | 0.074153
[7 empty] | 0.022433 | 0.021009 | 0.020854 | 0.017003 | 0.021388 | 0.019552
[7 empty] | 0.0012213 | 0.0011214 | 0.0010068 | 0.00050975 | 0.0017113 | 0.0016247
[7 empty] | 0 | 0 | 0 | 0 | 0 | 0
[7 empty] | 0 | 0 | 0 | 0 | 0 | 0
[7 empty] | 0 | 0 | 0 | 0 | 0 | 0
[7 empty] | 0 | 0 | 0 | 0 | 0 | 0
[7 empty] | 0 | 0 | 0 | 0 | 0 | 0
[7 empty] | 0 | 0 | 0 | 0 | 0 | 0
[7 empty] | 0 | 7.13e-06 | 0 | 0 | 0 | 0
[7 empty] | 0.0086416 | 0.0085002 | 0.0068106 | 0.0024315 | 0.0094918 | 0.0091193
[7 empty] | 0.049555 | 0.04479 | 0.041782 | 0.022587 | 0.052646 | 0.048547
[7 empty] | 0.1318 | 0.13801 | 0.12445 | 0.065877 | 0.14324 | 0.1386
[7 empty] | 0.243 | 0.28015 | 0.2471 | 0.12473 | 0.27887 | 0.27747
[7 empty] | 0.36163 | 0.4296 | 0.3719 | 0.19574 | 0.42116 | 0.42154
[7 empty] | 0.42437 | 0.53884 | 0.46459 | 0.26611 | 0.55048 | 0.53913
[7 empty] | 0.43914 | 0.59779 | 0.51516 | 0.32202 | 0.63731 | 0.60942
[7 empty] | 0.42114 | 0.61385 | 0.53033 | 0.36051 | 0.68302 | 0.63817
[7 empty] | 0.40928 | 0.59649 | 0.52145 | 0.37757 | 0.7055 | 0.6384
[7 empty] | 0.37823 | 0.55251 | 0.48986 | 0.37772 | 0.69511 | 0.60882
[7 empty] | 0.32874 | 0.48265 | 0.43461 | 0.35759 | 0.64572 | 0.54686
[7 empty] | 0.2804 | 0.39656 | 0.35871 | 0.31079 | 0.54277 | 0.44915
[7 empty] | 0.21526 | 0.28793 | 0.26383 | 0.24024 | 0.39746 | 0.32414
[7 empty] | 0.13959 | 0.1717 | 0.16214 | 0.15303 | 0.2277 | 0.18796
[7 empty] | 0.070649 | 0.074763 | 0.074805 | 0.069411 | 0.076192 | 0.072583
[7 empty] | 0.022714 | 0.021015 | 0.021039 | 0.02048 | 0.021625 | 0.019704
[7 empty] | 0.0011492 | 0.001263 | 0.0012146 | 0.001097 | 0.0017982 | 0.0013709
[7 empty] | 0 | 0 | 0 | 0 | 0 | 0
[7 empty] | 0 | 0 | 0 | 0 | 0 | 0
[7 empty] | 0 | 0 | 0 | 0 | 0 | 0
[7 empty] | 0 | 0 | 0 | 0 | 0 | 0
[7 empty] | 0 | 0 | 0 | 0 | 0 | 0
[7 empty] | 0 | 0 | 0 | 0 | 0 | 0
[7 empty] | 0 | 7.13e-06 | 3.56e-06 | 0 | 0 | 0
[7 empty] | 0.0066654 | 0.0078513 | 0.008512 | 0.0078524 | 0.0091773 | 0.0055783
[7 empty] | 0.046159 | 0.04311 | 0.048303 | 0.046603 | 0.051318 | 0.0391
[7 empty] | 0.11745 | 0.12328 | 0.13573 | 0.12395 | 0.1413 | 0.10661
[7 empty] | 0.20892 | 0.23979 | 0.26939 | 0.2256 | 0.27504 | 0.20519
[7 empty] | 0.30885 | 0.35706 | 0.4139 | 0.33322 | 0.41388 | 0.30458
[7 empty] | 0.38814 | 0.42292 | 0.53348 | 0.44259 | 0.5394 | 0.3844
[7 empty] | 0.43541 | 0.44455 | 0.60725 | 0.52213 | 0.62291 | 0.42901
[7 empty] | 0.45443 | 0.43431 | 0.63903 | 0.56991 | 0.66631 | 0.44308
[7 empty] | 0.46888 | 0.41216 | 0.63337 | 0.58386 | 0.68294 | 0.43437
[7 empty] | 0.46375 | 0.3721 | 0.59857 | 0.57046 | 0.66852 | 0.40514
[7 empty] | 0.43419 | 0.31652 | 0.5331 | 0.52484 | 0.6173 | 0.35655
[7 empty] | 0.35912 | 0.25382 | 0.44703 | 0.42899 | 0.50792 | 0.28795
[7 empty] | 0.26451 | 0.18104 | 0.32958 | 0.30943 | 0.36379 | 0.20707
[7 empty] | 0.16131 | 0.10875 | 0.19473 | 0.18292 | 0.20461 | 0.12564
[7 empty] | 0.072941 | 0.049979 | 0.074946 | 0.077693 | 0.071613 | 0.058935
[7 empty] | 0.022024 | 0.013566 | 0.019669 | 0.022176 | 0.020512 | 0.016945
[7 empty] | 0.0010827 | 0.00027003 | 0.0014544 | 0.0010809 | 0.0011818 | 0.00072166
[7 empty] | 0 | 0 | 0 | 0 | 0 | 0
[7 empty] | 0 | 0 | 0 | 0 | 0 | 0
[7 empty] | 0 | 0 | 0 | 0 | 0 | 0
[7 empty] | 0 | 0 | 0 | 0 | 0 | 0
[7 empty] | 0 | 0 | 0 | 0 | 0 | 0
[7 empty] | 0 | 0 | 0 | 0 | 0 | 0
[7 empty] | 0 | 0 | 0 | 0 | 0 | 0
[7 empty] | 0.003954 | 0.00033458 | 0.0083597 | 0.0055634 | 0.0048329 | 0.0019179
[7 empty] | 0.036927 | 0.011935 | 0.047424 | 0.03638 | 0.037663 | 0.023206
[7 empty] | 0.099499 | 0.036955 | 0.14309 | 0.086361 | 0.097818 | 0.062062
[7 empty] | 0.18084 | 0.071176 | 0.29153 | 0.13686 | 0.17538 | 0.10676
[7 empty] | 0.27453 | 0.11012 | 0.44666 | 0.18032 | 0.25997 | 0.15147
[7 empty] | 0.34572 | 0.15238 | 0.56459 | 0.21975 | 0.33674 | 0.20259
[7 empty] | 0.38744 | 0.18524 | 0.6308 | 0.2408 | 0.38839 | 0.24233
[7 empty] | 0.40148 | 0.20585 | 0.65121 | 0.24528 | 0.41337 | 0.26764
[7 empty] | 0.43142 | 0.22913 | 0.64276 | 0.23397 | 0.45536 | 0.27865
[7 empty] | 0.44327 | 0.24061 | 0.60433 | 0.2122 | 0.47912 | 0.27633
[7 empty] | 0.4307 | 0.23715 | 0.53624 | 0.18201 | 0.47458 | 0.2592
[7 empty] | 0.36016 | 0.2204 | 0.44187 | 0.16122 | 0.39433 | 0.21894
[7 empty] | 0.26698 | 0.18379 | 0.31949 | 0.12985 | 0.28882 | 0.16532
[7 empty] | 0.16422 | 0.12814 | 0.18786 | 0.089629 | 0.1738 | 0.10553
[7 empty] | 0.075475 | 0.060377 | 0.076165 | 0.049701 | 0.074231 | 0.051683
[7 empty] | 0.022039 | 0.016835 | 0.020466 | 0.016182 | 0.020712 | 0.014752
[7 empty] | 0.0010228 | 0.00060607 | 0.001079 | 0.00083493 | 0.001019 | 0.00055444
[7 empty] | 0 | 0 | 0 | 0 | 0 | 0
[7 empty] | 0 | 0 | 0 | 0 | 0 | 0
[7 empty] | 0 | 0 | 0 | 0 | 0 | 0
[7 empty] | 0 | 0 | 0 | 0 | 0 | 0
[7 empty] | 0 | 0 | 0 | 0 | 0 | 0
[7 empty] | 0 | 0 | 0 | 0 | 0 | 0
[7 empty] | 0 | 0 | 0 | 0 | 0 | 0
[7 empty] | 0.00543 | 0.0023092 | 0.0035028 | 0.005933 | 0.0050815 | 0.0017794
[7 empty] | 0.044533 | 0.025697 | 0.031642 | 0.044995 | 0.040834 | 0.020471
[7 empty] | 0.11271 | 0.072584 | 0.10017 | 0.11868 | 0.10597 | 0.058839
[7 empty] | 0.20074 | 0.1334 | 0.20954 | 0.21631 | 0.18609 | 0.10696
[7 empty] | 0.29097 | 0.20351 | 0.34346 | 0.32257 | 0.27154 | 0.16247
[7 empty] | 0.35493 | 0.26533 | 0.46206 | 0.41597 | 0.3596 | 0.21642
[7 empty] | 0.38169 | 0.3095 | 0.54696 | 0.47694 | 0.42444 | 0.2579
[7 empty] | 0.37807 | 0.33361 | 0.59381 | 0.50595 | 0.46372 | 0.28407
[7 empty] | 0.37366 | 0.33375 | 0.59927 | 0.49824 | 0.4806 | 0.30364
[7 empty] | 0.35156 | 0.31849 | 0.57621 | 0.46798 | 0.47651 | 0.30845
[7 empty] | 0.3124 | 0.28773 | 0.52241 | 0.4152 | 0.44688 | 0.29599
[7 empty] | 0.26205 | 0.24669 | 0.43843 | 0.3402 | 0.35307 | 0.24373
[7 empty] | 0.1964 | 0.18782 | 0.32266 | 0.24568 | 0.24535 | 0.1788
[7 empty] | 0.12379 | 0.11656 | 0.19119 | 0.14578 | 0.14229 | 0.1111
[7 empty] | 0.059506 | 0.049227 | 0.075759 | 0.064002 | 0.070444 | 0.053513
[7 empty] | 0.017582 | 0.013481 | 0.020678 | 0.017239 | 0.021942 | 0.014842
[7 empty] | 0.0007971 | 0.0011099 | 0.0012105 | 0.0006455 | 0.00087682 | 0.00039041
[7 empty] | 0 | 0 | 0 | 0 | 0 | 0
[7 empty] | 0 | 0 | 0 | 0 | 0 | 0
[7 empty] | 0 | 0 | 0 | 0 | 0 | 0
[7 empty] | 0 | 0 | 0 | 0 | 0 | 0
[7 empty] | 0 | 0 | 0 | 0 | 0 | 0
[7 empty] | 0 | 0 | 0 | 0 | 0 | 0
[7 empty] | 0 | 0 | 0 | 0 | 0 | 0
[7 empty] | 0.0035924 | 0.0071486 | 0.0046568 | 0.004952 | 0.0066567 | 0.00076376
[7 empty] | 0.036264 | 0.03729 | 0.039911 | 0.036572 | 0.048672 | 0.012367
[7 empty] | 0.09763 | 0.112 | 0.11137 | 0.091731 | 0.12963 | 0.037006
[7 empty] | 0.17569 | 0.22754 | 0.21716 | 0.1532 | 0.24008 | 0.067228
[7 empty] | 0.26129 | 0.3521 | 0.33075 | 0.21106 | 0.35712 | 0.1013
[7 empty] | 0.35491 | 0.45097 | 0.42699 | 0.27517 | 0.45234 | 0.14872
[7 empty] | 0.4295 | 0.51116 | 0.48721 | 0.3217 | 0.50598 | 0.19274
[7 empty] | 0.47951 | 0.53486 | 0.51366 | 0.34907 | 0.52172 | 0.22738
[7 empty] | 0.4752 | 0.53745 | 0.50536 | 0.37018 | 0.49357 | 0.24959
[7 empty] | 0.44976 | 0.51425 | 0.47432 | 0.37506 | 0.44602 | 0.25941
[7 empty] | 0.40329 | 0.46477 | 0.42084 | 0.36012 | 0.3804 | 0.25452
[7 empty] | 0.33694 | 0.39495 | 0.32997 | 0.3128 | 0.3462 | 0.21424
[7 empty] | 0.25001 | 0.29564 | 0.22786 | 0.2415 | 0.28025 | 0.16234
[7 empty] | 0.1538 | 0.17927 | 0.13081 | 0.15531 | 0.18334 | 0.10546
[7 empty] | 0.072301 | 0.071154 | 0.05991 | 0.071112 | 0.076913 | 0.05312
[7 empty] | 0.021594 | 0.018416 | 0.016518 | 0.019998 | 0.021126 | 0.016465
[7 empty] | 0.00096467 | 0.0013707 | 0.0005597 | 0.00073549 | 0.00096989 | 0.00067567
[7 empty] | 0 | 0 | 0 | 0 | 0 | 0
[7 empty] | 0 | 0 | 0 | 0 | 0 | 0
[7 empty] | 0 | 0 | 0 | 0 | 0 | 0
[7 empty] | 0 | 0 | 0 | 0 | 0 | 0
[7 empty] | 0 | 0 | 0 | 0 | 0 | 0
[7 empty] | 0 | 0 | 0 | 0 | 0 | 0
[7 empty] | 0 | 0 | 0 | 0 | 0 | 0
[7 empty] | 0.0063597 | 0.0075003 | 0.0026883 | 0.0028798 | 0.0070577 | 0.0014328
[7 empty] | 0.046571 | 0.045497 | 0.024054 | 0.029033 | 0.048664 | 0.015279
[7 empty] | 0.11816 | 0.13606 | 0.068814 | 0.075995 | 0.13346 | 0.043594
[7 empty] | 0.20043 | 0.27437 | 0.13058 | 0.12957 | 0.2508 | 0.077658
[7 empty] | 0.27716 | 0.42345 | 0.20338 | 0.18593 | 0.37091 | 0.11612
[7 empty] | 0.34779 | 0.52403 | 0.29115 | 0.25006 | 0.47336 | 0.16475
[7 empty] | 0.38841 | 0.57371 | 0.36353 | 0.30108 | 0.53333 | 0.20793
[7 empty] | 0.401 | 0.58119 | 0.41222 | 0.33427 | 0.55378 | 0.24043
[7 empty] | 0.40844 | 0.57374 | 0.42493 | 0.35385 | 0.48354 | 0.25971
[7 empty] | 0.39763 | 0.5394 | 0.41764 | 0.35733 | 0.38933 | 0.26585
[7 empty] | 0.36728 | 0.47837 | 0.38807 | 0.34192 | 0.28587 | 0.25688
[7 empty] | 0.34047 | 0.40765 | 0.33867 | 0.29847 | 0.27387 | 0.21665
[7 empty] | 0.28067 | 0.30556 | 0.26221 | 0.23244 | 0.23541 | 0.16443
[7 empty] | 0.1848 | 0.18482 | 0.16611 | 0.15243 | 0.16689 | 0.10641
[7 empty] | 0.077483 | 0.073422 | 0.07195 | 0.07353 | 0.07583 | 0.053733
[7 empty] | 0.021622 | 0.019453 | 0.019821 | 0.021095 | 0.021516 | 0.016276
[7 empty] | 0.00092269 | 0.0011036 | 0.0010849 | 0.00085095 | 0.00093563 | 0.00076968
[7 empty] | 0 | 0 | 0 | 0 | 0 | 0
[7 empty] | 0 | 0 | 0 | 0 | 0 | 0
[7 empty] | 0 | 0 | 0 | 0 | 0 | 0
[7 empty] | 0 | 0 | 0 | 0 | 0 | 0
[7 empty] | 0 | 0 | 0 | 0 | 0 | 0
[7 empty] | 0 | 0 | 0 | 0 | 0 | 0
[7 empty] | 0 | 0 | 0 | 0 | 0 | 0
[7 empty] | 0.0061703 | 0.0036753 | 0.0074662 | 0.0042222 | 0.0051233 | 0.004133
[7 empty] | 0.047118 | 0.027897 | 0.046117 | 0.039784 | 0.040784 | 0.026565
[7 empty] | 0.11675 | 0.066464 | 0.14156 | 0.10114 | 0.10973 | 0.076173
[7 empty] | 0.19204 | 0.10488 | 0.29404 | 0.17181 | 0.20159 | 0.14675
[7 empty] | 0.25929 | 0.13759 | 0.45538 | 0.24202 | 0.29939 | 0.22879
[7 empty] | 0.33165 | 0.16982 | 0.56654 | 0.29421 | 0.37516 | 0.29587
[7 empty] | 0.3784 | 0.1895 | 0.62253 | 0.31925 | 0.41612 | 0.34124
[7 empty] | 0.39952 | 0.19766 | 0.63146 | 0.32116 | 0.4249 | 0.36384
[7 empty] | 0.36408 | 0.22422 | 0.62522 | 0.31684 | 0.37796 | 0.36907
[7 empty] | 0.31254 | 0.23849 | 0.58924 | 0.29769 | 0.31483 | 0.35685
[7 empty] | 0.24886 | 0.23764 | 0.52368 | 0.26432 | 0.24051 | 0.32776
[7 empty] | 0.2398 | 0.21217 | 0.44234 | 0.21747 | 0.23184 | 0.2796
[7 empty] | 0.20829 | 0.17116 | 0.32754 | 0.15933 | 0.20147 | 0.2148
[7 empty] | 0.15088 | 0.1182 | 0.19481 | 0.098612 | 0.14733 | 0.13996
[7 empty] | 0.070767 | 0.058882 | 0.075011 | 0.04749 | 0.070895 | 0.069626
[7 empty] | 0.020911 | 0.01785 | 0.019025 | 0.012888 | 0.021515 | 0.020029
[7 empty] | 0.0008114 | 0.00072317 | 0.0012331 | 0.00024118 | 0.00081304 | 0.00098513
[7 empty] | 0 | 0 | 0 | 0 | 0 | 0
[7 empty] | 0 | 0 | 0 | 0 | 0 | 0
[7 empty] | 0 | 0 | 0 | 0 | 0 | 0
[7 empty] | 0 | 0 | 0 | 0 | 0 | 0
[7 empty] | 0 | 0 | 0 | 0 | 0 | 0
[7 empty] | 0 | 0 | 0 | 0 | 0 | 0
[7 empty] | 0 | 0 | 0 | 0 | 0 | 0
[7 empty] | 0.0025655 | 0.0039164 | 0.0074864 | 0.00094162 | 0.0060037 | 0.0059954
[7 empty] | 0.026716 | 0.032018 | 0.043851 | 0.011637 | 0.046795 | 0.04355
[7 empty] | 0.07207 | 0.087152 | 0.14043 | 0.035056 | 0.11938 | 0.12355
[7 empty] | 0.12525 | 0.16236 | 0.30113 | 0.064556 | 0.19775 | 0.24394
[7 empty] | 0.18326 | 0.24826 | 0.46823 | 0.098662 | 0.26624 | 0.38169
[7 empty] | 0.23776 | 0.34221 | 0.58072 | 0.12941 | 0.34187 | 0.50031
[7 empty] | 0.27664 | 0.41434 | 0.63607 | 0.15278 | 0.39217 | 0.5797
[7 empty] | 0.29766 | 0.45862 | 0.64408 | 0.16678 | 0.41597 | 0.6184
[7 empty] | 0.31623 | 0.45056 | 0.63759 | 0.17448 | 0.38719 | 0.63036
[7 empty] | 0.32061 | 0.42138 | 0.6003 | 0.173 | 0.34048 | 0.61196
[7 empty] | 0.30824 | 0.37244 | 0.53251 | 0.16193 | 0.28016 | 0.55959
[7 empty] | 0.25356 | 0.28651 | 0.44534 | 0.13261 | 0.26742 | 0.4685
[7 empty] | 0.18624 | 0.19386 | 0.32564 | 0.097672 | 0.22985 | 0.3425
[7 empty] | 0.11572 | 0.10919 | 0.1902 | 0.061773 | 0.15929 | 0.19932
[7 empty] | 0.058435 | 0.050299 | 0.071974 | 0.032764 | 0.070824 | 0.073597
[7 empty] | 0.018165 | 0.014158 | 0.018989 | 0.0097393 | 0.020328 | 0.019185
[7 empty] | 0.00086827 | 0.00051695 | 0.0010499 | 0.00036019 | 0.00075846 | 0.0012197
[7 empty] | 0 | 0 | 0 | 0 | 0 | 0
[7 empty] | 0 | 0 | 0 | 0 | 0 | 0
[7 empty] | 0 | 0 | 0 | 0 | 0 | 0
[7 empty] | 0 | 0 | 0 | 0 | 0 | 0
[7 empty] | 0 | 0 | 0 | 0 | 0 | 0
[7 empty] | 0 | 0 | 0 | 0 | 0 | 0
[7 empty] | 0 | 0 | 0 | 0 | 0 | 0
[7 empty] | 0.004537 | 0.0030924 | 0.0057693 | 0.00087228 | 0.002176 | 0.006501
[7 empty] | 0.034622 | 0.027214 | 0.040614 | 0.016037 | 0.030305 | 0.048637
[7 empty] | 0.096254 | 0.079737 | 0.11967 | 0.050035 | 0.091199 | 0.13537
[7 empty] | 0.17655 | 0.14987 | 0.23361 | 0.095358 | 0.1739 | 0.26887
[7 empty] | 0.26589 | 0.2278 | 0.35119 | 0.14787 | 0.26752 | 0.4147
[7 empty] | 0.33776 | 0.29554 | 0.44248 | 0.20675 | 0.3451 | 0.53535
[7 empty] | 0.38238 | 0.34189 | 0.49453 | 0.25621 | 0.39499 | 0.60963
[7 empty] | 0.4 | 0.36681 | 0.51167 | 0.29054 | 0.41747 | 0.63968
[7 empty] | 0.43835 | 0.34986 | 0.51591 | 0.31348 | 0.40417 | 0.64122
[7 empty] | 0.45854 | 0.31805 | 0.49566 | 0.32118 | 0.37325 | 0.61204
[7 empty] | 0.45399 | 0.27374 | 0.44994 | 0.31039 | 0.32622 | 0.55065
[7 empty] | 0.37323 | 0.21552 | 0.37048 | 0.26681 | 0.28653 | 0.45854
[7 empty] | 0.27166 | 0.15181 | 0.26922 | 0.20387 | 0.22572 | 0.3338
[7 empty] | 0.16395 | 0.090816 | 0.16225 | 0.12904 | 0.14816 | 0.19471
[7 empty] | 0.073183 | 0.047218 | 0.072007 | 0.057728 | 0.068753 | 0.07388
[7 empty] | 0.020295 | 0.014602 | 0.019934 | 0.015122 | 0.019859 | 0.018898
[7 empty] | 0.00071714 | 0.00068628 | 0.00074631 | 0.00057017 | 0.00064865 | 0.001091
[7 empty] | 0 | 0 | 0 | 0 | 0 | 0
[7 empty] | 0 | 0 | 0 | 0 | 0 | 0
[7 empty] | 0 | 0 | 0 | 0 | 0 | 0
[7 empty] | 0 | 0 | 0 | 0 | 0 | 0
[7 empty] | 0 | 0 | 0 | 0 | 0 | 0
[7 empty] | 0 | 0 | 0 | 0 | 0 | 0
[7 empty] | 0 | 0 | 0 | 0 | 0 | 0
[7 empty] | 0.0018046 | 0.0046674 | 0.0046871 | 0.0021111 | 0.0037848 | 0.006087
[7 empty] | 0.025359 | 0.037849 | 0.037989 | 0.029143 | 0.037294 | 0.047688
[7 empty] | 0.07281 | 0.11217 | 0.10827 | 0.087099 | 0.098118 | 0.13258
[7 empty] | 0.13457 | 0.22487 | 0.20972 | 0.17588 | 0.16993 | 0.26243
[7 empty] | 0.2046 | 0.3516 | 0.32294 | 0.27867 | 0.24534 | 0.4039
[7 empty] | 0.2584 | 0.46627 | 0.42444 | 0.37008 | 0.2955 | 0.52331
[7 empty] | 0.2908 | 0.5442 | 0.49267 | 0.43342 | 0.31814 | 0.59809
[7 empty] | 0.30268 | 0.58325 | 0.52629 | 0.46686 | 0.31677 | 0.62986
[7 empty] | 0.31767 | 0.58023 | 0.52161 | 0.48583 | 0.32984 | 0.63262
[7 empty] | 0.31774 | 0.55002 | 0.49286 | 0.48125 | 0.33186 | 0.60507
[7 empty] | 0.30091 | 0.49218 | 0.44 | 0.44964 | 0.32065 | 0.54554
[7 empty] | 0.26581 | 0.41669 | 0.38836 | 0.37993 | 0.26515 | 0.45287
[7 empty] | 0.21021 | 0.30985 | 0.30146 | 0.28169 | 0.19799 | 0.32872
[7 empty] | 0.13908 | 0.18645 | 0.18691 | 0.16819 | 0.12654 | 0.19112
[7 empty] | 0.06598 | 0.074674 | 0.072442 | 0.066038 | 0.066281 | 0.072287
[7 empty] | 0.019911 | 0.018553 | 0.017415 | 0.017396 | 0.020938 | 0.018174
[7 empty] | 0.00079571 | 0.0011201 | 0.0010964 | 0.00081845 | 0.00072304 | 0.00096462
[7 empty] | 0 | 0 | 0 | 0 | 0 | 0
[7 empty] | 0 | 0 | 0 | 0 | 0 | 0
[7 empty] | 0 | 0 | 0 | 0 | 0 | 0
[7 empty] | 0 | 0 | 0 | 0 | 0 | 0
[7 empty] | 0 | 0 | 0 | 0 | 0 | 0
[7 empty] | 0 | 0 | 0 | 0 | 0 | 0
[7 empty] | 0 | 0 | 0 | 0 | 0 | 0
[7 empty] | 0.0054109 | 0.0060284 | 0.0053777 | 0.004487 | 0.0023907 | 0.0045005
[7 empty] | 0.046797 | 0.038942 | 0.04208 | 0.041552 | 0.028034 | 0.04097
[7 empty] | 0.12595 | 0.12472 | 0.12267 | 0.11931 | 0.072264 | 0.11304
[7 empty] | 0.23307 | 0.25559 | 0.23867 | 0.23891 | 0.11883 | 0.2149
[7 empty] | 0.34266 | 0.39759 | 0.35728 | 0.37033 | 0.16518 | 0.32361
[7 empty] | 0.40256 | 0.4948 | 0.44085 | 0.48715 | 0.23588 | 0.41484
[7 empty] | 0.41454 | 0.54365 | 0.48224 | 0.5652 | 0.29917 | 0.46967
[7 empty] | 0.39167 | 0.55112 | 0.48894 | 0.60417 | 0.34769 | 0.4909
[7 empty] | 0.38932 | 0.52289 | 0.48909 | 0.61173 | 0.34352 | 0.49762
[7 empty] | 0.36848 | 0.47203 | 0.46615 | 0.59011 | 0.32313 | 0.48145
[7 empty] | 0.32908 | 0.40223 | 0.41947 | 0.53658 | 0.28738 | 0.44043
[7 empty] | 0.26666 | 0.32879 | 0.35878 | 0.44783 | 0.24568 | 0.3782
[7 empty] | 0.19161 | 0.23849 | 0.27189 | 0.32693 | 0.19093 | 0.28637
[7 empty] | 0.11578 | 0.14411 | 0.16923 | 0.19112 | 0.12643 | 0.17673
[7 empty] | 0.05666 | 0.06703 | 0.071932 | 0.072264 | 0.062702 | 0.07455
[7 empty] | 0.016695 | 0.018744 | 0.018115 | 0.017787 | 0.018798 | 0.019098
[7 empty] | 0.00063357 | 0.00068764 | 0.00092155 | 0.0010679 | 0.00055757 | 0.0009108
[7 empty] | 0 | 0 | 0 | 0 | 0 | 0
[7 empty] | 0 | 0 | 0 | 0 | 0 | 0
[7 empty] | 0 | 0 | 0 | 0 | 0 | 0
[7 empty] | 0 | 0 | 0 | 0 | 0 | 0
[7 empty] | 0 | 0 | 0 | 0 | 0 | 0
[7 empty] | 0 | 0 | 0 | 0 | 0 | 0
[7 empty] | 0 | 0 | 0 | 0 | 0 | 0
[7 empty] | 0.0038472 | 0.0046098 | 0.0034356 | 0.0054361 | 0.00089882 | 0.0048953
[7 empty] | 0.03595 | 0.04078 | 0.033353 | 0.043437 | 0.014404 | 0.040875
[7 empty] | 0.10032 | 0.11853 | 0.10276 | 0.12298 | 0.045835 | 0.11415
[7 empty] | 0.18537 | 0.23897 | 0.21258 | 0.24042 | 0.087422 | 0.21557
[7 empty] | 0.28001 | 0.37436 | 0.33805 | 0.36851 | 0.13595 | 0.32425
[7 empty] | 0.3698 | 0.49186 | 0.45829 | 0.47546 | 0.17414 | 0.43379
[7 empty] | 0.43374 | 0.56718 | 0.54489 | 0.54127 | 0.19945 | 0.51303
[7 empty] | 0.46939 | 0.5999 | 0.59315 | 0.56803 | 0.21061 | 0.55836
[7 empty] | 0.44169 | 0.58342 | 0.60063 | 0.55718 | 0.22318 | 0.56156
[7 empty] | 0.39308 | 0.53988 | 0.57933 | 0.5204 | 0.22552 | 0.53848
[7 empty] | 0.32646 | 0.47129 | 0.52695 | 0.45851 | 0.21578 | 0.48752
[7 empty] | 0.30123 | 0.38358 | 0.44583 | 0.37351 | 0.19182 | 0.41089
[7 empty] | 0.24714 | 0.27416 | 0.33 | 0.26786 | 0.15239 | 0.30428
[7 empty] | 0.16544 | 0.16061 | 0.19457 | 0.15769 | 0.10069 | 0.18251
[7 empty] | 0.07095 | 0.068582 | 0.072072 | 0.066637 | 0.04388 | 0.073851
[7 empty] | 0.019529 | 0.017974 | 0.017388 | 0.017295 | 0.012324 | 0.017887
[7 empty] | 0.00079588 | 0.00075641 | 0.0011481 | 0.00068216 | 0.00070989 | 0.0010666
[7 empty] | 0 | 0 | 0 | 0 | 0 | 0
[7 empty] | 0 | 0 | 0 | 0 | 0 | 0
[7 empty] | 0 | 0 | 0 | 0 | 0 | 0
[7 empty] | 0 | 0 | 0 | 0 | 0 | 0
[7 empty] | 0 | 0 | 0 | 0 | 0 | 0
[7 empty] | 0 | 0 | 0 | 0 | 0 | 0
[7 empty] | 0 | 0 | 0 | 0 | 0 | 0
[7 empty] | 0.0055488 | 0.0031349 | 0.005397 | 0.0043099 | 0.0027769 | 0.0051669
[7 empty] | 0.043751 | 0.035431 | 0.039837 | 0.037726 | 0.029194 | 0.04286
[7 empty] | 0.12807 | 0.10161 | 0.13024 | 0.10543 | 0.073141 | 0.12309
[7 empty] | 0.25356 | 0.19008 | 0.27447 | 0.19935 | 0.12071 | 0.24522
[7 empty] | 0.38498 | 0.28901 | 0.42824 | 0.30198 | 0.16867 | 0.38101
[7 empty] | 0.49159 | 0.36644 | 0.52872 | 0.39014 | 0.2208 | 0.49754
[7 empty] | 0.55237 | 0.41317 | 0.57472 | 0.44575 | 0.25868 | 0.57267
[7 empty] | 0.57089 | 0.43171 | 0.57612 | 0.47047 | 0.2795 | 0.60639
[7 empty] | 0.56326 | 0.40675 | 0.54705 | 0.46506 | 0.28321 | 0.60093
[7 empty] | 0.52835 | 0.36485 | 0.4938 | 0.43809 | 0.27282 | 0.56702
[7 empty] | 0.46654 | 0.30887 | 0.42003 | 0.39 | 0.24856 | 0.50461
[7 empty] | 0.38398 | 0.23775 | 0.35197 | 0.31746 | 0.2242 | 0.41521
[7 empty] | 0.27742 | 0.16143 | 0.25984 | 0.22964 | 0.18148 | 0.29986
[7 empty] | 0.16284 | 0.089277 | 0.15649 | 0.13974 | 0.11881 | 0.17546
[7 empty] | 0.069675 | 0.039831 | 0.065301 | 0.063758 | 0.051103 | 0.069919
[7 empty] | 0.018445 | 0.010272 | 0.016649 | 0.017009 | 0.014366 | 0.017295
[7 empty] | 0.00092326 | 0.00027441 | 0.0007057 | 0.00053127 | 0.0006758 | 0.00096573
[7 empty] | 0 | 0 | 0 | 0 | 0 | 0
[7 empty] | 0 | 0 | 0 | 0 | 0 | 0
[7 empty] | 0 | 0 | 0 | 0 | 0 | 0
[7 empty] | 0 | 0 | 0 | 0 | 0 | 0
[7 empty] | 0 | 0 | 0 | 0 | 0 | 0
[7 empty] | 0 | 0 | 0 | 0 | 0 | 0
[7 empty] | 0 | 0 | 0 | 0 | 0 | 0
[7 empty] | 0.0055266 | 0.00091801 | 0.0036662 | 0.0017422 | 0.0029052 | 0.0049222
[7 empty] | 0.044381 | 0.015671 | 0.036798 | 0.024481 | 0.026447 | 0.043959
[7 empty] | 0.13082 | 0.050881 | 0.1144 | 0.074522 | 0.071655 | 0.12566
[7 empty] | 0.26557 | 0.099623 | 0.24136 | 0.14598 | 0.12396 | 0.24937
[7 empty] | 0.40864 | 0.15865 | 0.37974 | 0.2291 | 0.17779 | 0.38285
[7 empty] | 0.54325 | 0.21941 | 0.49279 | 0.32067 | 0.25451 | 0.49653
[7 empty] | 0.63535 | 0.26682 | 0.56242 | 0.39523 | 0.32264 | 0.56741
[7 empty] | 0.68347 | 0.29622 | 0.59056 | 0.44657 | 0.37499 | 0.5972
[7 empty] | 0.67864 | 0.30076 | 0.59411 | 0.4589 | 0.34132 | 0.59878
[7 empty] | 0.64011 | 0.29108 | 0.5692 | 0.45004 | 0.29182 | 0.57172
[7 empty] | 0.56804 | 0.26652 | 0.51399 | 0.41713 | 0.23167 | 0.51461
[7 empty] | 0.45816 | 0.23659 | 0.43232 | 0.34852 | 0.20681 | 0.42657
[7 empty] | 0.32126 | 0.18838 | 0.31856 | 0.25726 | 0.16595 | 0.30989
[7 empty] | 0.18043 | 0.12705 | 0.18767 | 0.15739 | 0.11204 | 0.18209
[7 empty] | 0.071037 | 0.062654 | 0.071079 | 0.069447 | 0.051812 | 0.071403
[7 empty] | 0.017756 | 0.017494 | 0.017557 | 0.01813 | 0.014125 | 0.016941
[7 empty] | 0.0010404 | 0.0005498 | 0.00094508 | 0.00056515 | 0.00047542 | 0.00083156
[7 empty] | 0 | 0 | 0 | 0 | 0 | 0
[7 empty] | 0 | 0 | 0 | 0 | 0 | 0
[7 empty] | 0 | 0 | 0 | 0 | 0 | 0
[7 empty] | 0 | 0 | 0 | 0 | 0 | 0
[7 empty] | 0 | 0 | 0 | 0 | 0 | 0
[7 empty] | 0 | 0 | 0 | 0 | 0 | 0
[7 empty] | 0 | 0 | 0 | 0 | 0 | 0
[7 empty] | 0.0052288 | 0.0045049 | 0.0031042 | 0.0035882 | 0.0029286 | 0.0043148
[7 empty] | 0.043209 | 0.037461 | 0.033483 | 0.034086 | 0.026856 | 0.041676
[7 empty] | 0.12783 | 0.11021 | 0.10892 | 0.098444 | 0.076113 | 0.11633
[7 empty] | 0.25775 | 0.21244 | 0.23465 | 0.18817 | 0.14046 | 0.21753
[7 empty] | 0.39404 | 0.31932 | 0.37026 | 0.28659 | 0.21077 | 0.32077
[7 empty] | 0.52182 | 0.39932 | 0.48557 | 0.38016 | 0.2736 | 0.40093
[7 empty] | 0.60873 | 0.44213 | 0.55899 | 0.44633 | 0.31683 | 0.44316
[7 empty] | 0.65358 | 0.45262 | 0.59095 | 0.48269 | 0.33912 | 0.45319
[7 empty] | 0.66114 | 0.44765 | 0.60008 | 0.48192 | 0.35043 | 0.44965
[7 empty] | 0.6371 | 0.42216 | 0.57988 | 0.45904 | 0.3468 | 0.42579
[7 empty] | 0.57885 | 0.37643 | 0.52788 | 0.41315 | 0.32696 | 0.38161
[7 empty] | 0.48078 | 0.31501 | 0.44131 | 0.35224 | 0.28451 | 0.32849
[7 empty] | 0.34655 | 0.2344 | 0.3226 | 0.26565 | 0.22195 | 0.25141
[7 empty] | 0.19653 | 0.14454 | 0.18819 | 0.16511 | 0.14334 | 0.15972
[7 empty] | 0.069869 | 0.064958 | 0.070151 | 0.071359 | 0.065713 | 0.072165
[7 empty] | 0.016966 | 0.016957 | 0.017274 | 0.017605 | 0.017612 | 0.017764
[7 empty] | 0.00091042 | 0.00074135 | 0.00073821 | 0.00066615 | 0.00058686 | 0.00085364
[7 empty] | 0 | 0 | 0 | 0 | 0 | 0
[7 empty] | 0 | 0 | 0 | 0 | 0 | 0
[7 empty] | 0 | 0 | 0 | 0 | 0 | 0
[7 empty] | 0 | 0 | 0 | 0 | 0 | 0
[7 empty] | 0 | 0 | 0 | 0 | 0 | 0
[7 empty] | 0 | 0 | 0 | 0 | 0 | 0
[7 empty] | 0 | 0 | 0 | 0 | 0 | 0
[7 empty] | 0.0046026 | 0.0046599 | 0.0026642 | 0.0030735 | 0.0028912 | 0.0038197
[7 empty] | 0.042442 | 0.039749 | 0.033931 | 0.033204 | 0.026997 | 0.038493
[7 empty] | 0.12366 | 0.12656 | 0.1009 | 0.092039 | 0.073141 | 0.10895
[7 empty] | 0.24607 | 0.27298 | 0.2047 | 0.16154 | 0.12446 | 0.20165
[7 empty] | 0.37741 | 0.4368 | 0.32021 | 0.2242 | 0.17383 | 0.29808
[7 empty] | 0.49592 | 0.56598 | 0.43524 | 0.28344 | 0.23784 | 0.39503
[7 empty] | 0.57338 | 0.64451 | 0.51791 | 0.31772 | 0.2903 | 0.46384
[7 empty] | 0.60955 | 0.67497 | 0.56301 | 0.32935 | 0.32668 | 0.50172
[7 empty] | 0.62394 | 0.67207 | 0.57188 | 0.32711 | 0.34858 | 0.51783
[7 empty] | 0.60879 | 0.63655 | 0.55288 | 0.30929 | 0.35461 | 0.50932
[7 empty] | 0.56016 | 0.56762 | 0.50366 | 0.27594 | 0.34144 | 0.47245
[7 empty] | 0.47075 | 0.47399 | 0.4206 | 0.21965 | 0.28427 | 0.40391
[7 empty] | 0.34457 | 0.34489 | 0.30812 | 0.15498 | 0.21126 | 0.30309
[7 empty] | 0.19869 | 0.19795 | 0.18175 | 0.091924 | 0.13216 | 0.18275
[7 empty] | 0.069058 | 0.069136 | 0.069587 | 0.043189 | 0.061247 | 0.071034
[7 empty] | 0.016378 | 0.016149 | 0.016183 | 0.010247 | 0.016655 | 0.017021
[7 empty] | 0.00068341 | 0.0010063 | 0.00076928 | 7.93e-05 | 0.00033465 | 0.00073117
[7 empty] | 0 | 0 | 0 | 0 | 0 | 0
[7 empty] | 0 | 0 | 0 | 0 | 0 | 0
[7 empty] | 0 | 0 | 0 | 0 | 0 | 0
[7 empty] | 0 | 0 | 0 | 0 | 0 | 0
[7 empty] | 0 | 0 | 0 | 0 | 0 | 0
[7 empty] | 0 | 0 | 0 | 0 | 0 | 0
[7 empty] | 0 | 0 | 0 | 0 | 0 | 0
[7 empty] | 0.0041023 | 0.0051197 | 0.0040605 | 0.00079589 | 0.0011755 | 0.0035694
[7 empty] | 0.041694 | 0.037299 | 0.037425 | 0.01502 | 0.018711 | 0.039026
[7 empty] | 0.11752 | 0.13425 | 0.12333 | 0.050354 | 0.05921 | 0.11446
[7 empty] | 0.22109 | 0.30006 | 0.26756 | 0.097471 | 0.10863 | 0.22487
[7 empty] | 0.32704 | 0.4761 | 0.4218 | 0.15441 | 0.16523 | 0.34952
[7 empty] | 0.43002 | 0.59759 | 0.54238 | 0.21756 | 0.23184 | 0.45334
[7 empty] | 0.49823 | 0.6593 | 0.61294 | 0.27199 | 0.28958 | 0.51879
[7 empty] | 0.53093 | 0.67067 | 0.63722 | 0.31171 | 0.33252 | 0.54601
[7 empty] | 0.56398 | 0.65826 | 0.62317 | 0.32454 | 0.31063 | 0.53362
[7 empty] | 0.57062 | 0.61422 | 0.57959 | 0.32238 | 0.27308 | 0.49584
[7 empty] | 0.54197 | 0.5397 | 0.50804 | 0.3032 | 0.22326 | 0.4344
[7 empty] | 0.43995 | 0.44675 | 0.42041 | 0.26665 | 0.20451 | 0.35285
[7 empty] | 0.31043 | 0.32289 | 0.30461 | 0.20983 | 0.16974 | 0.25202
[7 empty] | 0.17387 | 0.18586 | 0.1779 | 0.13768 | 0.11988 | 0.1465
[7 empty] | 0.065078 | 0.068593 | 0.068835 | 0.064351 | 0.059176 | 0.059274
[7 empty] | 0.016145 | 0.01618 | 0.015966 | 0.015715 | 0.016638 | 0.014465
[7 empty] | 0.00038594 | 0.00079873 | 0.00066027 | 0.00038965 | 0.00042631 | 0.00070462
[7 empty] | 0 | 0 | 0 | 0 | 0 | 0
[7 empty] | 0 | 0 | 0 | 0 | 0 | 0
[7 empty] | 0 | 0 | 0 | 0 | 0 | 0
[7 empty] | 0 | 0 | 0 | 0 | 0 | 0
[7 empty] | 0 | 0 | 0 | 0 | 0 | 0
[7 empty] | 0 | 0 | 0 | 0 | 0 | 0
[7 empty] | 0 | 0 | 0 | 0 | 0 | 0
[7 empty] | 0.0036106 | 0.0046905 | 0.0027985 | 0.0010236 | 0.0019906 | 0.0030967
[7 empty] | 0.038274 | 0.038081 | 0.030597 | 0.017662 | 0.027274 | 0.036722
[7 empty] | 0.11415 | 0.13089 | 0.10503 | 0.054332 | 0.081998 | 0.11077
[7 empty] | 0.22522 | 0.28935 | 0.22889 | 0.098392 | 0.15206 | 0.22581
[7 empty] | 0.35307 | 0.45869 | 0.35993 | 0.14609 | 0.23248 | 0.35333
[7 empty] | 0.45733 | 0.57725 | 0.46049 | 0.20428 | 0.30943 | 0.46646
[7 empty] | 0.52055 | 0.63887 | 0.51853 | 0.25349 | 0.36623 | 0.54115
[7 empty] | 0.54437 | 0.65187 | 0.53818 | 0.28851 | 0.39932 | 0.57721
[7 empty] | 0.54502 | 0.63561 | 0.54581 | 0.29727 | 0.38604 | 0.57995
[7 empty] | 0.5192 | 0.58855 | 0.52694 | 0.2911 | 0.35552 | 0.55493
[7 empty] | 0.46578 | 0.51281 | 0.47944 | 0.26932 | 0.30912 | 0.50061
[7 empty] | 0.37258 | 0.4255 | 0.39714 | 0.23806 | 0.2905 | 0.41519
[7 empty] | 0.2614 | 0.30912 | 0.28829 | 0.18764 | 0.24391 | 0.30177
[7 empty] | 0.14905 | 0.18071 | 0.16875 | 0.12282 | 0.1665 | 0.17701
[7 empty] | 0.064516 | 0.069384 | 0.066535 | 0.056029 | 0.070099 | 0.068877
[7 empty] | 0.016404 | 0.015596 | 0.015645 | 0.013793 | 0.016902 | 0.015769
[7 empty] | 0.00067941 | 0.00072816 | 0.00049529 | 0.00030798 | 0.00046562 | 0.00064883
[7 empty] | 0 | 0 | 0 | 0 | 0 | 0
[7 empty] | 0 | 0 | 0 | 0 | 0 | 0
[7 empty] | 0 | 0 | 0 | 0 | 0 | 0
[7 empty] | 0 | 0 | 0 | 0 | 0 | 0
[7 empty] | 0 | 0 | 0 | 0 | 0 | 0
[7 empty] | 0 | 0 | 0 | 0 | 0 | 0
[7 empty] | 0 | 0 | 0 | 0 | 0 | 0
[7 empty] | 0.0039061 | 0.0040086 | 0.0025278 | 0.00051198 | 0.0032946 | 0.0030382
[7 empty] | 0.040359 | 0.036344 | 0.027757 | 0.014605 | 0.035339 | 0.036569
[7 empty] | 0.12116 | 0.12428 | 0.082873 | 0.048182 | 0.10115 | 0.11157
[7 empty] | 0.24628 | 0.2768 | 0.15164 | 0.094559 | 0.18195 | 0.2288
[7 empty] | 0.38047 | 0.44042 | 0.22512 | 0.14719 | 0.26155 | 0.36088
[7 empty] | 0.50758 | 0.56201 | 0.29884 | 0.21477 | 0.32251 | 0.47159
[7 empty] | 0.59461 | 0.62934 | 0.35214 | 0.27445 | 0.35203 | 0.54146
[7 empty] | 0.63944 | 0.64855 | 0.38186 | 0.31918 | 0.35398 | 0.57127
[7 empty] | 0.64501 | 0.64362 | 0.38721 | 0.32216 | 0.35439 | 0.57951
[7 empty] | 0.61892 | 0.60785 | 0.37477 | 0.30921 | 0.34037 | 0.55979
[7 empty] | 0.55996 | 0.54076 | 0.34271 | 0.27982 | 0.31242 | 0.50972
[7 empty] | 0.45831 | 0.44828 | 0.28906 | 0.24655 | 0.28193 | 0.4231
[7 empty] | 0.32553 | 0.3244 | 0.21618 | 0.19261 | 0.22804 | 0.3072
[7 empty] | 0.1819 | 0.18761 | 0.13306 | 0.12382 | 0.15114 | 0.17907
[7 empty] | 0.064956 | 0.069187 | 0.057121 | 0.055378 | 0.065532 | 0.067899
[7 empty] | 0.016778 | 0.015029 | 0.012963 | 0.01364 | 0.015744 | 0.015053
[7 empty] | 0.00049218 | 0.00074553 | 0.00019488 | 0.00030644 | 0.00035321 | 0.00062644
[7 empty] | 0 | 0 | 0 | 0 | 0 | 0
[7 empty] | 0 | 0 | 0 | 0 | 0 | 0
[7 empty] | 0 | 0 | 0 | 0 | 0 | 0
[7 empty] | 0 | 0 | 0 | 0 | 0 | 0
[7 empty] | 0 | 0 | 0 | 0 | 0 | 0
[7 empty] | 0 | 0 | 0 | 0 | 0 | 0
[7 empty] | 0 | 0 | 0 | 0 | 0 | 0
[7 empty] | 0.0036501 | 0.0025146 | 0.0015895 | 0.0025586 | 0.0020722 | 0.0029547
[7 empty] | 0.038974 | 0.033258 | 0.02484 | 0.03392 | 0.025979 | 0.036872
[7 empty] | 0.11749 | 0.10938 | 0.078804 | 0.10584 | 0.075458 | 0.11263
[7 empty] | 0.23389 | 0.24451 | 0.15192 | 0.21858 | 0.13453 | 0.23172
[7 empty] | 0.35641 | 0.39703 | 0.23759 | 0.34648 | 0.1969 | 0.36582
[7 empty] | 0.47309 | 0.50902 | 0.32347 | 0.46068 | 0.23413 | 0.4803
[7 empty] | 0.55215 | 0.5724 | 0.38764 | 0.53827 | 0.24738 | 0.55354
[7 empty] | 0.59244 | 0.5923 | 0.42576 | 0.57808 | 0.2406 | 0.58599
[7 empty] | 0.58359 | 0.5826 | 0.42729 | 0.59113 | 0.27053 | 0.58616
[7 empty] | 0.5472 | 0.54495 | 0.40877 | 0.57539 | 0.28986 | 0.55791
[7 empty] | 0.4832 | 0.48019 | 0.36958 | 0.52729 | 0.29573 | 0.50025
[7 empty] | 0.36279 | 0.39989 | 0.32266 | 0.44061 | 0.24663 | 0.41269
[7 empty] | 0.23334 | 0.29134 | 0.24916 | 0.32123 | 0.18497 | 0.29797
[7 empty] | 0.12016 | 0.17 | 0.15675 | 0.18595 | 0.11741 | 0.17331
[7 empty] | 0.053091 | 0.06545 | 0.065627 | 0.06711 | 0.058546 | 0.066638
[7 empty] | 0.013289 | 0.014717 | 0.015116 | 0.014241 | 0.015901 | 0.014433
[7 empty] | 0.00034123 | 0.00055451 | 0.00031401 | 0.00058261 | 0.00045857 | 0.00057285
[7 empty] | 0 | 0 | 0 | 0 | 0 | 0
[7 empty] | 0 | 0 | 0 | 0 | 0 | 0
[7 empty] | 0 | 0 | 0 | 0 | 0 | 0
[7 empty] | 0 | 0 | 0 | 0 | 0 | 0
[7 empty] | 0 | 0 | 0 | 0 | 0 | 0
[7 empty] | 0 | 0 | 0 | 0 | 0 | 0
[7 empty] | 0 | 0 | 0 | 0 | 0 | 0
[7 empty] | 0.0023124 | 0.0023174 | 0.002148 | 0.0032817 | 0.0028495 | 0.0028539
[7 empty] | 0.029804 | 0.030939 | 0.021888 | 0.036575 | 0.037325 | 0.034236
[7 empty] | 0.096257 | 0.10456 | 0.064244 | 0.11312 | 0.11324 | 0.10468
[7 empty] | 0.19124 | 0.22929 | 0.11514 | 0.22903 | 0.22158 | 0.20785
[7 empty] | 0.30313 | 0.3638 | 0.16415 | 0.35429 | 0.33816 | 0.32274
[7 empty] | 0.37918 | 0.46246 | 0.20419 | 0.45235 | 0.43483 | 0.41938
[7 empty] | 0.41703 | 0.51577 | 0.2272 | 0.50781 | 0.49053 | 0.48036
[7 empty] | 0.42149 | 0.52908 | 0.23447 | 0.52441 | 0.50815 | 0.50595
[7 empty] | 0.4147 | 0.51792 | 0.24902 | 0.50598 | 0.51453 | 0.49069
[7 empty] | 0.38948 | 0.48186 | 0.24996 | 0.46364 | 0.49728 | 0.45193
[7 empty] | 0.34629 | 0.42232 | 0.2361 | 0.39985 | 0.45414 | 0.39216
[7 empty] | 0.32721 | 0.34878 | 0.19948 | 0.31488 | 0.39099 | 0.32603
[7 empty] | 0.27155 | 0.25218 | 0.15086 | 0.21744 | 0.29578 | 0.2391
[7 empty] | 0.17714 | 0.14636 | 0.09642 | 0.12238 | 0.17929 | 0.14297
[7 empty] | 0.066798 | 0.057015 | 0.044269 | 0.050488 | 0.068533 | 0.058622
[7 empty] | 0.014964 | 0.012732 | 0.011302 | 0.011775 | 0.014993 | 0.013406
[7 empty] | 0.0004428 | 0.00037852 | 0.00029239 | 0.00028454 | 0.00041448 | 0.00041451
[7 empty] | 0 | 0 | 0 | 0 | 0 | 0
[7 empty] | 0 | 0 | 0 | 0 | 0 | 0
[7 empty] | 0 | 0 | 0 | 0 | 0 | 0
[7 empty] | 0 | 0 | 0 | 0 | 0 | 0
[7 empty] | 0 | 0 | 0 | 0 | 0 | 0
[7 empty] | 0 | 0 | 0 | 0 | 0 | 0
[7 empty] | 0 | 0 | 0 | 0 | 0 | 0
[7 empty] | 0.0025053 | 0.0022122 | 0.001102 | 0.0010202 | 0.002582 | 0.002954
[7 empty] | 0.031959 | 0.026129 | 0.01772 | 0.022151 | 0.035725 | 0.037325
[7 empty] | 0.094843 | 0.092574 | 0.055356 | 0.075625 | 0.10535 | 0.11516
[7 empty] | 0.17659 | 0.20249 | 0.10226 | 0.15512 | 0.19321 | 0.23538
[7 empty] | 0.26517 | 0.32479 | 0.15441 | 0.25069 | 0.28214 | 0.36863
[7 empty] | 0.33729 | 0.42404 | 0.22825 | 0.33465 | 0.3614 | 0.47343
[7 empty] | 0.38032 | 0.48542 | 0.29326 | 0.39343 | 0.4093 | 0.53306
[7 empty] | 0.39522 | 0.51054 | 0.34057 | 0.42543 | 0.42613 | 0.55133
[7 empty] | 0.40257 | 0.5112 | 0.37596 | 0.41638 | 0.44638 | 0.53861
[7 empty] | 0.3907 | 0.48689 | 0.3922 | 0.38809 | 0.4477 | 0.50024
[7 empty] | 0.35789 | 0.43717 | 0.38345 | 0.34134 | 0.42467 | 0.43739
[7 empty] | 0.27452 | 0.37501 | 0.33227 | 0.26339 | 0.35234 | 0.35026
[7 empty] | 0.18504 | 0.28316 | 0.25375 | 0.17795 | 0.25668 | 0.24609
[7 empty] | 0.10402 | 0.17143 | 0.15666 | 0.099744 | 0.15137 | 0.14165
[7 empty] | 0.051839 | 0.064945 | 0.062789 | 0.044479 | 0.06089 | 0.059531
[7 empty] | 0.014022 | 0.013461 | 0.014101 | 0.009603 | 0.013375 | 0.013469
[7 empty] | 0.00035673 | 0.0005204 | 0.00034777 | 4.69e-05 | 0.00036974 | 0.00017071
[7 empty] | 0 | 0 | 0 | 0 | 0 | 0
[7 empty] | 0 | 0 | 0 | 0 | 0 | 0
[7 empty] | 0 | 0 | 0 | 0 | 0 | 0
[7 empty] | 0 | 0 | 0 | 0 | 0 | 0
[7 empty] | 0 | 0 | 0 | 0 | 0 | 0
[7 empty] | 0 | 0 | 0 | 0 | 0 | 0
[7 empty] | 0 | 0 | 0 | 0 | 0 | 0
[7 empty] | 0.0024014 | 0.0030749 | 0.0019493 | 0.0013469 | 0.0017641 | 0.0020182
[7 empty] | 0.030918 | 0.030006 | 0.029749 | 0.02637 | 0.031757 | 0.026618
[7 empty] | 0.099603 | 0.11018 | 0.10342 | 0.085861 | 0.099369 | 0.079805
[7 empty] | 0.20533 | 0.25039 | 0.22561 | 0.16951 | 0.19936 | 0.14527
[7 empty] | 0.32649 | 0.40227 | 0.35707 | 0.26751 | 0.30872 | 0.21252
[7 empty] | 0.42404 | 0.50637 | 0.47168 | 0.34353 | 0.38824 | 0.25545
[7 empty] | 0.48358 | 0.55981 | 0.54691 | 0.39001 | 0.42739 | 0.27252
[7 empty] | 0.50543 | 0.56987 | 0.58182 | 0.40814 | 0.43123 | 0.26875
[7 empty] | 0.50493 | 0.563 | 0.58524 | 0.41105 | 0.41793 | 0.25184
[7 empty] | 0.47943 | 0.52846 | 0.56003 | 0.39379 | 0.38434 | 0.22361
[7 empty] | 0.42964 | 0.46691 | 0.50433 | 0.35599 | 0.3322 | 0.18711
[7 empty] | 0.35253 | 0.39507 | 0.4123 | 0.2945 | 0.27656 | 0.15718
[7 empty] | 0.25607 | 0.29235 | 0.29416 | 0.2161 | 0.20389 | 0.11924
[7 empty] | 0.15257 | 0.17133 | 0.16816 | 0.13235 | 0.12356 | 0.077022
[7 empty] | 0.065539 | 0.060824 | 0.062906 | 0.058194 | 0.053867 | 0.037673
[7 empty] | 0.014267 | 0.012729 | 0.013021 | 0.013082 | 0.012551 | 0.0090312
[7 empty] | 0.00041488 | 0.00051531 | 0.00035488 | 0.00042223 | 0.00038023 | 0.00015252
[7 empty] | 0 | 0 | 0 | 0 | 0 | 0
[7 empty] | 0 | 0 | 0 | 0 | 0 | 0
[7 empty] | 0 | 0 | 0 | 0 | 0 | 0
[7 empty] | 0 | 0 | 0 | 0 | 0 | 0
[7 empty] | 0 | 0 | 0 | 0 | 0 | 0
[7 empty] | 0 | 0 | 0 | 0 | 0 | 0
[7 empty] | 0 | 0 | 0 | 0 | 0 | 0
[7 empty] | 0.0027085 | 0.0028627 | 0.0020506 | 0.0025453 | 0.0024425 | 0.0015173
[7 empty] | 0.03375 | 0.03046 | 0.022461 | 0.035023 | 0.032969 | 0.027596
[7 empty] | 0.10608 | 0.11491 | 0.072657 | 0.11263 | 0.10998 | 0.088562
[7 empty] | 0.20193 | 0.25424 | 0.1449 | 0.2326 | 0.23048 | 0.17189
[7 empty] | 0.29671 | 0.39894 | 0.22096 | 0.36308 | 0.36876 | 0.26377
[7 empty] | 0.37035 | 0.51191 | 0.28394 | 0.47306 | 0.4797 | 0.35731
[7 empty] | 0.4074 | 0.57749 | 0.32259 | 0.54004 | 0.54719 | 0.4265
[7 empty] | 0.4126 | 0.59965 | 0.33769 | 0.56528 | 0.57247 | 0.46739
[7 empty] | 0.41334 | 0.59342 | 0.33809 | 0.56747 | 0.58169 | 0.47974
[7 empty] | 0.39432 | 0.55851 | 0.32122 | 0.54206 | 0.5627 | 0.46928
[7 empty] | 0.3548 | 0.49473 | 0.28747 | 0.48773 | 0.51266 | 0.43312
[7 empty] | 0.28214 | 0.39853 | 0.24201 | 0.39546 | 0.44836 | 0.34817
[7 empty] | 0.19817 | 0.27917 | 0.18189 | 0.28043 | 0.34133 | 0.24654
[7 empty] | 0.11505 | 0.15551 | 0.11416 | 0.16015 | 0.20107 | 0.14372
[7 empty] | 0.052928 | 0.05773 | 0.049372 | 0.062421 | 0.065612 | 0.060062
[7 empty] | 0.012495 | 0.012223 | 0.011147 | 0.012522 | 0.014569 | 0.012839
[7 empty] | 0.00020855 | 7.69e-05 | 0.00029756 | 0.00030908 | 0.0004926 | 0.00033055
[7 empty] | 0 | 0 | 0 | 0 | 0 | 0
[7 empty] | 0 | 0 | 0 | 0 | 0 | 0
[7 empty] | 0 | 0 | 0 | 0 | 0 | 0
[7 empty] | 0 | 0 | 0 | 0 | 0 | 0
[7 empty] | 0 | 0 | 0 | 0 | 0 | 0
[7 empty] | 0 | 0 | 0 | 0 | 0 | 0
[7 empty] | 0 | 0 | 0 | 0 | 0 | 0
[7 empty] | 0.0014278 | 0.0016617 | 0.0014633 | 0.0018854 | 0.0025158 | 0.0017418
[7 empty] | 0.028321 | 0.024882 | 0.022971 | 0.031439 | 0.034661 | 0.027403
[7 empty] | 0.090388 | 0.087899 | 0.076621 | 0.10134 | 0.11694 | 0.083433
[7 empty] | 0.17794 | 0.18778 | 0.15422 | 0.20647 | 0.25775 | 0.14999
[7 empty] | 0.27915 | 0.28898 | 0.24161 | 0.32381 | 0.41187 | 0.21436
[7 empty] | 0.3649 | 0.35878 | 0.33132 | 0.42199 | 0.554 | 0.27179
[7 empty] | 0.42022 | 0.39159 | 0.39863 | 0.48184 | 0.65072 | 0.3072
[7 empty] | 0.44546 | 0.39433 | 0.43808 | 0.50479 | 0.7002 | 0.32116
[7 empty] | 0.44515 | 0.38362 | 0.43729 | 0.50225 | 0.72283 | 0.30515
[7 empty] | 0.42478 | 0.35462 | 0.41538 | 0.47528 | 0.71069 | 0.27508
[7 empty] | 0.3827 | 0.3082 | 0.37234 | 0.42393 | 0.65883 | 0.2337
[7 empty] | 0.33477 | 0.25251 | 0.32591 | 0.35231 | 0.54268 | 0.1927
[7 empty] | 0.26004 | 0.18122 | 0.25232 | 0.25736 | 0.3847 | 0.14269
[7 empty] | 0.1624 | 0.10507 | 0.15812 | 0.1533 | 0.2102 | 0.08939
[7 empty] | 0.064329 | 0.041649 | 0.064012 | 0.062422 | 0.065856 | 0.042493
[7 empty] | 0.013061 | 0.0088867 | 0.012172 | 0.012551 | 0.015285 | 0.0097143
[7 empty] | 0.00027935 | 0.00011843 | 0.00028018 | 0.00022432 | 0.00034542 | 7.27e-05
[7 empty] | 0 | 0 | 0 | 0 | 0 | 0
[7 empty] | 0 | 0 | 0 | 0 | 0 | 0
[7 empty] | 0 | 0 | 0 | 0 | 0 | 0
[7 empty] | 0 | 0 | 0 | 0 | 0 | 0
[7 empty] | 0 | 0 | 0 | 0 | 0 | 0
[7 empty] | 0 | 0 | 0 | 0 | 0 | 0
[7 empty] | 0 | 0 | 0 | 0 | 0 | 0
[7 empty] | 0.0021439 | 0.0012853 | 0.001904 | 0.00063481 | 0.002119 | 0.0010659
[7 empty] | 0.032944 | 0.022723 | 0.02439 | 0.015751 | 0.032843 | 0.024839
[7 empty] | 0.10504 | 0.081271 | 0.086218 | 0.050307 | 0.11074 | 0.082189
[7 empty] | 0.20546 | 0.17171 | 0.18558 | 0.0911 | 0.23666 | 0.1618
[7 empty] | 0.31435 | 0.27557 | 0.29177 | 0.13413 | 0.37597 | 0.25006
[7 empty] | 0.39024 | 0.36636 | 0.37177 | 0.17293 | 0.50447 | 0.33098
[7 empty] | 0.423 | 0.42904 | 0.41711 | 0.19829 | 0.5924 | 0.38574
[7 empty] | 0.42088 | 0.46112 | 0.43008 | 0.21001 | 0.63799 | 0.41272
[7 empty] | 0.41773 | 0.47538 | 0.43814 | 0.19715 | 0.6191 | 0.41958
[7 empty] | 0.39529 | 0.46559 | 0.42356 | 0.17475 | 0.56871 | 0.40603
[7 empty] | 0.35274 | 0.42887 | 0.3853 | 0.14508 | 0.48898 | 0.3705
[7 empty] | 0.31566 | 0.35668 | 0.32441 | 0.11887 | 0.38949 | 0.31272
[7 empty] | 0.25254 | 0.26022 | 0.24051 | 0.088098 | 0.26918 | 0.2321
[7 empty] | 0.16251 | 0.15222 | 0.14426 | 0.055991 | 0.14967 | 0.14034
[7 empty] | 0.064116 | 0.056461 | 0.05543 | 0.028518 | 0.058335 | 0.058166
[7 empty] | 0.012323 | 0.011183 | 0.011045 | 0.0071689 | 0.011422 | 0.011819
[7 empty] | 0.0003222 | 0.00033133 | 0.00032325 | 7.79e-05 | 0.00013402 | 0.00017302
[7 empty] | 0 | 0 | 0 | 0 | 0 | 0
[7 empty] | 0 | 0 | 0 | 0 | 0 | 0
[7 empty] | 0 | 0 | 0 | 0 | 0 | 0
[7 empty] | 0 | 0 | 0 | 0 | 0 | 0
[7 empty] | 0 | 0 | 0 | 0 | 0 | 0
[7 empty] | 0 | 0 | 0 | 0 | 0 | 0
[7 empty] | 0 | 0 | 0 | 0 | 0 | 0
[7 empty] | 0.0021376 | 0.001826 | 0.0020812 | 0.00061801 | 0.0010825 | 0.0014448
[7 empty] | 0.032647 | 0.029611 | 0.030877 | 0.019542 | 0.024281 | 0.025381
[7 empty] | 0.11073 | 0.10116 | 0.11587 | 0.072212 | 0.084141 | 0.083972
[7 empty] | 0.23314 | 0.20817 | 0.26689 | 0.15079 | 0.16709 | 0.16736
[7 empty] | 0.37015 | 0.32195 | 0.43716 | 0.24659 | 0.26408 | 0.26064
[7 empty] | 0.46302 | 0.41054 | 0.56519 | 0.35767 | 0.34627 | 0.36028
[7 empty] | 0.50305 | 0.46009 | 0.63918 | 0.4528 | 0.40139 | 0.43799
[7 empty] | 0.4989 | 0.47473 | 0.66371 | 0.52117 | 0.42815 | 0.48817
[7 empty] | 0.45747 | 0.46526 | 0.6566 | 0.54807 | 0.44835 | 0.48217
[7 empty] | 0.39329 | 0.43403 | 0.61697 | 0.54787 | 0.44906 | 0.45307
[7 empty] | 0.31335 | 0.38172 | 0.54482 | 0.51491 | 0.42359 | 0.40205
[7 empty] | 0.26491 | 0.31828 | 0.44036 | 0.43146 | 0.35144 | 0.34155
[7 empty] | 0.19862 | 0.23342 | 0.30843 | 0.31414 | 0.25593 | 0.25545
[7 empty] | 0.12091 | 0.13921 | 0.16919 | 0.17876 | 0.15049 | 0.15442
[7 empty] | 0.051778 | 0.056297 | 0.057047 | 0.059954 | 0.058646 | 0.061531
[7 empty] | 0.010016 | 0.010774 | 0.010988 | 0.010781 | 0.011381 | 0.011243
[7 empty] | 7.03e-05 | 0.00019536 | 0.00025573 | 0.00024751 | 0.00018363 | 0.00021316
[7 empty] | 0 | 0 | 0 | 0 | 0 | 0
[7 empty] | 0 | 0 | 0 | 0 | 0 | 0
[7 empty] | 0 | 0 | 0 | 0 | 0 | 0
[7 empty] | 0 | 0 | 0 | 0 | 0 | 0
[7 empty] | 0 | 0 | 0 | 0 | 0 | 0
[7 empty] | 0 | 0 | 0 | 0 | 0 | 0
[7 empty] | 0 | 0 | 0 | 0 | 0 | 0
[7 empty] | 0.0014263 | 0.0018579 | 0.0016232 | 0.0015967 | 0.0014527 | 0.001291
[7 empty] | 0.029506 | 0.026416 | 0.0186 | 0.031023 | 0.029808 | 0.027006
[7 empty] | 0.095749 | 0.098246 | 0.07156 | 0.10547 | 0.10155 | 0.091552
[7 empty] | 0.19332 | 0.20598 | 0.14968 | 0.22555 | 0.20522 | 0.18787
[7 empty] | 0.29881 | 0.31536 | 0.23043 | 0.35845 | 0.31922 | 0.29606
[7 empty] | 0.40615 | 0.39676 | 0.2946 | 0.47292 | 0.40403 | 0.39651
[7 empty] | 0.48448 | 0.43935 | 0.33306 | 0.54466 | 0.44719 | 0.46601
[7 empty] | 0.53073 | 0.44893 | 0.34817 | 0.57421 | 0.45325 | 0.50281
[7 empty] | 0.51516 | 0.45579 | 0.35373 | 0.54715 | 0.41732 | 0.51454
[7 empty] | 0.4743 | 0.43968 | 0.343 | 0.49416 | 0.36245 | 0.50108
[7 empty] | 0.40991 | 0.39935 | 0.31537 | 0.41911 | 0.29367 | 0.45959
[7 empty] | 0.32972 | 0.34292 | 0.26693 | 0.30543 | 0.26184 | 0.38166
[7 empty] | 0.23006 | 0.25955 | 0.2005 | 0.19205 | 0.20847 | 0.27686
[7 empty] | 0.12696 | 0.1584 | 0.12324 | 0.096727 | 0.13655 | 0.16034
[7 empty] | 0.049053 | 0.060266 | 0.05008 | 0.039867 | 0.058806 | 0.059501
[7 empty] | 0.011146 | 0.010327 | 0.0093208 | 0.0076475 | 0.011201 | 0.010735
[7 empty] | 9.38e-05 | 0.0002268 | 2.07e-05 | 6.78e-06 | 0.0001398 | 0.00012715
[7 empty] | 0 | 0 | 0 | 0 | 0 | 0
[7 empty] | 0 | 0 | 0 | 0 | 0 | 0
[7 empty] | 0 | 0 | 0 | 0 | 0 | 0
[7 empty] | 0 | 0 | 0 | 0 | 0 | 0
[7 empty] | 0 | 0 | 0 | 0 | 0 | 0
[7 empty] | 0 | 0 | 0 | 0 | 0 | 0
[7 empty] | 0 | 0 | 0 | 0 | 0 | 0
[7 empty] | 0.00077989 | 0.00183 | 0.00018986 | 0.00065376 | 0.0012989 | 0.0010097
[7 empty] | 0.023093 | 0.027715 | 0.00596 | 0.015499 | 0.02608 | 0.024903
[7 empty] | 0.084767 | 0.11139 | 0.020592 | 0.050136 | 0.094425 | 0.086631
[7 empty] | 0.18223 | 0.25702 | 0.038523 | 0.090698 | 0.20115 | 0.18076
[7 empty] | 0.29936 | 0.4108 | 0.058442 | 0.13318 | 0.32308 | 0.28839
[7 empty] | 0.41616 | 0.53285 | 0.10003 | 0.17179 | 0.39859 | 0.38212
[7 empty] | 0.50649 | 0.60432 | 0.14108 | 0.19754 | 0.42548 | 0.4437
[7 empty] | 0.56425 | 0.62885 | 0.17485 | 0.20961 | 0.41358 | 0.47303
[7 empty] | 0.57545 | 0.62853 | 0.19696 | 0.21851 | 0.4307 | 0.45964
[7 empty] | 0.55872 | 0.59677 | 0.20834 | 0.21595 | 0.42798 | 0.42447
[7 empty] | 0.51066 | 0.53247 | 0.20647 | 0.20145 | 0.4008 | 0.36927
[7 empty] | 0.41971 | 0.44328 | 0.18627 | 0.17735 | 0.33027 | 0.28015
[7 empty] | 0.29974 | 0.31972 | 0.15188 | 0.14032 | 0.24043 | 0.1865
[7 empty] | 0.16817 | 0.17828 | 0.1036 | 0.093688 | 0.14337 | 0.10299
[7 empty] | 0.0583 | 0.056228 | 0.047272 | 0.043021 | 0.058263 | 0.044604
[7 empty] | 0.010841 | 0.010635 | 0.0097757 | 0.0091047 | 0.010727 | 0.0090373
[7 empty] | 0.00020133 | 0.0001871 | 6.5e-05 | 0.00012965 | 9.46e-05 | 8.67e-05
[7 empty] | 0 | 0 | 0 | 0 | 0 | 0
[7 empty] | 0 | 0 | 0 | 0 | 0 | 0
[7 empty] | 0 | 0 | 0 | 0 | 0 | 0
[7 empty] | 0 | 0 | 0 | 0 | 0 | 0
[7 empty] | 0 | 0 | 0 | 0 | 0 | 0
[7 empty] | 0 | 0 | 0 | 0 | 0 | 0
[7 empty] | 0 | 0 | 0 | 0 | 0 | 0
[7 empty] | 0.0013521 | 0.0017003 | 0.00041781 | 0.0011706 | 0.0013364 | 0.0007889
[7 empty] | 0.029265 | 0.02692 | 0.015839 | 0.025637 | 0.02942 | 0.022836
[7 empty] | 0.10199 | 0.11716 | 0.059374 | 0.090286 | 0.102 | 0.080453
[7 empty] | 0.21938 | 0.28375 | 0.12138 | 0.18901 | 0.20806 | 0.16149
[7 empty] | 0.35499 | 0.45988 | 0.1938 | 0.30479 | 0.32209 | 0.25336
[7 empty] | 0.45033 | 0.58319 | 0.29502 | 0.40976 | 0.42162 | 0.34006
[7 empty] | 0.49651 | 0.64678 | 0.38489 | 0.4829 | 0.48275 | 0.40099
[7 empty] | 0.49975 | 0.66006 | 0.45192 | 0.5206 | 0.50591 | 0.43359
[7 empty] | 0.50466 | 0.65294 | 0.45666 | 0.52379 | 0.47407 | 0.44015
[7 empty] | 0.48461 | 0.61304 | 0.43886 | 0.50043 | 0.4187 | 0.42508
[7 empty] | 0.43788 | 0.54015 | 0.39739 | 0.44967 | 0.34533 | 0.38665
[7 empty] | 0.33509 | 0.44363 | 0.33273 | 0.37224 | 0.29806 | 0.32214
[7 empty] | 0.22285 | 0.3152 | 0.24468 | 0.26864 | 0.22998 | 0.23647
[7 empty] | 0.12113 | 0.17302 | 0.1442 | 0.15263 | 0.14285 | 0.14245
[7 empty] | 0.052717 | 0.054076 | 0.054985 | 0.051912 | 0.056692 | 0.05758
[7 empty] | 0.010176 | 0.01011 | 0.0092477 | 0.008956 | 0.0099502 | 0.0099993
[7 empty] | 0.00011793 | 0.00011882 | 0.00010533 | 0.00010631 | 0.00011663 | 9.53e-05
[7 empty] | 0 | 0 | 0 | 0 | 0 | 0
[7 empty] | 0 | 0 | 0 | 0 | 0 | 0
[7 empty] | 0 | 0 | 0 | 0 | 0 | 0
[7 empty] | 0 | 0 | 0 | 0 | 0 | 0
[7 empty] | 0 | 0 | 0 | 0 | 0 | 0
[7 empty] | 0 | 0 | 0 | 0 | 0 | 0
[7 empty] | 0 | 0 | 0 | 0 | 0 | 0
[7 empty] | 0.00029692 | 0.0010286 | 0.00048891 | 0.0012453 | 0.0012203 | 0.00086671
[7 empty] | 0.017391 | 0.026091 | 0.016648 | 0.02729 | 0.028694 | 0.017504
[7 empty] | 0.066304 | 0.092998 | 0.060083 | 0.099519 | 0.10413 | 0.059924
[7 empty] | 0.13187 | 0.19504 | 0.11757 | 0.21353 | 0.22514 | 0.11381
[7 empty] | 0.20902 | 0.3115 | 0.18375 | 0.3416 | 0.36452 | 0.17117
[7 empty] | 0.27986 | 0.41136 | 0.27911 | 0.4561 | 0.46352 | 0.22806
[7 empty] | 0.33207 | 0.47506 | 0.36475 | 0.53226 | 0.51169 | 0.27126
[7 empty] | 0.36256 | 0.50279 | 0.4291 | 0.56829 | 0.51485 | 0.29779
[7 empty] | 0.37536 | 0.4771 | 0.44713 | 0.56868 | 0.48488 | 0.30154
[7 empty] | 0.37004 | 0.43007 | 0.44318 | 0.54061 | 0.43118 | 0.29086
[7 empty] | 0.34531 | 0.36471 | 0.41299 | 0.48298 | 0.35831 | 0.26511
[7 empty] | 0.30163 | 0.30179 | 0.34321 | 0.3874 | 0.32352 | 0.22634
[7 empty] | 0.23232 | 0.21987 | 0.25052 | 0.27027 | 0.25713 | 0.17072
[7 empty] | 0.14145 | 0.1308 | 0.1469 | 0.14974 | 0.15964 | 0.10549
[7 empty] | 0.052771 | 0.052192 | 0.055013 | 0.053385 | 0.056274 | 0.044275
[7 empty] | 0.0097998 | 0.0087562 | 0.0089941 | 0.0085022 | 0.0096854 | 0.0078958
[7 empty] | 8.4e-05 | 6.03e-05 | 6.69e-05 | 6.17e-05 | 8.53e-05 | 5.66e-05
[7 empty] | 0 | 0 | 0 | 0 | 0 | 0
[7 empty] | 0 | 0 | 0 | 0 | 0 | 0
[7 empty] | 0 | 0 | 0 | 0 | 0 | 0
[7 empty] | 0 | 0 | 0 | 0 | 0 | 0
[7 empty] | 0 | 0 | 0 | 0 | 0 | 0
[7 empty] | 0 | 0 | 0 | 0 | 0 | 0
[7 empty] | 0 | 0 | 0 | 0 | 0 | 0
[7 empty] | 0.00087296 | 0.0010483 | 0.0010164 | 0.0010002 | 0.0011008 | 0.00098382
[7 empty] | 0.023183 | 0.022348 | 0.024128 | 0.027039 | 0.028365 | 0.024808
[7 empty] | 0.08555 | 0.086254 | 0.092098 | 0.099003 | 0.1049 | 0.089871
[7 empty] | 0.18117 | 0.1871 | 0.19229 | 0.2156 | 0.2339 | 0.18265
[7 empty] | 0.29805 | 0.2977 | 0.29468 | 0.34921 | 0.38063 | 0.28306
[7 empty] | 0.37989 | 0.40241 | 0.38371 | 0.46601 | 0.46447 | 0.3653
[7 empty] | 0.42341 | 0.47518 | 0.43824 | 0.54184 | 0.48632 | 0.41395
[7 empty] | 0.43257 | 0.51286 | 0.45941 | 0.57597 | 0.46099 | 0.43116
[7 empty] | 0.42934 | 0.5312 | 0.46529 | 0.56157 | 0.42347 | 0.43754
[7 empty] | 0.40623 | 0.52317 | 0.44816 | 0.51949 | 0.36545 | 0.42255
[7 empty] | 0.36335 | 0.48409 | 0.40598 | 0.45144 | 0.29165 | 0.38489
[7 empty] | 0.31902 | 0.38151 | 0.32844 | 0.33882 | 0.22827 | 0.32399
[7 empty] | 0.24752 | 0.2608 | 0.23189 | 0.2186 | 0.1565 | 0.23955
[7 empty] | 0.15105 | 0.14183 | 0.13133 | 0.11018 | 0.088407 | 0.14343
[7 empty] | 0.054704 | 0.051161 | 0.048924 | 0.039478 | 0.040944 | 0.05588
[7 empty] | 0.0090731 | 0.0082817 | 0.0078803 | 0.0054833 | 0.0084005 | 0.0088946
[7 empty] | 6.93e-05 | 5.16e-05 | 1.93e-05 | 2.86e-06 | 3.81e-05 | 4.88e-05
[7 empty] | 0 | 0 | 0 | 0 | 0 | 0
[7 empty] | 0 | 0 | 0 | 0 | 0 | 0
[7 empty] | 0 | 0 | 0 | 0 | 0 | 0
[7 empty] | 0 | 0 | 0 | 0 | 0 | 0
[7 empty] | 0 | 0 | 0 | 0 | 0 | 0
[7 empty] | 0 | 0 | 0 | 0 | 0 | 0
[7 empty] | 0 | 0 | 0 | 0 | 0 | 0
[7 empty] | 0.00109 | 0.0010922 | 0.00038027 | 0.000295 | 0.00063356 | 0.00068265
[7 empty] | 0.026867 | 0.024992 | 0.01949 | 0.016645 | 0.022876 | 0.023316
[7 empty] | 0.10023 | 0.10526 | 0.079079 | 0.070761 | 0.088107 | 0.085025
[7 empty] | 0.21616 | 0.2509 | 0.17774 | 0.15721 | 0.19069 | 0.1714
[7 empty] | 0.34648 | 0.40924 | 0.29563 | 0.26369 | 0.31521 | 0.26769
[7 empty] | 0.41708 | 0.52959 | 0.39578 | 0.37224 | 0.4219 | 0.35604
[7 empty] | 0.43271 | 0.59727 | 0.46243 | 0.45907 | 0.49344 | 0.41628
[7 empty] | 0.40749 | 0.61703 | 0.49431 | 0.51598 | 0.52801 | 0.44665
[7 empty] | 0.40639 | 0.60247 | 0.50739 | 0.52391 | 0.47732 | 0.47382
[7 empty] | 0.38476 | 0.55797 | 0.49485 | 0.50611 | 0.40157 | 0.47787
[7 empty] | 0.34207 | 0.4851 | 0.45303 | 0.45983 | 0.31032 | 0.45231
[7 empty] | 0.2933 | 0.39556 | 0.36948 | 0.37825 | 0.24867 | 0.37452
[7 empty] | 0.22029 | 0.27975 | 0.26213 | 0.271 | 0.1751 | 0.26961
[7 empty] | 0.13105 | 0.15533 | 0.14686 | 0.15426 | 0.10127 | 0.15285
[7 empty] | 0.048413 | 0.052209 | 0.052544 | 0.055164 | 0.045195 | 0.053372
[7 empty] | 0.0082115 | 0.0078938 | 0.008289 | 0.0075637 | 0.0080456 | 0.0077571
[7 empty] | 4.95e-06 | 3.01e-05 | 1.66e-05 | 1.66e-05 | 1.24e-05 | 8.28e-06
[7 empty] | 0 | 0 | 0 | 0 | 0 | 0
[7 empty] | 0 | 0 | 0 | 0 | 0 | 0
[7 empty] | 0 | 0 | 0 | 0 | 0 | 0
[7 empty] | 0 | 0 | 0 | 0 | 0 | 0
[7 empty] | 0 | 0 | 0 | 0 | 0 | 0
[7 empty] | 0 | 0 | 0 | 0 | 0 | 0
[7 empty] | 0 | 0 | 0 | 0 | 0 | 0
[7 empty] | 0.00013793 | 0.00018941 | 7.44e-05 | 0.00014554 | 0.00013322 | 5.04e-05
[7 empty] | 0.023114 | 0.02201 | 0.019556 | 0.02008 | 0.024222 | 0.01234
[7 empty] | 0.088948 | 0.08789 | 0.076328 | 0.077676 | 0.095325 | 0.053741
[7 empty] | 0.19028 | 0.19492 | 0.15682 | 0.15671 | 0.21642 | 0.11066
[7 empty] | 0.30003 | 0.31738 | 0.23995 | 0.24072 | 0.35465 | 0.1758
[7 empty] | 0.40104 | 0.42594 | 0.30073 | 0.34229 | 0.46771 | 0.24518
[7 empty] | 0.46599 | 0.4952 | 0.33162 | 0.42424 | 0.53271 | 0.29821
[7 empty] | 0.49086 | 0.5203 | 0.33478 | 0.47504 | 0.54771 | 0.32842
[7 empty] | 0.49261 | 0.50987 | 0.33636 | 0.48432 | 0.56781 | 0.34892
[7 empty] | 0.46806 | 0.47307 | 0.31912 | 0.46792 | 0.55751 | 0.35042
[7 empty] | 0.41673 | 0.41181 | 0.28424 | 0.42392 | 0.51324 | 0.33054
[7 empty] | 0.32511 | 0.33369 | 0.23632 | 0.35506 | 0.42677 | 0.28636
[7 empty] | 0.22079 | 0.23574 | 0.17369 | 0.25881 | 0.30644 | 0.21812
[7 empty] | 0.11835 | 0.13159 | 0.10332 | 0.14811 | 0.16868 | 0.13309
[7 empty] | 0.047617 | 0.048974 | 0.04177 | 0.052419 | 0.054139 | 0.052361
[7 empty] | 0.0079894 | 0.0071207 | 0.0065891 | 0.0081403 | 0.0082658 | 0.0075095
[7 empty] | 0 | 0 | 0 | 0 | 0 | 0
[7 empty] | 0 | 0 | 0 | 0 | 0 | 0
[7 empty] | 0 | 0 | 0 | 0 | 0 | 0
[7 empty] | 0 | 0 | 0 | 0 | 0 | 0
[7 empty] | 0 | 0 | 0 | 0 | 0 | 0
[7 empty] | 0 | 0 | 0 | 0 | 0 | 0
[7 empty] | 0 | 0 | 0 | 0 | 0 | 0
[7 empty] | 0 | 0 | 0 | 0 | 0 | 0
[7 empty] | 0.00017939 | 8.38e-05 | 0.00020078 | 0.0001687 | 0.00015183 | 0.00013611
[7 empty] | 0.025466 | 0.011463 | 0.022316 | 0.01988 | 0.024959 | 0.018584
[7 empty] | 0.097601 | 0.052742 | 0.091594 | 0.079273 | 0.10125 | 0.071821
[7 empty] | 0.20953 | 0.11258 | 0.21054 | 0.16452 | 0.23885 | 0.14055
[7 empty] | 0.32605 | 0.18695 | 0.34083 | 0.25489 | 0.39198 | 0.21039
[7 empty] | 0.45373 | 0.3058 | 0.4136 | 0.36238 | 0.54365 | 0.28526
[7 empty] | 0.54593 | 0.41936 | 0.43545 | 0.44856 | 0.64981 | 0.33783
[7 empty] | 0.59259 | 0.5029 | 0.41765 | 0.50167 | 0.70181 | 0.3629
[7 empty] | 0.57927 | 0.51655 | 0.37766 | 0.5107 | 0.72785 | 0.37775
[7 empty] | 0.53425 | 0.50218 | 0.32124 | 0.49276 | 0.7164 | 0.37256
[7 empty] | 0.46058 | 0.45709 | 0.25534 | 0.44604 | 0.66253 | 0.34549
[7 empty] | 0.37855 | 0.37905 | 0.19258 | 0.36222 | 0.55495 | 0.28015
[7 empty] | 0.26969 | 0.27253 | 0.12763 | 0.2548 | 0.39821 | 0.19896
[7 empty] | 0.14891 | 0.15191 | 0.068831 | 0.14021 | 0.21561 | 0.11393
[7 empty] | 0.051617 | 0.050538 | 0.029121 | 0.050298 | 0.068314 | 0.046698
[7 empty] | 0.0080179 | 0.0069115 | 0.0042848 | 0.0075912 | 0.01163 | 0.006948
[7 empty] | 0 | 0 | 0 | 0 | 0 | 0
[7 empty] | 0 | 0 | 0 | 0 | 0 | 0
[7 empty] | 0 | 0 | 0 | 0 | 0 | 0
[7 empty] | 0 | 0 | 0 | 0 | 0 | 0
[7 empty] | 0 | 0 | 0 | 0 | 0 | 0
[7 empty] | 0 | 0 | 0 | 0 | 0 | 0
[7 empty] | 0 | 0 | 0 | 0 | 0 | 0
[7 empty] | 0 | 0 | 0 | 0 | 0 | 0
[7 empty] | 0.0001687 | 0.00011567 | 1.91e-05 | 9.67e-05 | 0.00016336 | 4.63e-05
[7 empty] | 0.024854 | 0.010876 | 0.0087987 | 0.019939 | 0.02426 | 0.007592
[7 empty] | 0.10056 | 0.041921 | 0.039929 | 0.08502 | 0.10022 | 0.032984
[7 empty] | 0.23747 | 0.080292 | 0.082703 | 0.19614 | 0.23778 | 0.065011
[7 empty] | 0.38718 | 0.12026 | 0.13387 | 0.32658 | 0.38664 | 0.10035
[7 empty] | 0.52934 | 0.1488 | 0.21379 | 0.45341 | 0.52898 | 0.14923
[7 empty] | 0.62406 | 0.16312 | 0.2887 | 0.54322 | 0.624 | 0.19371
[7 empty] | 0.66523 | 0.16302 | 0.34367 | 0.58642 | 0.6659 | 0.22636
[7 empty] | 0.68186 | 0.15883 | 0.37624 | 0.58602 | 0.67549 | 0.23188
[7 empty] | 0.66307 | 0.1453 | 0.38848 | 0.55397 | 0.64915 | 0.22439
[7 empty] | 0.60538 | 0.12458 | 0.37404 | 0.49004 | 0.58482 | 0.20431
[7 empty] | 0.50115 | 0.098508 | 0.3145 | 0.38988 | 0.46555 | 0.16965
[7 empty] | 0.35496 | 0.068614 | 0.23182 | 0.26662 | 0.31504 | 0.12504
[7 empty] | 0.18791 | 0.039233 | 0.13473 | 0.13918 | 0.16006 | 0.07563
[7 empty] | 0.056016 | 0.016771 | 0.048129 | 0.044653 | 0.050012 | 0.033454
[7 empty] | 0.0093909 | 0.0026151 | 0.0062719 | 0.0070244 | 0.0072016 | 0.0049076
[7 empty] | 0 | 0 | 0 | 0 | 0 | 0
[7 empty] | 0 | 0 | 0 | 0 | 0 | 0
[7 empty] | 0 | 0 | 0 | 0 | 0 | 0
[7 empty] | 0 | 0 | 0 | 0 | 0 | 0
[7 empty] | 0 | 0 | 0 | 0 | 0 | 0
[7 empty] | 0 | 0 | 0 | 0 | 0 | 0
[7 empty] | 0 | 0 | 0 | 0 | 0 | 0
[7 empty] | 0 | 0 | 0 | 0 | 0 | 0
[7 empty] | 0.00014973 | 9.27e-05 | 6.6e-05 | 2.72e-05 | 7.37e-05 | 2.85e-05
[7 empty] | 0.023685 | 0.01035 | 0.01445 | 0.017374 | 0.017067 | 0.0078831
[7 empty] | 0.097567 | 0.04434 | 0.061673 | 0.077418 | 0.0747 | 0.03984
[7 empty] | 0.22885 | 0.097635 | 0.12823 | 0.17969 | 0.16086 | 0.081302
[7 empty] | 0.37429 | 0.15957 | 0.19998 | 0.29665 | 0.26234 | 0.12759
[7 empty] | 0.51507 | 0.23222 | 0.27991 | 0.41219 | 0.35391 | 0.19111
[7 empty] | 0.61024 | 0.29013 | 0.33911 | 0.4943 | 0.41556 | 0.2485
[7 empty] | 0.6527 | 0.32447 | 0.37047 | 0.53533 | 0.44142 | 0.28994
[7 empty] | 0.65718 | 0.33755 | 0.38167 | 0.5499 | 0.45195 | 0.31297
[7 empty] | 0.62566 | 0.33074 | 0.37128 | 0.53552 | 0.43872 | 0.31899
[7 empty] | 0.55697 | 0.30295 | 0.33831 | 0.48905 | 0.40003 | 0.30465
[7 empty] | 0.47002 | 0.25419 | 0.27487 | 0.39888 | 0.30439 | 0.26744
[7 empty] | 0.33994 | 0.18665 | 0.19642 | 0.28051 | 0.19959 | 0.20586
[7 empty] | 0.18251 | 0.10806 | 0.11293 | 0.15115 | 0.10492 | 0.12565
[7 empty] | 0.053279 | 0.038329 | 0.043092 | 0.04676 | 0.044016 | 0.047022
[7 empty] | 0.0087731 | 0.0055366 | 0.005471 | 0.0070004 | 0.0058644 | 0.0056272
[7 empty] | 0 | 0 | 0 | 0 | 0 | 0
[7 empty] | 0 | 0 | 0 | 0 | 0 | 0
[7 empty] | 0 | 0 | 0 | 0 | 0 | 0
[7 empty] | 0 | 0 | 0 | 0 | 0 | 0
[7 empty] | 0 | 0 | 0 | 0 | 0 | 0
[7 empty] | 0 | 0 | 0 | 0 | 0 | 0
[7 empty] | 0 | 0 | 0 | 0 | 0 | 0
[7 empty] | 0 | 0 | 0 | 0 | 0 | 0
[7 empty] | 0.0001196 | 0.00014324 | 0 | 9.5e-05 | 4.7e-05 | 2.32e-05
[7 empty] | 0.022973 | 0.019702 | 0.013012 | 0.019891 | 0.017011 | 0.012989
[7 empty] | 0.096204 | 0.08473 | 0.062926 | 0.084916 | 0.071128 | 0.067227
[7 empty] | 0.22721 | 0.19148 | 0.14256 | 0.19193 | 0.13859 | 0.15436
[7 empty] | 0.37207 | 0.30964 | 0.23889 | 0.31131 | 0.20481 | 0.26167
[7 empty] | 0.50592 | 0.42325 | 0.3577 | 0.40237 | 0.2689 | 0.37943
[7 empty] | 0.59237 | 0.50013 | 0.45576 | 0.44952 | 0.30958 | 0.4738
[7 empty] | 0.62631 | 0.53325 | 0.51547 | 0.45401 | 0.32424 | 0.53103
[7 empty] | 0.64619 | 0.51842 | 0.54336 | 0.42383 | 0.37059 | 0.53112
[7 empty] | 0.63167 | 0.47576 | 0.54087 | 0.37283 | 0.40136 | 0.50244
[7 empty] | 0.57886 | 0.40931 | 0.50209 | 0.30542 | 0.40763 | 0.4449
[7 empty] | 0.48617 | 0.31761 | 0.41877 | 0.23413 | 0.3436 | 0.36156
[7 empty] | 0.34947 | 0.21325 | 0.30052 | 0.15452 | 0.25262 | 0.25381
[7 empty] | 0.18591 | 0.1107 | 0.16214 | 0.079448 | 0.14301 | 0.1377
[7 empty] | 0.05311 | 0.036252 | 0.046633 | 0.029887 | 0.047123 | 0.046045
[7 empty] | 0.008248 | 0.0049079 | 0.0061639 | 0.003588 | 0.0063771 | 0.005841
[7 empty] | 0 | 0 | 0 | 0 | 0 | 0
[7 empty] | 0 | 0 | 0 | 0 | 0 | 0
[7 empty] | 0 | 0 | 0 | 0 | 0 | 0
[7 empty] | 0 | 0 | 0 | 0 | 0 | 0
[7 empty] | 0 | 0 | 0 | 0 | 0 | 0
[7 empty] | 0 | 0 | 0 | 0 | 0 | 0
[7 empty] | 0 | 0 | 0 | 0 | 0 | 0
[7 empty] | 0 | 0 | 0 | 0 | 0 | 0
[7 empty] | 0.00010922 | 0.00010336 | 0.00012657 | 1.49e-05 | 0.00010047 | 5.95e-05
[7 empty] | 0.021598 | 0.012855 | 0.020734 | 0.0080532 | 0.021454 | 0.018008
[7 empty] | 0.093623 | 0.06046 | 0.10281 | 0.036102 | 0.095884 | 0.082574
[7 empty] | 0.22189 | 0.13657 | 0.26961 | 0.071202 | 0.22966 | 0.19333
[7 empty] | 0.36767 | 0.22222 | 0.45477 | 0.10636 | 0.37759 | 0.3224
[7 empty] | 0.50709 | 0.31123 | 0.58715 | 0.13647 | 0.51865 | 0.43874
[7 empty] | 0.60163 | 0.37618 | 0.65569 | 0.15401 | 0.61297 | 0.51546
[7 empty] | 0.64462 | 0.4098 | 0.66479 | 0.15854 | 0.65254 | 0.54709
[7 empty] | 0.6558 | 0.41956 | 0.65129 | 0.17048 | 0.66112 | 0.53106
[7 empty] | 0.6314 | 0.40466 | 0.60226 | 0.17336 | 0.63367 | 0.48646
[7 empty] | 0.56917 | 0.36498 | 0.51972 | 0.16628 | 0.56893 | 0.416
[7 empty] | 0.46344 | 0.29677 | 0.41335 | 0.15693 | 0.47138 | 0.31362
[7 empty] | 0.32289 | 0.21116 | 0.28204 | 0.1312 | 0.33428 | 0.20321
[7 empty] | 0.16798 | 0.11855 | 0.14641 | 0.08757 | 0.17742 | 0.10341
[7 empty] | 0.049704 | 0.040752 | 0.044444 | 0.035348 | 0.054165 | 0.039499
[7 empty] | 0.0075363 | 0.0050143 | 0.0053342 | 0.004524 | 0.0078205 | 0.0047576
[7 empty] | 0 | 0 | 0 | 0 | 0 | 0
[7 empty] | 0 | 0 | 0 | 0 | 0 | 0
[7 empty] | 0 | 0 | 0 | 0 | 0 | 0
[7 empty] | 0 | 0 | 0 | 0 | 0 | 0
[7 empty] | 0 | 0 | 0 | 0 | 0 | 0
[7 empty] | 0 | 0 | 0 | 0 | 0 | 0
[7 empty] | 0 | 0 | 0 | 0 | 0 | 0
[7 empty] | 0 | 0 | 0 | 0 | 0 | 0
[7 empty] | 5.96e-05 | 5.88e-05 | 8.26e-05 | 8.26e-05 | 0 | 5.35e-06
[7 empty] | 0.016409 | 0.0073012 | 0.012435 | 0.020611 | 0.014289 | 0.013582
[7 empty] | 0.080766 | 0.038487 | 0.054596 | 0.094059 | 0.069792 | 0.067024
[7 empty] | 0.1926 | 0.086955 | 0.10949 | 0.23106 | 0.16333 | 0.1479
[7 empty] | 0.33189 | 0.14635 | 0.16928 | 0.38372 | 0.26797 | 0.2413
[7 empty] | 0.47638 | 0.22602 | 0.21577 | 0.51574 | 0.37768 | 0.34564
[7 empty] | 0.58568 | 0.29706 | 0.24359 | 0.59617 | 0.45872 | 0.42852
[7 empty] | 0.64611 | 0.34502 | 0.25193 | 0.62078 | 0.50268 | 0.47773
[7 empty] | 0.66658 | 0.36272 | 0.2444 | 0.60349 | 0.53904 | 0.48339
[7 empty] | 0.65201 | 0.35968 | 0.224 | 0.55381 | 0.54878 | 0.46294
[7 empty] | 0.59818 | 0.33339 | 0.1927 | 0.47427 | 0.52273 | 0.41555
[7 empty] | 0.49024 | 0.27253 | 0.15207 | 0.36158 | 0.40292 | 0.34768
[7 empty] | 0.34205 | 0.19229 | 0.10605 | 0.23413 | 0.26325 | 0.25202
[7 empty] | 0.17593 | 0.10406 | 0.060764 | 0.11213 | 0.12932 | 0.14102
[7 empty] | 0.051023 | 0.032589 | 0.025633 | 0.03306 | 0.043165 | 0.044728
[7 empty] | 0.0074986 | 0.0035364 | 0.0032567 | 0.0036026 | 0.0058885 | 0.0048212
[7 empty] | 0 | 0 | 0 | 0 | 0 | 0
[7 empty] | 0 | 0 | 0 | 0 | 0 | 0
[7 empty] | 0 | 0 | 0 | 0 | 0 | 0
[7 empty] | 0 | 0 | 0 | 0 | 0 | 0
[7 empty] | 0 | 0 | 0 | 0 | 0 | 0
[7 empty] | 0 | 0 | 0 | 0 | 0 | 0
[7 empty] | 0 | 0 | 0 | 0 | 0 | 0
[7 empty] | 0 | 0 | 0 | 0 | 0 | 0
[7 empty] | 6.3e-05 | 3.56e-06 | 0 | 1.25e-05 | 5.88e-05 | 6.4e-05
[7 empty] | 0.017291 | 0.0097229 | 0.009442 | 0.015603 | 0.017704 | 0.015644
[7 empty] | 0.081279 | 0.053209 | 0.050939 | 0.079161 | 0.082462 | 0.075672
[7 empty] | 0.18986 | 0.12283 | 0.1112 | 0.1937 | 0.19389 | 0.17561
[7 empty] | 0.31823 | 0.20608 | 0.18154 | 0.33409 | 0.32052 | 0.29149
[7 empty] | 0.45606 | 0.30256 | 0.27088 | 0.45901 | 0.45915 | 0.40622
[7 empty] | 0.56148 | 0.38052 | 0.34664 | 0.54297 | 0.56542 | 0.48869
[7 empty] | 0.62033 | 0.42705 | 0.39555 | 0.57835 | 0.62648 | 0.52888
[7 empty] | 0.64689 | 0.43671 | 0.42289 | 0.57682 | 0.63339 | 0.52688
[7 empty] | 0.63823 | 0.42283 | 0.42693 | 0.54335 | 0.60639 | 0.49587
[7 empty] | 0.58842 | 0.3829 | 0.40276 | 0.47778 | 0.54392 | 0.4362
[7 empty] | 0.46427 | 0.31609 | 0.32799 | 0.37588 | 0.43821 | 0.35213
[7 empty] | 0.31046 | 0.22584 | 0.23115 | 0.2528 | 0.30133 | 0.24466
[7 empty] | 0.15372 | 0.12405 | 0.12598 | 0.12816 | 0.15477 | 0.12921
[7 empty] | 0.043709 | 0.038702 | 0.04065 | 0.038872 | 0.047047 | 0.040192
[7 empty] | 0.005758 | 0.0042848 | 0.0040474 | 0.0045699 | 0.0062608 | 0.0041467
[7 empty] | 0 | 0 | 0 | 0 | 0 | 0
[7 empty] | 0 | 0 | 0 | 0 | 0 | 0
[7 empty] | 0 | 0 | 0 | 0 | 0 | 0
[7 empty] | 0 | 0 | 0 | 0 | 0 | 0
[7 empty] | 0 | 0 | 0 | 0 | 0 | 0
[7 empty] | 0 | 0 | 0 | 0 | 0 | 0
[7 empty] | 0 | 0 | 0 | 0 | 0 | 0
[7 empty] | 0 | 0 | 0 | 0 | 0 | 0
[7 empty] | 5.52e-05 | 0 | 0 | 1.72e-05 | 1.6e-05 | 1.62e-06
[7 empty] | 0.017835 | 0.0090141 | 0.0036809 | 0.011448 | 0.01671 | 0.0087413
[7 empty] | 0.08552 | 0.046513 | 0.022797 | 0.061081 | 0.084837 | 0.045968
[7 empty] | 0.20341 | 0.10261 | 0.050898 | 0.1369 | 0.21139 | 0.10217
[7 empty] | 0.34048 | 0.16273 | 0.084907 | 0.22897 | 0.36516 | 0.16269
[7 empty] | 0.47718 | 0.22648 | 0.14 | 0.32197 | 0.51084 | 0.20353
[7 empty] | 0.574 | 0.27386 | 0.1929 | 0.39221 | 0.61225 | 0.2209
[7 empty] | 0.62041 | 0.29989 | 0.23266 | 0.43033 | 0.66124 | 0.21692
[7 empty] | 0.61301 | 0.33278 | 0.2536 | 0.44845 | 0.68138 | 0.21704
[7 empty] | 0.57055 | 0.34673 | 0.25976 | 0.4421 | 0.66543 | 0.20439
[7 empty] | 0.49438 | 0.33632 | 0.24855 | 0.40755 | 0.60861 | 0.17994
[7 empty] | 0.40156 | 0.29281 | 0.21062 | 0.34138 | 0.48964 | 0.14127
[7 empty] | 0.27922 | 0.22255 | 0.15704 | 0.24651 | 0.33389 | 0.097328
[7 empty] | 0.14576 | 0.12963 | 0.092236 | 0.13456 | 0.16697 | 0.054815
[7 empty] | 0.044473 | 0.040745 | 0.032272 | 0.040198 | 0.046464 | 0.021991
[7 empty] | 0.005849 | 0.0042175 | 0.0030131 | 0.0042036 | 0.0060482 | 0.0024704
[7 empty] | 0 | 0 | 0 | 0 | 0 | 0
[7 empty] | 0 | 0 | 0 | 0 | 0 | 0
[7 empty] | 0 | 0 | 0 | 0 | 0 | 0
[7 empty] | 0 | 0 | 0 | 0 | 0 | 0
[7 empty] | 0 | 0 | 0 | 0 | 0 | 0
[7 empty] | 0 | 0 | 0 | 0 | 0 | 0
[7 empty] | 0 | 0 | 0 | 0 | 0 | 0
[7 empty] | 0 | 0 | 0 | 0 | 0 | 0
[7 empty] | 2.74e-05 | 2.49e-05 | 3.92e-05 | 6.84e-05 | 4.87e-06 | 4.7e-05
[7 empty] | 0.015099 | 0.010732 | 0.0077024 | 0.016234 | 0.013671 | 0.011378
[7 empty] | 0.075191 | 0.057283 | 0.038709 | 0.083035 | 0.072995 | 0.058431
[7 empty] | 0.17517 | 0.13321 | 0.078447 | 0.20078 | 0.16771 | 0.12925
[7 empty] | 0.28921 | 0.2254 | 0.11981 | 0.33877 | 0.27777 | 0.20569
[7 empty] | 0.39483 | 0.31676 | 0.15842 | 0.46108 | 0.38075 | 0.26022
[7 empty] | 0.464 | 0.38444 | 0.18499 | 0.54056 | 0.45141 | 0.28873
[7 empty] | 0.49161 | 0.41937 | 0.19607 | 0.57084 | 0.48328 | 0.29334
[7 empty] | 0.44495 | 0.43131 | 0.18929 | 0.57041 | 0.50646 | 0.2694
[7 empty] | 0.37268 | 0.42008 | 0.17211 | 0.53802 | 0.50332 | 0.23204
[7 empty] | 0.28573 | 0.38316 | 0.14649 | 0.47347 | 0.46801 | 0.1855
[7 empty] | 0.24153 | 0.3171 | 0.12479 | 0.38757 | 0.38074 | 0.14148
[7 empty] | 0.17878 | 0.22663 | 0.095183 | 0.27115 | 0.26629 | 0.095006
[7 empty] | 0.10395 | 0.12325 | 0.059583 | 0.14007 | 0.14044 | 0.051961
[7 empty] | 0.038577 | 0.037713 | 0.02445 | 0.037609 | 0.039629 | 0.020598
[7 empty] | 0.0039484 | 0.0039183 | 0.0026608 | 0.004178 | 0.0045973 | 0.002206
[7 empty] | 0 | 0 | 0 | 0 | 0 | 0
[7 empty] | 0 | 0 | 0 | 0 | 0 | 0
[7 empty] | 0 | 0 | 0 | 0 | 0 | 0
[7 empty] | 0 | 0 | 0 | 0 | 0 | 0
[7 empty] | 0 | 0 | 0 | 0 | 0 | 0
[7 empty] | 0 | 0 | 0 | 0 | 0 | 0
[7 empty] | 0 | 0 | 0 | 0 | 0 | 0
[7 empty] | 0 | 0 | 0 | 0 | 0 | 0
[7 empty] | 0 | 4.87e-06 | 5.3e-05 | 4.1e-05 | 3.56e-06 | 0
[7 empty] | 0.011824 | 0.010971 | 0.015589 | 0.014635 | 0.014872 | 0.0070533
[7 empty] | 0.061175 | 0.060468 | 0.083134 | 0.075603 | 0.078658 | 0.043225
[7 empty] | 0.1429 | 0.13952 | 0.2068 | 0.17617 | 0.19085 | 0.09792
[7 empty] | 0.23254 | 0.23403 | 0.35114 | 0.29133 | 0.32714 | 0.16576
[7 empty] | 0.31962 | 0.33217 | 0.4305 | 0.37742 | 0.44687 | 0.23338
[7 empty] | 0.37824 | 0.40527 | 0.45602 | 0.42195 | 0.52496 | 0.28651
[7 empty] | 0.40436 | 0.44291 | 0.43888 | 0.42634 | 0.55465 | 0.31695
[7 empty] | 0.42469 | 0.43412 | 0.3877 | 0.37987 | 0.58696 | 0.33218
[7 empty] | 0.42259 | 0.40163 | 0.32137 | 0.3169 | 0.58838 | 0.32902
[7 empty] | 0.39405 | 0.34703 | 0.24699 | 0.2446 | 0.55156 | 0.305
[7 empty] | 0.32533 | 0.27508 | 0.18777 | 0.17597 | 0.43736 | 0.26244
[7 empty] | 0.23077 | 0.18936 | 0.12376 | 0.10863 | 0.29479 | 0.19621
[7 empty] | 0.12421 | 0.10155 | 0.063368 | 0.052732 | 0.14725 | 0.11262
[7 empty] | 0.03912 | 0.03297 | 0.022077 | 0.019517 | 0.040034 | 0.035482
[7 empty] | 0.0040778 | 0.0027406 | 0.0022172 | 0.0017465 | 0.0043221 | 0.0030291
[7 empty] | 0 | 0 | 0 | 0 | 0 | 0
[7 empty] | 0 | 0 | 0 | 0 | 0 | 0
[7 empty] | 0 | 0 | 0 | 0 | 0 | 0
[7 empty] | 0 | 0 | 0 | 0 | 0 | 0
[7 empty] | 0 | 0 | 0 | 0 | 0 | 0
[7 empty] | 0 | 0 | 0 | 0 | 0 | 0
[7 empty] | 0 | 0 | 0 | 0 | 0 | 0
[7 empty] | 0 | 0 | 0 | 0 | 0 | 0
[7 empty] | 0 | 0 | 1.07e-05 | 0 | 1.78e-05 | 0
[7 empty] | 0.011724 | 0.0098624 | 0.0096805 | 0.0065768 | 0.015663 | 0.0099972
[7 empty] | 0.063361 | 0.052755 | 0.056335 | 0.039715 | 0.08338 | 0.061708
[7 empty] | 0.14822 | 0.11905 | 0.14065 | 0.086085 | 0.20894 | 0.15033
[7 empty] | 0.24507 | 0.19133 | 0.24066 | 0.13714 | 0.35606 | 0.25972
[7 empty] | 0.35704 | 0.24932 | 0.34037 | 0.20003 | 0.48702 | 0.38182
[7 empty] | 0.44698 | 0.28431 | 0.41399 | 0.2522 | 0.57085 | 0.48145
[7 empty] | 0.50341 | 0.29513 | 0.45109 | 0.28557 | 0.6017 | 0.54272
[7 empty] | 0.51099 | 0.30641 | 0.46574 | 0.29598 | 0.58019 | 0.54154
[7 empty] | 0.49074 | 0.29942 | 0.45407 | 0.28954 | 0.52465 | 0.51023
[7 empty] | 0.44035 | 0.27322 | 0.41354 | 0.26584 | 0.44096 | 0.44918
[7 empty] | 0.33624 | 0.21704 | 0.34964 | 0.22465 | 0.36242 | 0.36292
[7 empty] | 0.21658 | 0.15198 | 0.2544 | 0.16605 | 0.25602 | 0.25124
[7 empty] | 0.10179 | 0.084282 | 0.1367 | 0.096114 | 0.13332 | 0.13023
[7 empty] | 0.030135 | 0.028726 | 0.036469 | 0.030295 | 0.036979 | 0.036508
[7 empty] | 0.0031824 | 0.0023378 | 0.0038421 | 0.0025068 | 0.0038766 | 0.003192
[7 empty] | 0 | 0 | 0 | 0 | 0 | 0
[7 empty] | 0 | 0 | 0 | 0 | 0 | 0
[7 empty] | 0 | 0 | 0 | 0 | 0 | 0
[7 empty] | 0 | 0 | 0 | 0 | 0 | 0
[7 empty] | 0 | 0 | 0 | 0 | 0 | 0
[7 empty] | 0 | 0 | 0 | 0 | 0 | 0
[7 empty] | 0 | 0 | 0 | 0 | 0 | 0
[7 empty] | 0 | 0 | 0 | 0 | 0 | 0
[7 empty] | 2.49e-05 | 0 | 2.32e-05 | 8.91e-06 | 0 | 1.78e-05
[7 empty] | 0.014637 | 0.0076113 | 0.0091383 | 0.0068628 | 0.012022 | 0.014634
[7 empty] | 0.079684 | 0.051794 | 0.052723 | 0.038315 | 0.071987 | 0.079999
[7 empty] | 0.19027 | 0.13237 | 0.12782 | 0.08356 | 0.17913 | 0.20155
[7 empty] | 0.31807 | 0.23444 | 0.21564 | 0.1328 | 0.30963 | 0.34132
[7 empty] | 0.43638 | 0.34512 | 0.29398 | 0.19778 | 0.43867 | 0.45592
[7 empty] | 0.51338 | 0.43471 | 0.34633 | 0.25412 | 0.53267 | 0.52295
[7 empty] | 0.54086 | 0.48822 | 0.36732 | 0.29223 | 0.58097 | 0.54074
[7 empty] | 0.53475 | 0.50847 | 0.36696 | 0.30037 | 0.58792 | 0.53418
[7 empty] | 0.4988 | 0.49928 | 0.34613 | 0.29105 | 0.56037 | 0.49816
[7 empty] | 0.43407 | 0.45661 | 0.30586 | 0.26391 | 0.49742 | 0.43351
[7 empty] | 0.34311 | 0.37225 | 0.25932 | 0.21178 | 0.37911 | 0.35496
[7 empty] | 0.23193 | 0.25997 | 0.19186 | 0.14839 | 0.24429 | 0.24921
[7 empty] | 0.11876 | 0.13499 | 0.10958 | 0.08205 | 0.11647 | 0.13018
[7 empty] | 0.036981 | 0.035416 | 0.033516 | 0.027159 | 0.03401 | 0.035177
[7 empty] | 0.0028779 | 0.0034716 | 0.0028059 | 0.0020776 | 0.0026194 | 0.0028112
[7 empty] | 0 | 0 | 0 | 0 | 0 | 0
[7 empty] | 0 | 0 | 0 | 0 | 0 | 0
[7 empty] | 0 | 0 | 0 | 0 | 0 | 0
[7 empty] | 0 | 0 | 0 | 0 | 0 | 0
[7 empty] | 0 | 0 | 0 | 0 | 0 | 0
[7 empty] | 0 | 0 | 0 | 0 | 0 | 0
[7 empty] | 0 | 0 | 0 | 0 | 0 | 0
[7 empty] | 0 | 0 | 0 | 0 | 0 | 0
[7 empty] | 3.56e-06 | 1.25e-05 | 0 | 0 | 0 | 0
[7 empty] | 0.014281 | 0.010763 | 0.0093856 | 0.0085013 | 0.012345 | 0.00712
[7 empty] | 0.081425 | 0.061926 | 0.056924 | 0.055085 | 0.073597 | 0.048821
[7 empty] | 0.20431 | 0.14702 | 0.13749 | 0.13903 | 0.18048 | 0.11522
[7 empty] | 0.35199 | 0.24405 | 0.23432 | 0.24571 | 0.30804 | 0.19609
[7 empty] | 0.47366 | 0.33075 | 0.33876 | 0.36232 | 0.41418 | 0.26802
[7 empty] | 0.54551 | 0.38862 | 0.42071 | 0.45811 | 0.47834 | 0.31685
[7 empty] | 0.56443 | 0.41197 | 0.46742 | 0.51765 | 0.4977 | 0.33805
[7 empty] | 0.55051 | 0.41377 | 0.44986 | 0.52958 | 0.50944 | 0.3375
[7 empty] | 0.50605 | 0.39297 | 0.40823 | 0.51162 | 0.49358 | 0.31805
[7 empty] | 0.43523 | 0.34913 | 0.34622 | 0.46123 | 0.44703 | 0.28027
[7 empty] | 0.35573 | 0.27843 | 0.2531 | 0.36181 | 0.37789 | 0.22695
[7 empty] | 0.24896 | 0.19163 | 0.15791 | 0.24239 | 0.27279 | 0.16039
[7 empty] | 0.12976 | 0.10094 | 0.074499 | 0.12098 | 0.1423 | 0.089445
[7 empty] | 0.036536 | 0.030807 | 0.022388 | 0.032501 | 0.035651 | 0.028936
[7 empty] | 0.0032221 | 0.0023706 | 0.001606 | 0.0025077 | 0.0035804 | 0.0017191
[7 empty] | 0 | 0 | 0 | 0 | 0 | 0
[7 empty] | 0 | 0 | 0 | 0 | 0 | 0
[7 empty] | 0 | 0 | 0 | 0 | 0 | 0
[7 empty] | 0 | 0 | 0 | 0 | 0 | 0
[7 empty] | 0 | 0 | 0 | 0 | 0 | 0
[7 empty] | 0 | 0 | 0 | 0 | 0 | 0
[7 empty] | 0 | 0 | 0 | 0 | 0 | 0
[7 empty] | 0 | 0 | 0 | 0 | 0 | 0
[7 empty] | 0 | 0 | 0 | 0 | 0 | 0
[7 empty] | 0.013253 | 0.0085771 | 0.009284 | 0.012635 | 0.013397 | 0.0081905
[7 empty] | 0.077833 | 0.057698 | 0.063168 | 0.077053 | 0.080712 | 0.055316
[7 empty] | 0.19878 | 0.14196 | 0.15815 | 0.19726 | 0.21563 | 0.13631
[7 empty] | 0.34339 | 0.25218 | 0.28086 | 0.34195 | 0.37897 | 0.23618
[7 empty] | 0.46872 | 0.35856 | 0.36161 | 0.4747 | 0.52424 | 0.33565
[7 empty] | 0.5472 | 0.43915 | 0.40345 | 0.56381 | 0.61909 | 0.41033
[7 empty] | 0.57379 | 0.48227 | 0.4083 | 0.60057 | 0.65616 | 0.44925
[7 empty] | 0.58058 | 0.48331 | 0.37514 | 0.58767 | 0.67322 | 0.46072
[7 empty] | 0.55538 | 0.45674 | 0.3238 | 0.54086 | 0.65279 | 0.44594
[7 empty] | 0.49632 | 0.40241 | 0.26006 | 0.46263 | 0.59116 | 0.40321
[7 empty] | 0.40021 | 0.31608 | 0.19935 | 0.35402 | 0.46623 | 0.33211
[7 empty] | 0.27308 | 0.21283 | 0.13202 | 0.23033 | 0.30999 | 0.23484
[7 empty] | 0.13537 | 0.10844 | 0.067869 | 0.11189 | 0.14949 | 0.12301
[7 empty] | 0.035851 | 0.030873 | 0.021738 | 0.030109 | 0.038519 | 0.032697
[7 empty] | 0.0033717 | 0.0022884 | 0.0011644 | 0.0018448 | 0.0034847 | 0.0020307
[7 empty] | 0 | 0 | 0 | 0 | 0 | 0
[7 empty] | 0 | 0 | 0 | 0 | 0 | 0
[7 empty] | 0 | 0 | 0 | 0 | 0 | 0
[7 empty] | 0 | 0 | 0 | 0 | 0 | 0
[7 empty] | 0 | 0 | 0 | 0 | 0 | 0
[7 empty] | 0 | 0 | 0 | 0 | 0 | 0
[7 empty] | 0 | 0 | 0 | 0 | 0 | 0
[7 empty] | 0 | 0 | 0 | 0 | 0 | 0
[7 empty] | 0 | 0 | 0 | 0 | 0 | 0
[7 empty] | 0.011163 | 0.0080938 | 0.0043767 | 0.0083755 | 0.012475 | 0.010265
[7 empty] | 0.070612 | 0.054011 | 0.030789 | 0.054804 | 0.077953 | 0.064955
[7 empty] | 0.18296 | 0.13358 | 0.069521 | 0.13496 | 0.20582 | 0.15646
[7 empty] | 0.31768 | 0.22981 | 0.11364 | 0.2359 | 0.3586 | 0.26271
[7 empty] | 0.45224 | 0.3331 | 0.17078 | 0.32673 | 0.49247 | 0.35413
[7 empty] | 0.55203 | 0.41379 | 0.22042 | 0.38996 | 0.57729 | 0.41145
[7 empty] | 0.60638 | 0.45913 | 0.25412 | 0.41795 | 0.60859 | 0.42971
[7 empty] | 0.59835 | 0.47126 | 0.27644 | 0.39908 | 0.58748 | 0.44192
[7 empty] | 0.5563 | 0.45542 | 0.28202 | 0.35875 | 0.53244 | 0.42835
[7 empty] | 0.48177 | 0.41 | 0.26778 | 0.30143 | 0.44847 | 0.38751
[7 empty] | 0.37456 | 0.32612 | 0.22234 | 0.21888 | 0.33729 | 0.32496
[7 empty] | 0.24633 | 0.22264 | 0.16105 | 0.13561 | 0.21339 | 0.234
[7 empty] | 0.11881 | 0.11467 | 0.089925 | 0.06478 | 0.099969 | 0.12477
[7 empty] | 0.031937 | 0.031002 | 0.026876 | 0.020371 | 0.026996 | 0.031803
[7 empty] | 0.0024934 | 0.0024624 | 0.0017527 | 0.0010028 | 0.0022942 | 0.0018445
[7 empty] | 0 | 0 | 0 | 0 | 0 | 0
[7 empty] | 0 | 0 | 0 | 0 | 0 | 0
[7 empty] | 0 | 0 | 0 | 0 | 0 | 0
[7 empty] | 0 | 0 | 0 | 0 | 0 | 0
[7 empty] | 0 | 0 | 0 | 0 | 0 | 0
[7 empty] | 0 | 0 | 0 | 0 | 0 | 0
[7 empty] | 0 | 0 | 0 | 0 | 0 | 0
[7 empty] | 0 | 0 | 0 | 0 | 0 | 0
[7 empty] | 0 | 0 | 0 | 0 | 0 | 0
[7 empty] | 0.010928 | 0.0093284 | 0.0073005 | 0.0034789 | 0.011002 | 0.0090585
[7 empty] | 0.071924 | 0.062544 | 0.051799 | 0.03031 | 0.072826 | 0.061631
[7 empty] | 0.18852 | 0.1603 | 0.12806 | 0.073301 | 0.18864 | 0.15384
[7 empty] | 0.33086 | 0.27665 | 0.21947 | 0.12549 | 0.32964 | 0.26405
[7 empty] | 0.44936 | 0.3772 | 0.30039 | 0.17348 | 0.45898 | 0.37975
[7 empty] | 0.52183 | 0.44374 | 0.35615 | 0.20843 | 0.54522 | 0.46911
[7 empty] | 0.54558 | 0.46898 | 0.38008 | 0.22619 | 0.58113 | 0.51949
[7 empty] | 0.53808 | 0.47112 | 0.38317 | 0.22049 | 0.57997 | 0.51564
[7 empty] | 0.49969 | 0.4461 | 0.36335 | 0.20214 | 0.54452 | 0.48141
[7 empty] | 0.4318 | 0.39376 | 0.32123 | 0.17319 | 0.47497 | 0.41875
[7 empty] | 0.3363 | 0.32151 | 0.25325 | 0.13371 | 0.37292 | 0.33921
[7 empty] | 0.22072 | 0.2248 | 0.17104 | 0.089475 | 0.24771 | 0.23445
[7 empty] | 0.10597 | 0.11563 | 0.085418 | 0.046989 | 0.12002 | 0.11881
[7 empty] | 0.027462 | 0.028362 | 0.022863 | 0.01472 | 0.028786 | 0.029368
[7 empty] | 0.0015976 | 0.0025592 | 0.0019272 | 0.0005605 | 0.0018254 | 0.0015658
[7 empty] | 0 | 0 | 0 | 0 | 0 | 0
[7 empty] | 0 | 0 | 0 | 0 | 0 | 0
[7 empty] | 0 | 0 | 0 | 0 | 0 | 0
[7 empty] | 0 | 0 | 0 | 0 | 0 | 0
[7 empty] | 0 | 0 | 0 | 0 | 0 | 0
[7 empty] | 0 | 0 | 0 | 0 | 0 | 0
[7 empty] | 0 | 0 | 0 | 0 | 0 | 0
[7 empty] | 0 | 0 | 0 | 0 | 0 | 0
[7 empty] | 0 | 0 | 0 | 0 | 0 | 0
[7 empty] | 0.0083063 | 0.008128 | 0.0039683 | 0.0029624 | 0.0071892 | 0.0096922
[7 empty] | 0.054929 | 0.058856 | 0.03063 | 0.024808 | 0.045303 | 0.065827
[7 empty] | 0.12494 | 0.15434 | 0.08498 | 0.059696 | 0.096134 | 0.16459
[7 empty] | 0.2041 | 0.27092 | 0.15453 | 0.10213 | 0.14915 | 0.28096
[7 empty] | 0.28931 | 0.38629 | 0.23558 | 0.14833 | 0.2098 | 0.39605
[7 empty] | 0.35564 | 0.46953 | 0.30327 | 0.18692 | 0.25687 | 0.47904
[7 empty] | 0.39362 | 0.51 | 0.34599 | 0.21144 | 0.28412 | 0.51953
[7 empty] | 0.40441 | 0.53507 | 0.36558 | 0.21191 | 0.28714 | 0.5177
[7 empty] | 0.39319 | 0.52741 | 0.36203 | 0.19929 | 0.27502 | 0.48475
[7 empty] | 0.35691 | 0.48079 | 0.33359 | 0.17496 | 0.24772 | 0.42274
[7 empty] | 0.29963 | 0.38377 | 0.28001 | 0.13472 | 0.2245 | 0.34249
[7 empty] | 0.2157 | 0.2589 | 0.20248 | 0.089611 | 0.17821 | 0.23652
[7 empty] | 0.11343 | 0.12362 | 0.10795 | 0.046226 | 0.10572 | 0.119
[7 empty] | 0.027467 | 0.027606 | 0.026208 | 0.01378 | 0.02814 | 0.02804
[7 empty] | 0.001713 | 0.0021663 | 0.0020544 | 0.00049797 | 0.0016436 | 0.0013781
[7 empty] | 0 | 0 | 0 | 0 | 0 | 0
[7 empty] | 0 | 0 | 0 | 0 | 0 | 0
[7 empty] | 0 | 0 | 0 | 0 | 0 | 0
[7 empty] | 0 | 0 | 0 | 0 | 0 | 0
[7 empty] | 0 | 0 | 0 | 0 | 0 | 0
[7 empty] | 0 | 0 | 0 | 0 | 0 | 0
[7 empty] | 0 | 0 | 0 | 0 | 0 | 0
[7 empty] | 0 | 0 | 0 | 0 | 0 | 0
[7 empty] | 0 | 0 | 0 | 0 | 0 | 0
[7 empty] | 0.0080024 | 0.0077294 | 0.0061231 | 0.0039093 | 0.0096993 | 0.010065
[7 empty] | 0.062068 | 0.052196 | 0.044272 | 0.030684 | 0.070438 | 0.071906
[7 empty] | 0.16703 | 0.12896 | 0.10042 | 0.077022 | 0.19483 | 0.19553
[7 empty] | 0.29951 | 0.21592 | 0.16256 | 0.13488 | 0.34927 | 0.34614
[7 empty] | 0.41949 | 0.28131 | 0.2031 | 0.19603 | 0.4859 | 0.48155
[7 empty] | 0.50191 | 0.31802 | 0.22302 | 0.24579 | 0.57616 | 0.57314
[7 empty] | 0.53907 | 0.32494 | 0.22366 | 0.27603 | 0.61255 | 0.61146
[7 empty] | 0.52969 | 0.32152 | 0.22792 | 0.27419 | 0.61852 | 0.5888
[7 empty] | 0.48883 | 0.29859 | 0.21964 | 0.25562 | 0.58718 | 0.53151
[7 empty] | 0.42027 | 0.25914 | 0.19859 | 0.22228 | 0.51731 | 0.44518
[7 empty] | 0.35248 | 0.2077 | 0.17496 | 0.17356 | 0.3667 | 0.34236
[7 empty] | 0.25158 | 0.1444 | 0.13427 | 0.11685 | 0.21249 | 0.22293
[7 empty] | 0.1284 | 0.077707 | 0.076668 | 0.060336 | 0.086851 | 0.10595
[7 empty] | 0.02797 | 0.022275 | 0.019765 | 0.016842 | 0.022487 | 0.025276
[7 empty] | 0.0017615 | 0.00099643 | 0.00069243 | 0.00059246 | 0.0008589 | 0.0010137
[7 empty] | 0 | 0 | 0 | 0 | 0 | 0
[7 empty] | 0 | 0 | 0 | 0 | 0 | 0
[7 empty] | 0 | 0 | 0 | 0 | 0 | 0
[7 empty] | 0 | 0 | 0 | 0 | 0 | 0
[7 empty] | 0 | 0 | 0 | 0 | 0 | 0
[7 empty] | 0 | 0 | 0 | 0 | 0 | 0
[7 empty] | 0 | 0 | 0 | 0 | 0 | 0
[7 empty] | 0 | 0 | 0 | 0 | 0 | 0
[7 empty] | 0 | 0 | 0 | 0 | 0 | 0
[7 empty] | 0.004762 | 0.0062704 | 0.0025801 | 0.0041572 | 0.0049275 | 0.008468
[7 empty] | 0.033444 | 0.048471 | 0.023146 | 0.033083 | 0.045567 | 0.06669
[7 empty] | 0.071657 | 0.12199 | 0.05507 | 0.081107 | 0.11606 | 0.1849
[7 empty] | 0.11188 | 0.21153 | 0.092045 | 0.13818 | 0.20588 | 0.33664
[7 empty] | 0.16073 | 0.30463 | 0.12462 | 0.19832 | 0.30003 | 0.47043
[7 empty] | 0.20154 | 0.37494 | 0.14717 | 0.24641 | 0.37518 | 0.56085
[7 empty] | 0.22817 | 0.4118 | 0.1573 | 0.27476 | 0.41964 | 0.59912
[7 empty] | 0.24511 | 0.41411 | 0.17204 | 0.28595 | 0.43894 | 0.59806
[7 empty] | 0.24992 | 0.39179 | 0.17467 | 0.28047 | 0.43332 | 0.56129
[7 empty] | 0.24123 | 0.34534 | 0.16406 | 0.25678 | 0.39865 | 0.48884
[7 empty] | 0.19537 | 0.27085 | 0.13854 | 0.20581 | 0.32227 | 0.37403
[7 empty] | 0.13852 | 0.18238 | 0.10212 | 0.14261 | 0.22241 | 0.24131
[7 empty] | 0.077457 | 0.09295 | 0.058782 | 0.075319 | 0.11164 | 0.11136
[7 empty] | 0.023015 | 0.024219 | 0.01748 | 0.019982 | 0.024887 | 0.024036
[7 empty] | 0.00058049 | 0.0011024 | 0.00061805 | 0.00046471 | 0.0013515 | 0.001024
[7 empty] | 0 | 0 | 0 | 0 | 0 | 0
[7 empty] | 0 | 0 | 0 | 0 | 0 | 0
[7 empty] | 0 | 0 | 0 | 0 | 0 | 0
[7 empty] | 0 | 0 | 0 | 0 | 0 | 0
[7 empty] | 0 | 0 | 0 | 0 | 0 | 0
[7 empty] | 0 | 0 | 0 | 0 | 0 | 0
[7 empty] | 0 | 0 | 0 | 0 | 0 | 0
[7 empty] | 0 | 0 | 0 | 0 | 0 | 0
[7 empty] | 0 | 0 | 0 | 0 | 0 | 0
[7 empty] | 0.0055729 | 0.0053502 | 0.0026031 | 0.0027586 | 0.0055189 | 0.0056656
[7 empty] | 0.052244 | 0.044044 | 0.020779 | 0.026112 | 0.05437 | 0.045018
[7 empty] | 0.13717 | 0.10476 | 0.047614 | 0.064189 | 0.15664 | 0.119
[7 empty] | 0.24841 | 0.17319 | 0.077474 | 0.10944 | 0.29919 | 0.21009
[7 empty] | 0.33828 | 0.23844 | 0.11203 | 0.1683 | 0.42503 | 0.28984
[7 empty] | 0.3939 | 0.28543 | 0.14092 | 0.22251 | 0.51347 | 0.34312
[7 empty] | 0.41038 | 0.30798 | 0.15914 | 0.26182 | 0.55464 | 0.36403
[7 empty] | 0.42693 | 0.28868 | 0.1761 | 0.28741 | 0.52614 | 0.35639
[7 empty] | 0.42057 | 0.25428 | 0.18129 | 0.29546 | 0.46306 | 0.32743
[7 empty] | 0.38545 | 0.20811 | 0.17313 | 0.28214 | 0.37318 | 0.27945
[7 empty] | 0.30543 | 0.15288 | 0.14969 | 0.22506 | 0.3154 | 0.21467
[7 empty] | 0.20695 | 0.095409 | 0.11324 | 0.15387 | 0.22644 | 0.14123
[7 empty] | 0.10277 | 0.04363 | 0.065832 | 0.078748 | 0.11457 | 0.069125
[7 empty] | 0.024088 | 0.010371 | 0.018112 | 0.01947 | 0.02311 | 0.016778
[7 empty] | 0.00096247 | 9.03e-05 | 0.000911 | 0.00037851 | 0.0011264 | 0.00048717
[7 empty] | 0 | 0 | 0 | 0 | 0 | 0
[7 empty] | 0 | 0 | 0 | 0 | 0 | 0
[7 empty] | 0 | 0 | 0 | 0 | 0 | 0
[7 empty] | 0 | 0 | 0 | 0 | 0 | 0
[7 empty] | 0 | 0 | 0 | 0 | 0 | 0
[7 empty] | 0 | 0 | 0 | 0 | 0 | 0
[7 empty] | 0 | 0 | 0 | 0 | 0 | 0
[7 empty] | 0 | 0 | 0 | 0 | 0 | 0
[7 empty] | 0 | 0 | 0 | 0 | 0 | 0
[7 empty] | 0.0063889 | 0.0019933 | 0.0065729 | 0.0024025 | 0.0074318 | 0.0037544
[7 empty] | 0.055462 | 0.021028 | 0.05848 | 0.025469 | 0.063314 | 0.031888
[7 empty] | 0.15196 | 0.053055 | 0.16307 | 0.064789 | 0.17931 | 0.082355
[7 empty] | 0.27089 | 0.091655 | 0.29804 | 0.11207 | 0.32641 | 0.1445
[7 empty] | 0.39363 | 0.16325 | 0.43697 | 0.17072 | 0.45901 | 0.20989
[7 empty] | 0.48641 | 0.23706 | 0.54225 | 0.22303 | 0.54923 | 0.26225
[7 empty] | 0.538 | 0.29679 | 0.59776 | 0.25971 | 0.58778 | 0.29295
[7 empty] | 0.53611 | 0.33914 | 0.59897 | 0.26997 | 0.61634 | 0.27727
[7 empty] | 0.50391 | 0.36002 | 0.56375 | 0.26404 | 0.60689 | 0.24507
[7 empty] | 0.44023 | 0.35103 | 0.49155 | 0.24145 | 0.55465 | 0.20099
[7 empty] | 0.34389 | 0.2904 | 0.36822 | 0.18327 | 0.43649 | 0.1547
[7 empty] | 0.2247 | 0.20379 | 0.22993 | 0.11954 | 0.28648 | 0.10187
[7 empty] | 0.10328 | 0.10067 | 0.099824 | 0.059131 | 0.12961 | 0.049728
[7 empty] | 0.021588 | 0.020873 | 0.020187 | 0.01501 | 0.024118 | 0.011668
[7 empty] | 0.00052487 | 0.00071188 | 0.00058597 | 0.00028599 | 0.0008233 | 0.00031346
[7 empty] | 0 | 0 | 0 | 0 | 0 | 0
[7 empty] | 0 | 0 | 0 | 0 | 0 | 0
[7 empty] | 0 | 0 | 0 | 0 | 0 | 0
[7 empty] | 0 | 0 | 0 | 0 | 0 | 0
[7 empty] | 0 | 0 | 0 | 0 | 0 | 0
[7 empty] | 0 | 0 | 0 | 0 | 0 | 0
[7 empty] | 0 | 0 | 0 | 0 | 0 | 0
[7 empty] | 0 | 0 | 0 | 0 | 0 | 0
[7 empty] | 0 | 0 | 0 | 0 | 0 | 0
[7 empty] | 0.0055094 | 0.003913 | 0.0038366 | 0.0032481 | 0.0074751 | 0.0033011
[7 empty] | 0.054896 | 0.039346 | 0.039614 | 0.029323 | 0.0655 | 0.032724
[7 empty] | 0.15039 | 0.10958 | 0.11615 | 0.073483 | 0.18964 | 0.085424
[7 empty] | 0.27642 | 0.19577 | 0.21178 | 0.1254 | 0.34513 | 0.15202
[7 empty] | 0.39554 | 0.27543 | 0.30162 | 0.18098 | 0.49537 | 0.22228
[7 empty] | 0.48155 | 0.33176 | 0.36577 | 0.22524 | 0.60297 | 0.27935
[7 empty] | 0.52275 | 0.35888 | 0.3976 | 0.25081 | 0.6569 | 0.31356
[7 empty] | 0.53781 | 0.3747 | 0.39381 | 0.26409 | 0.67293 | 0.32565
[7 empty] | 0.52042 | 0.36737 | 0.36676 | 0.26063 | 0.6492 | 0.31728
[7 empty] | 0.4675 | 0.33416 | 0.31645 | 0.23943 | 0.58215 | 0.28718
[7 empty] | 0.36929 | 0.27428 | 0.24177 | 0.19422 | 0.4545 | 0.22975
[7 empty] | 0.24454 | 0.19024 | 0.156 | 0.13524 | 0.29422 | 0.15692
[7 empty] | 0.11264 | 0.092381 | 0.073146 | 0.069749 | 0.13074 | 0.077357
[7 empty] | 0.022172 | 0.019178 | 0.016021 | 0.015675 | 0.023324 | 0.016661
[7 empty] | 0.0004464 | 0.0006261 | 0.00022392 | 0.00034085 | 0.00069489 | 0.00032771
[7 empty] | 0 | 0 | 0 | 0 | 0 | 0
[7 empty] | 0 | 0 | 0 | 0 | 0 | 0
[7 empty] | 0 | 0 | 0 | 0 | 0 | 0
[7 empty] | 0 | 0 | 0 | 0 | 0 | 0
[7 empty] | 0 | 0 | 0 | 0 | 0 | 0
[7 empty] | 0 | 0 | 0 | 0 | 0 | 0
[7 empty] | 0 | 0 | 0 | 0 | 0 | 0
[7 empty] | 0 | 0 | 0 | 0 | 0 | 0
[7 empty] | 0 | 0 | 0 | 0 | 0 | 0
[7 empty] | 0.006728 | 0.0047453 | 0.00463 | 0.0044953 | 0.0064654 | 0.0056892
[7 empty] | 0.062692 | 0.046371 | 0.044378 | 0.044185 | 0.061087 | 0.051288
[7 empty] | 0.18002 | 0.13292 | 0.1152 | 0.12084 | 0.17598 | 0.14078
[7 empty] | 0.33299 | 0.24411 | 0.20254 | 0.21955 | 0.32108 | 0.25296
[7 empty] | 0.45631 | 0.3675 | 0.29214 | 0.32826 | 0.45761 | 0.35902
[7 empty] | 0.53104 | 0.46758 | 0.3609 | 0.42007 | 0.55384 | 0.43428
[7 empty] | 0.55238 | 0.52663 | 0.39779 | 0.47906 | 0.59983 | 0.46922
[7 empty] | 0.49447 | 0.55619 | 0.37604 | 0.50968 | 0.60699 | 0.47426
[7 empty] | 0.40723 | 0.55098 | 0.33333 | 0.50859 | 0.57762 | 0.45024
[7 empty] | 0.30614 | 0.50427 | 0.27449 | 0.46924 | 0.50988 | 0.39676
[7 empty] | 0.24188 | 0.40527 | 0.19701 | 0.37469 | 0.40533 | 0.30299
[7 empty] | 0.16245 | 0.27207 | 0.1194 | 0.25049 | 0.26747 | 0.195
[7 empty] | 0.078789 | 0.12273 | 0.0534 | 0.11382 | 0.11952 | 0.089118
[7 empty] | 0.016313 | 0.022637 | 0.012928 | 0.01999 | 0.021079 | 0.017794
[7 empty] | 0.00019098 | 0.00082982 | 0.0001086 | 0.00028858 | 0.00032909 | 0.00028095
[7 empty] | 0 | 0 | 0 | 0 | 0 | 0
[7 empty] | 0 | 0 | 0 | 0 | 0 | 0
[7 empty] | 0 | 0 | 0 | 0 | 0 | 0
[7 empty] | 0 | 0 | 0 | 0 | 0 | 0
[7 empty] | 0 | 0 | 0 | 0 | 0 | 0
[7 empty] | 0 | 0 | 0 | 0 | 0 | 0
[7 empty] | 0 | 0 | 0 | 0 | 0 | 0
[7 empty] | 0 | 0 | 0 | 0 | 0 | 0
[7 empty] | 0 | 0 | 0 | 0 | 0 | 0
[7 empty] | 0.0033768 | 0.0067399 | 0.0035362 | 0.0053689 | 0.0056759 | 0.0052022
[7 empty] | 0.04039 | 0.071043 | 0.042151 | 0.052641 | 0.058641 | 0.050703
[7 empty] | 0.11002 | 0.22832 | 0.12354 | 0.14885 | 0.17288 | 0.14043
[7 empty] | 0.20242 | 0.41709 | 0.23117 | 0.26853 | 0.32464 | 0.25382
[7 empty] | 0.29951 | 0.56112 | 0.34191 | 0.36597 | 0.44961 | 0.36001
[7 empty] | 0.38139 | 0.64427 | 0.42999 | 0.42618 | 0.52633 | 0.43518
[7 empty] | 0.43172 | 0.66629 | 0.4808 | 0.44474 | 0.55027 | 0.46976
[7 empty] | 0.45459 | 0.65511 | 0.49213 | 0.43264 | 0.50583 | 0.46879
[7 empty] | 0.45271 | 0.6041 | 0.47259 | 0.3946 | 0.42902 | 0.43891
[7 empty] | 0.41973 | 0.51487 | 0.41991 | 0.33329 | 0.3326 | 0.38029
[7 empty] | 0.33324 | 0.40075 | 0.32686 | 0.24752 | 0.2663 | 0.29593
[7 empty] | 0.22371 | 0.2595 | 0.21314 | 0.15478 | 0.18161 | 0.19349
[7 empty] | 0.10558 | 0.11276 | 0.095749 | 0.070191 | 0.08827 | 0.08835
[7 empty] | 0.019053 | 0.020181 | 0.017661 | 0.013903 | 0.016628 | 0.015977
[7 empty] | 0.00041726 | 0.00047813 | 0.0002189 | 5.37e-05 | 0.00026179 | 0.00011627
[7 empty] | 0 | 0 | 0 | 0 | 0 | 0
[7 empty] | 0 | 0 | 0 | 0 | 0 | 0
[7 empty] | 0 | 0 | 0 | 0 | 0 | 0
[7 empty] | 0 | 0 | 0 | 0 | 0 | 0
[7 empty] | 0 | 0 | 0 | 0 | 0 | 0
[7 empty] | 0 | 0 | 0 | 0 | 0 | 0
[7 empty] | 0 | 0 | 0 | 0 | 0 | 0
[7 empty] | 0 | 0 | 0 | 0 | 0 | 0
[7 empty] | 0 | 0 | 0 | 0 | 0 | 0
[7 empty] | 0.0055586 | 0.0055368 | 0.0047985 | 0.0031581 | 0.0044681 | 0.004036
[7 empty] | 0.058169 | 0.05841 | 0.052755 | 0.038023 | 0.048302 | 0.047145
[7 empty] | 0.17124 | 0.17261 | 0.16061 | 0.10832 | 0.13117 | 0.13739
[7 empty] | 0.31827 | 0.3152 | 0.29669 | 0.20368 | 0.23359 | 0.25721
[7 empty] | 0.43941 | 0.42298 | 0.41286 | 0.3034 | 0.32928 | 0.38237
[7 empty] | 0.5153 | 0.48492 | 0.4899 | 0.38636 | 0.39535 | 0.48226
[7 empty] | 0.53953 | 0.49875 | 0.52047 | 0.43829 | 0.42453 | 0.54146
[7 empty] | 0.49958 | 0.48762 | 0.51245 | 0.44965 | 0.43442 | 0.55686
[7 empty] | 0.42644 | 0.44729 | 0.47361 | 0.4331 | 0.41899 | 0.53771
[7 empty] | 0.33485 | 0.38035 | 0.40512 | 0.38658 | 0.37588 | 0.48059
[7 empty] | 0.28099 | 0.29498 | 0.31358 | 0.30154 | 0.29706 | 0.3792
[7 empty] | 0.20061 | 0.19301 | 0.20278 | 0.19752 | 0.19585 | 0.24947
[7 empty] | 0.09975 | 0.089494 | 0.089714 | 0.089615 | 0.08762 | 0.10976
[7 empty] | 0.017642 | 0.016345 | 0.016091 | 0.015316 | 0.014973 | 0.018018
[7 empty] | 0.00027145 | 0.00031608 | 8.57e-05 | 6.2e-05 | 2.39e-05 | 0.00018129
[7 empty] | 0 | 0 | 0 | 0 | 0 | 0
[7 empty] | 0 | 0 | 0 | 0 | 0 | 0
[7 empty] | 0 | 0 | 0 | 0 | 0 | 0
[7 empty] | 0 | 0 | 0 | 0 | 0 | 0
[7 empty] | 0 | 0 | 0 | 0 | 0 | 0
[7 empty] | 0 | 0 | 0 | 0 | 0 | 0
[7 empty] | 0 | 0 | 0 | 0 | 0 | 0
[7 empty] | 0 | 0 | 0 | 0 | 0 | 0
[7 empty] | 0 | 0 | 0 | 0 | 0 | 0
[7 empty] | 0.0055366 | 0.0056021 | 0.0040523 | 0.0034205 | 0.0024789 | 0.0050565
[7 empty] | 0.059997 | 0.061247 | 0.046073 | 0.044486 | 0.032816 | 0.056961
[7 empty] | 0.18389 | 0.19241 | 0.13633 | 0.13238 | 0.090876 | 0.1723
[7 empty] | 0.34555 | 0.35444 | 0.24769 | 0.25334 | 0.16498 | 0.32627
[7 empty] | 0.4697 | 0.47342 | 0.33586 | 0.34931 | 0.25356 | 0.4574
[7 empty] | 0.54178 | 0.53861 | 0.38979 | 0.41055 | 0.33186 | 0.54269
[7 empty] | 0.55952 | 0.55066 | 0.40628 | 0.43169 | 0.38546 | 0.57542
[7 empty] | 0.59983 | 0.539 | 0.39594 | 0.40133 | 0.39287 | 0.55407
[7 empty] | 0.604 | 0.49481 | 0.36193 | 0.34885 | 0.37614 | 0.49985
[7 empty] | 0.56363 | 0.42022 | 0.30625 | 0.27973 | 0.33507 | 0.41654
[7 empty] | 0.44497 | 0.32193 | 0.24345 | 0.21163 | 0.2648 | 0.30211
[7 empty] | 0.29114 | 0.20619 | 0.16355 | 0.1345 | 0.17664 | 0.18015
[7 empty] | 0.12904 | 0.090336 | 0.076798 | 0.060031 | 0.082694 | 0.070881
[7 empty] | 0.021443 | 0.016307 | 0.013754 | 0.011624 | 0.014118 | 0.011638
[7 empty] | 0.0002528 | 0.00015573 | 8.74e-05 | 2.5e-06 | 0.00013503 | 0
[7 empty] | 0 | 0 | 0 | 0 | 0 | 0
[7 empty] | 0 | 0 | 0 | 0 | 0 | 0
[7 empty] | 0 | 0 | 0 | 0 | 0 | 0
[7 empty] | 0 | 0 | 0 | 0 | 0 | 0
[7 empty] | 0 | 0 | 0 | 0 | 0 | 0
[7 empty] | 0 | 0 | 0 | 0 | 0 | 0
[7 empty] | 0 | 0 | 0 | 0 | 0 | 0
[7 empty] | 0 | 0 | 0 | 0 | 0 | 0
[7 empty] | 0 | 0 | 0 | 0 | 0 | 0
[7 empty] | 0.0044844 | 0.0042207 | 0.0016825 | 0.0026971 | 0.0025816 | 0.0028141
[7 empty] | 0.053063 | 0.052438 | 0.026696 | 0.034708 | 0.035302 | 0.040753
[7 empty] | 0.1594 | 0.16915 | 0.076719 | 0.099448 | 0.10778 | 0.12382
[7 empty] | 0.29719 | 0.32023 | 0.14096 | 0.1828 | 0.20515 | 0.24043
[7 empty] | 0.42722 | 0.44214 | 0.23504 | 0.25417 | 0.30192 | 0.34878
[7 empty] | 0.52116 | 0.51885 | 0.32373 | 0.30099 | 0.3781 | 0.43168
[7 empty] | 0.56836 | 0.54661 | 0.38752 | 0.31932 | 0.42163 | 0.47802
[7 empty] | 0.5986 | 0.52778 | 0.42455 | 0.34419 | 0.37081 | 0.50292
[7 empty] | 0.59287 | 0.47744 | 0.43486 | 0.34702 | 0.29773 | 0.49612
[7 empty] | 0.54382 | 0.39862 | 0.40987 | 0.32337 | 0.21615 | 0.45231
[7 empty] | 0.40722 | 0.3032 | 0.33277 | 0.2721 | 0.15112 | 0.36521
[7 empty] | 0.24976 | 0.1916 | 0.22563 | 0.19232 | 0.087317 | 0.24516
[7 empty] | 0.10274 | 0.080722 | 0.10029 | 0.092769 | 0.035623 | 0.10773
[7 empty] | 0.016362 | 0.013804 | 0.017109 | 0.015947 | 0.0070238 | 0.016847
[7 empty] | 9.36e-05 | 5.67e-05 | 8.54e-05 | 4.38e-05 | 0 | 8.51e-05
[7 empty] | 0 | 0 | 0 | 0 | 0 | 0
[7 empty] | 0 | 0 | 0 | 0 | 0 | 0
[7 empty] | 0 | 0 | 0 | 0 | 0 | 0
[7 empty] | 0 | 0 | 0 | 0 | 0 | 0
[7 empty] | 0 | 0 | 0 | 0 | 0 | 0
[7 empty] | 0 | 0 | 0 | 0 | 0 | 0
[7 empty] | 0 | 0 | 0 | 0 | 0 | 0
[7 empty] | 0 | 0 | 0 | 0 | 0 | 0
[7 empty] | 0 | 0 | 0 | 0 | 0 | 0
[7 empty] | 0.0039364 | 0.0023354 | 0.0036696 | 0.0033463 | 0.0025681 | 0.0046883
[7 empty] | 0.050302 | 0.034111 | 0.049715 | 0.04652 | 0.037914 | 0.058041
[7 empty] | 0.15123 | 0.10639 | 0.15975 | 0.14244 | 0.11106 | 0.18705
[7 empty] | 0.28377 | 0.20479 | 0.30176 | 0.27309 | 0.21002 | 0.35717
[7 empty] | 0.40373 | 0.3095 | 0.40494 | 0.38753 | 0.29717 | 0.50503
[7 empty] | 0.48638 | 0.39453 | 0.46333 | 0.46638 | 0.35756 | 0.60388
[7 empty] | 0.52314 | 0.44508 | 0.4765 | 0.50081 | 0.38236 | 0.64442
[7 empty] | 0.54505 | 0.46603 | 0.46372 | 0.49812 | 0.38653 | 0.64492
[7 empty] | 0.53442 | 0.45698 | 0.42312 | 0.46415 | 0.36655 | 0.60438
[7 empty] | 0.48541 | 0.41418 | 0.35606 | 0.39909 | 0.32359 | 0.52256
[7 empty] | 0.33348 | 0.33841 | 0.27407 | 0.30566 | 0.24832 | 0.40364
[7 empty] | 0.18274 | 0.2304 | 0.17429 | 0.19492 | 0.1606 | 0.2574
[7 empty] | 0.067352 | 0.10348 | 0.071994 | 0.08458 | 0.073137 | 0.10674
[7 empty] | 0.011923 | 0.017576 | 0.011144 | 0.013722 | 0.012188 | 0.016538
[7 empty] | 7.51e-06 | 6.13e-05 | 4.96e-06 | 7.59e-06 | 2.47e-05 | 4.7e-05
[7 empty] | 0 | 0 | 0 | 0 | 0 | 0
[7 empty] | 0 | 0 | 0 | 0 | 0 | 0
[7 empty] | 0 | 0 | 0 | 0 | 0 | 0
[7 empty] | 0 | 0 | 0 | 0 | 0 | 0
[7 empty] | 0 | 0 | 0 | 0 | 0 | 0
[7 empty] | 0 | 0 | 0 | 0 | 0 | 0
[7 empty] | 0 | 0 | 0 | 0 | 0 | 0
[7 empty] | 0 | 0 | 0 | 0 | 0 | 0
[7 empty] | 0 | 0 | 0 | 0 | 0 | 0
[7 empty] | 0.0036223 | 0.0032067 | 0.001007 | 0.0034992 | 0.0026691 | 0.0026429
[7 empty] | 0.050758 | 0.044997 | 0.01871 | 0.048138 | 0.043376 | 0.039451
[7 empty] | 0.15819 | 0.13893 | 0.0567 | 0.15106 | 0.13423 | 0.11738
[7 empty] | 0.30715 | 0.26191 | 0.10357 | 0.28561 | 0.25926 | 0.22106
[7 empty] | 0.43169 | 0.37933 | 0.13826 | 0.39156 | 0.38377 | 0.31283
[7 empty] | 0.51306 | 0.46466 | 0.15786 | 0.45606 | 0.47937 | 0.37767
[7 empty] | 0.54222 | 0.50595 | 0.16174 | 0.47322 | 0.53092 | 0.40728
[7 empty] | 0.53237 | 0.49633 | 0.15562 | 0.46948 | 0.53455 | 0.3948
[7 empty] | 0.48836 | 0.4555 | 0.13943 | 0.43563 | 0.50479 | 0.35884
[7 empty] | 0.41356 | 0.38549 | 0.11494 | 0.37315 | 0.44051 | 0.30214
[7 empty] | 0.30467 | 0.28951 | 0.081468 | 0.28631 | 0.33315 | 0.22699
[7 empty] | 0.18558 | 0.18032 | 0.048024 | 0.1833 | 0.20658 | 0.14369
[7 empty] | 0.078031 | 0.075481 | 0.020167 | 0.079255 | 0.084291 | 0.065175
[7 empty] | 0.012125 | 0.011838 | 0.0037797 | 0.012249 | 0.012312 | 0.010796
[7 empty] | 1.27e-05 | 1.07e-05 | 0 | 1.38e-06 | 0 | 5.49e-06
[7 empty] | 0 | 0 | 0 | 0 | 0 | 0
[7 empty] | 0 | 0 | 0 | 0 | 0 | 0
[7 empty] | 0 | 0 | 0 | 0 | 0 | 0
[7 empty] | 0 | 0 | 0 | 0 | 0 | 0
[7 empty] | 0 | 0 | 0 | 0 | 0 | 0
[7 empty] | 0 | 0 | 0 | 0 | 0 | 0
[7 empty] | 0 | 0 | 0 | 0 | 0 | 0
[7 empty] | 0 | 0 | 0 | 0 | 0 | 0
[7 empty] | 0 | 0 | 0 | 0 | 0 | 0
[7 empty] | 0.0029278 | 0.0019242 | 0.00055808 | 0.0025547 | 0.003064 | 0.0027739
[7 empty] | 0.040271 | 0.03736 | 0.011605 | 0.034271 | 0.047901 | 0.043696
[7 empty] | 0.11874 | 0.12708 | 0.034126 | 0.09005 | 0.15711 | 0.14386
[7 empty] | 0.22181 | 0.25262 | 0.061017 | 0.15042 | 0.30497 | 0.28165
[7 empty] | 0.33388 | 0.37197 | 0.095238 | 0.19865 | 0.42554 | 0.39588
[7 empty] | 0.42645 | 0.46264 | 0.12572 | 0.22525 | 0.50114 | 0.4716
[7 empty] | 0.48201 | 0.51065 | 0.1469 | 0.22857 | 0.52714 | 0.50146
[7 empty] | 0.41024 | 0.49683 | 0.16138 | 0.21437 | 0.47676 | 0.48967
[7 empty] | 0.31301 | 0.45282 | 0.16433 | 0.18685 | 0.39349 | 0.44666
[7 empty] | 0.21316 | 0.38104 | 0.15419 | 0.14999 | 0.29223 | 0.37572
[7 empty] | 0.15384 | 0.29074 | 0.12328 | 0.11224 | 0.21328 | 0.28495
[7 empty] | 0.09233 | 0.18441 | 0.083979 | 0.071323 | 0.13001 | 0.17915
[7 empty] | 0.0395 | 0.078841 | 0.040179 | 0.033163 | 0.056032 | 0.075307
[7 empty] | 0.0067545 | 0.011725 | 0.0063101 | 0.0059059 | 0.0089642 | 0.011337
[7 empty] | 0 | 0 | 0 | 0 | 0 | 0
[7 empty] | 0 | 0 | 0 | 0 | 0 | 0
[7 empty] | 0 | 0 | 0 | 0 | 0 | 0
[7 empty] | 0 | 0 | 0 | 0 | 0 | 0
[7 empty] | 0 | 0 | 0 | 0 | 0 | 0
[7 empty] | 0 | 0 | 0 | 0 | 0 | 0
[7 empty] | 0 | 0 | 0 | 0 | 0 | 0
[7 empty] | 0 | 0 | 0 | 0 | 0 | 0
[7 empty] | 0 | 0 | 0 | 0 | 0 | 0
[7 empty] | 0 | 0 | 0 | 0 | 0 | 0
[7 empty] | 0.00080947 | 0.00060311 | 0.00093064 | 0.00042251 | 0.0011963 | 0.001173
[7 empty] | 0.030305 | 0.034213 | 0.031361 | 0.028505 | 0.044351 | 0.042375
[7 empty] | 0.09146 | 0.11752 | 0.098903 | 0.086398 | 0.14001 | 0.12616
[7 empty] | 0.17352 | 0.22297 | 0.17673 | 0.15215 | 0.27182 | 0.22149
[7 empty] | 0.24279 | 0.32176 | 0.23905 | 0.22177 | 0.37941 | 0.30646
[7 empty] | 0.28676 | 0.38954 | 0.27473 | 0.27249 | 0.4404 | 0.35559
[7 empty] | 0.30021 | 0.41886 | 0.28436 | 0.29672 | 0.44929 | 0.3655
[7 empty] | 0.28128 | 0.40938 | 0.29472 | 0.30766 | 0.45339 | 0.34262
[7 empty] | 0.24505 | 0.37242 | 0.28408 | 0.29607 | 0.42496 | 0.29782
[7 empty] | 0.19574 | 0.31129 | 0.25045 | 0.26124 | 0.36542 | 0.23657
[7 empty] | 0.17884 | 0.2242 | 0.198 | 0.20535 | 0.29895 | 0.16722
[7 empty] | 0.13961 | 0.13132 | 0.12788 | 0.13373 | 0.20204 | 0.096746
[7 empty] | 0.072708 | 0.050291 | 0.054192 | 0.059207 | 0.084978 | 0.037573
[7 empty] | 0.0096164 | 0.0070548 | 0.0068769 | 0.0082993 | 0.0094278 | 0.0053331
[7 empty] | 0 | 0 | 0 | 0 | 0 | 0
[7 empty] | 0 | 0 | 0 | 0 | 0 | 0
[7 empty] | 0 | 0 | 0 | 0 | 0 | 0
[7 empty] | 0 | 0 | 0 | 0 | 0 | 0
[7 empty] | 0 | 0 | 0 | 0 | 0 | 0
[7 empty] | 0 | 0 | 0 | 0 | 0 | 0
[7 empty] | 0 | 0 | 0 | 0 | 0 | 0
[7 empty] | 0 | 0 | 0 | 0 | 0 | 0
[7 empty] | 0 | 0 | 0 | 0 | 0 | 0
[7 empty] | 0 | 0 | 0 | 0 | 0 | 0
[7 empty] | 0.0013795 | 0.0012393 | 0.001139 | 0.00085823 | 0.0010005 | 0.00056936
[7 empty] | 0.046833 | 0.036982 | 0.042154 | 0.040385 | 0.039004 | 0.029314
[7 empty] | 0.14887 | 0.11732 | 0.14754 | 0.12893 | 0.12447 | 0.087101
[7 empty] | 0.28455 | 0.21353 | 0.27451 | 0.23499 | 0.23922 | 0.15583
[7 empty] | 0.41483 | 0.2975 | 0.38322 | 0.34793 | 0.34304 | 0.24426
[7 empty] | 0.50298 | 0.3514 | 0.45163 | 0.43054 | 0.4103 | 0.3207
[7 empty] | 0.53823 | 0.37099 | 0.47675 | 0.47028 | 0.43405 | 0.36938
[7 empty] | 0.55764 | 0.36712 | 0.47203 | 0.45506 | 0.4429 | 0.38689
[7 empty] | 0.53755 | 0.33835 | 0.43373 | 0.40743 | 0.42077 | 0.37645
[7 empty] | 0.47546 | 0.2858 | 0.36331 | 0.33379 | 0.36666 | 0.33599
[7 empty] | 0.38186 | 0.20044 | 0.2695 | 0.24523 | 0.30277 | 0.24652
[7 empty] | 0.25043 | 0.11357 | 0.16259 | 0.14791 | 0.20607 | 0.1483
[7 empty] | 0.10272 | 0.04155 | 0.064401 | 0.060145 | 0.087256 | 0.060104
[7 empty] | 0.011284 | 0.0051764 | 0.0077949 | 0.0078109 | 0.0091055 | 0.0077746
[7 empty] | 0 | 0 | 0 | 0 | 0 | 0
[7 empty] | 0 | 0 | 0 | 0 | 0 | 0
[7 empty] | 0 | 0 | 0 | 0 | 0 | 0
[7 empty] | 0 | 0 | 0 | 0 | 0 | 0
[7 empty] | 0 | 0 | 0 | 0 | 0 | 0
[7 empty] | 0 | 0 | 0 | 0 | 0 | 0
[7 empty] | 0 | 0 | 0 | 0 | 0 | 0
[7 empty] | 0 | 0 | 0 | 0 | 0 | 0
[7 empty] | 0 | 0 | 0 | 0 | 0 | 0
[7 empty] | 0 | 0 | 0 | 0 | 0 | 0
[7 empty] | 0.001297 | 0.00061878 | 0.00053391 | 0.00103 | 0.0010419 | 0.00093512
[7 empty] | 0.044804 | 0.040092 | 0.024137 | 0.038936 | 0.039251 | 0.031607
[7 empty] | 0.14333 | 0.15227 | 0.076872 | 0.12893 | 0.12275 | 0.093872
[7 empty] | 0.27433 | 0.29881 | 0.13856 | 0.23968 | 0.23347 | 0.1668
[7 empty] | 0.41347 | 0.43122 | 0.19615 | 0.36607 | 0.34946 | 0.2506
[7 empty] | 0.51686 | 0.51993 | 0.23527 | 0.46642 | 0.43409 | 0.31815
[7 empty] | 0.56811 | 0.55703 | 0.2528 | 0.52188 | 0.47402 | 0.35775
[7 empty] | 0.58265 | 0.56594 | 0.24656 | 0.515 | 0.47197 | 0.34206
[7 empty] | 0.55552 | 0.53365 | 0.22342 | 0.47115 | 0.43624 | 0.30357
[7 empty] | 0.48514 | 0.45935 | 0.187 | 0.39348 | 0.36878 | 0.24675
[7 empty] | 0.37615 | 0.34814 | 0.12443 | 0.28578 | 0.28729 | 0.17634
[7 empty] | 0.23579 | 0.21238 | 0.067595 | 0.16731 | 0.18152 | 0.10272
[7 empty] | 0.090232 | 0.079589 | 0.0248 | 0.061866 | 0.071297 | 0.039646
[7 empty] | 0.0095066 | 0.0086185 | 0.0041417 | 0.0064347 | 0.0073628 | 0.0049344
[7 empty] | 0 | 0 | 0 | 0 | 0 | 0
[7 empty] | 0 | 0 | 0 | 0 | 0 | 0
[7 empty] | 0 | 0 | 0 | 0 | 0 | 0
[7 empty] | 0 | 0 | 0 | 0 | 0 | 0
[7 empty] | 0 | 0 | 0 | 0 | 0 | 0
[7 empty] | 0 | 0 | 0 | 0 | 0 | 0
[7 empty] | 0 | 0 | 0 | 0 | 0 | 0
[7 empty] | 0 | 0 | 0 | 0 | 0 | 0
[7 empty] | 0 | 0 | 0 | 0 | 0 | 0
[7 empty] | 0 | 0 | 0 | 0 | 0 | 0
[7 empty] | 0.0010785 | 0.00089893 | 0.00062097 | 0.00072365 | 0.00083755 | 0.00083403
[7 empty] | 0.039462 | 0.046092 | 0.032431 | 0.030709 | 0.033662 | 0.040857
[7 empty] | 0.12565 | 0.17786 | 0.11648 | 0.097218 | 0.10476 | 0.13086
[7 empty] | 0.2395 | 0.33898 | 0.22198 | 0.18 | 0.19594 | 0.23641
[7 empty] | 0.3495 | 0.46975 | 0.34992 | 0.26214 | 0.26582 | 0.3259
[7 empty] | 0.42464 | 0.5485 | 0.45755 | 0.31959 | 0.3011 | 0.37588
[7 empty] | 0.45491 | 0.57487 | 0.52051 | 0.34517 | 0.30138 | 0.38331
[7 empty] | 0.44269 | 0.56094 | 0.52525 | 0.32009 | 0.32435 | 0.37533
[7 empty] | 0.39904 | 0.5083 | 0.49184 | 0.27452 | 0.32478 | 0.34123
[7 empty] | 0.32845 | 0.42011 | 0.41997 | 0.21494 | 0.29886 | 0.2842
[7 empty] | 0.24035 | 0.30897 | 0.31766 | 0.15009 | 0.22287 | 0.21991
[7 empty] | 0.14246 | 0.18237 | 0.19321 | 0.085075 | 0.13579 | 0.13965
[7 empty] | 0.05444 | 0.066393 | 0.072115 | 0.031686 | 0.054565 | 0.058864
[7 empty] | 0.0064063 | 0.0072879 | 0.0072921 | 0.0037535 | 0.0064814 | 0.0067022
[7 empty] | 0 | 0 | 0 | 0 | 0 | 0
[7 empty] | 0 | 0 | 0 | 0 | 0 | 0
[7 empty] | 0 | 0 | 0 | 0 | 0 | 0
[7 empty] | 0 | 0 | 0 | 0 | 0 | 0
[7 empty] | 0 | 0 | 0 | 0 | 0 | 0
[7 empty] | 0 | 0 | 0 | 0 | 0 | 0
[7 empty] | 0 | 0 | 0 | 0 | 0 | 0
[7 empty] | 0 | 0 | 0 | 0 | 0 | 0
[7 empty] | 0 | 0 | 0 | 0 | 0 | 0
[7 empty] | 0 | 0 | 0 | 0 | 0 | 0
[7 empty] | 0.00088584 | 0.0010373 | 0.00050592 | 0.0003235 | 0.00056631 | 0.00046536
[7 empty] | 0.036251 | 0.046696 | 0.024001 | 0.031379 | 0.031263 | 0.027843
[7 empty] | 0.11517 | 0.17816 | 0.075294 | 0.11459 | 0.1019 | 0.095559
[7 empty] | 0.21878 | 0.33648 | 0.13725 | 0.22515 | 0.19689 | 0.18445
[7 empty] | 0.32917 | 0.45522 | 0.22337 | 0.35126 | 0.29585 | 0.29235
[7 empty] | 0.41208 | 0.52047 | 0.29993 | 0.45236 | 0.37103 | 0.38682
[7 empty] | 0.45375 | 0.53481 | 0.34937 | 0.50719 | 0.40849 | 0.44778
[7 empty] | 0.45138 | 0.50422 | 0.35935 | 0.48396 | 0.42251 | 0.44753
[7 empty] | 0.41603 | 0.4394 | 0.34246 | 0.42781 | 0.40509 | 0.41487
[7 empty] | 0.34987 | 0.34806 | 0.29833 | 0.34539 | 0.3557 | 0.35261
[7 empty] | 0.27141 | 0.24588 | 0.21898 | 0.25014 | 0.26349 | 0.26749
[7 empty] | 0.17139 | 0.13963 | 0.1306 | 0.14641 | 0.15793 | 0.1646
[7 empty] | 0.06662 | 0.05025 | 0.049982 | 0.053742 | 0.059366 | 0.063268
[7 empty] | 0.0064562 | 0.0052672 | 0.005176 | 0.0048168 | 0.0058635 | 0.0061652
[7 empty] | 0 | 0 | 0 | 0 | 0 | 0
[7 empty] | 0 | 0 | 0 | 0 | 0 | 0
[7 empty] | 0 | 0 | 0 | 0 | 0 | 0
[7 empty] | 0 | 0 | 0 | 0 | 0 | 0
[7 empty] | 0 | 0 | 0 | 0 | 0 | 0
[7 empty] | 0 | 0 | 0 | 0 | 0 | 0
[7 empty] | 0 | 0 | 0 | 0 | 0 | 0
[7 empty] | 0 | 0 | 0 | 0 | 0 | 0
[7 empty] | 0 | 0 | 0 | 0 | 0 | 0
[7 empty] | 0 | 0 | 0 | 0 | 0 | 0
[7 empty] | 0.00067972 | 0.00029216 | 0.00044013 | 0.00078656 | 0.00071792 | 0.00019047
[7 empty] | 0.029653 | 0.026489 | 0.018203 | 0.038457 | 0.02974 | 0.021537
[7 empty] | 0.092611 | 0.10323 | 0.058505 | 0.1318 | 0.092969 | 0.070017
[7 empty] | 0.17226 | 0.20103 | 0.10658 | 0.24367 | 0.17277 | 0.12751
[7 empty] | 0.26818 | 0.28048 | 0.14546 | 0.34744 | 0.2375 | 0.19228
[7 empty] | 0.34791 | 0.32952 | 0.16956 | 0.41301 | 0.27393 | 0.24289
[7 empty] | 0.39732 | 0.34549 | 0.17719 | 0.43327 | 0.27867 | 0.2705
[7 empty] | 0.38544 | 0.34031 | 0.17431 | 0.43362 | 0.27165 | 0.28057
[7 empty] | 0.34709 | 0.31035 | 0.15853 | 0.40112 | 0.24482 | 0.26918
[7 empty] | 0.28651 | 0.25781 | 0.13218 | 0.33837 | 0.20133 | 0.23629
[7 empty] | 0.20524 | 0.18186 | 0.10092 | 0.2412 | 0.15918 | 0.19002
[7 empty] | 0.11752 | 0.10317 | 0.064057 | 0.13857 | 0.10436 | 0.12446
[7 empty] | 0.041742 | 0.036954 | 0.027371 | 0.049904 | 0.0436 | 0.05057
[7 empty] | 0.0044317 | 0.0040043 | 0.0035434 | 0.0047235 | 0.0042009 | 0.0047478
[7 empty] | 0 | 0 | 0 | 0 | 0 | 0
[7 empty] | 0 | 0 | 0 | 0 | 0 | 0
[7 empty] | 0 | 0 | 0 | 0 | 0 | 0
[7 empty] | 0 | 0 | 0 | 0 | 0 | 0
[7 empty] | 0 | 0 | 0 | 0 | 0 | 0
[7 empty] | 0 | 0 | 0 | 0 | 0 | 0
[7 empty] | 0 | 0 | 0 | 0 | 0 | 0
[7 empty] | 0 | 0 | 0 | 0 | 0 | 0
[7 empty] | 0 | 0 | 0 | 0 | 0 | 0
[7 empty] | 0 | 0 | 0 | 0 | 0 | 0
[7 empty] | 0.00031248 | 0.00033957 | 0.00016654 | 0.00044728 | 0.00052902 | 0.00039573
[7 empty] | 0.020079 | 0.027501 | 0.022907 | 0.022257 | 0.029626 | 0.03181
[7 empty] | 0.068869 | 0.098487 | 0.090524 | 0.070528 | 0.10527 | 0.11434
[7 empty] | 0.13588 | 0.19144 | 0.18705 | 0.12695 | 0.21102 | 0.21905
[7 empty] | 0.20972 | 0.30657 | 0.30026 | 0.19933 | 0.30722 | 0.326
[7 empty] | 0.26974 | 0.40572 | 0.39683 | 0.2628 | 0.37239 | 0.40354
[7 empty] | 0.30468 | 0.46496 | 0.4553 | 0.30596 | 0.39717 | 0.44006
[7 empty] | 0.32137 | 0.48313 | 0.44054 | 0.30581 | 0.40793 | 0.44338
[7 empty] | 0.31485 | 0.46367 | 0.39483 | 0.28277 | 0.38797 | 0.41323
[7 empty] | 0.28394 | 0.4047 | 0.32449 | 0.23876 | 0.33673 | 0.35164
[7 empty] | 0.23577 | 0.31923 | 0.23672 | 0.18024 | 0.27403 | 0.25848
[7 empty] | 0.16228 | 0.20154 | 0.13938 | 0.11083 | 0.18266 | 0.15403
[7 empty] | 0.067747 | 0.074174 | 0.050784 | 0.043928 | 0.072944 | 0.058003
[7 empty] | 0.0056228 | 0.0069269 | 0.0044833 | 0.0040165 | 0.0061425 | 0.004864
[7 empty] | 0 | 0 | 0 | 0 | 0 | 0
[7 empty] | 0 | 0 | 0 | 0 | 0 | 0
[7 empty] | 0 | 0 | 0 | 0 | 0 | 0
[7 empty] | 0 | 0 | 0 | 0 | 0 | 0
[7 empty] | 0 | 0 | 0 | 0 | 0 | 0
[7 empty] | 0 | 0 | 0 | 0 | 0 | 0
[7 empty] | 0 | 0 | 0 | 0 | 0 | 0
[7 empty] | 0 | 0 | 0 | 0 | 0 | 0
[7 empty] | 0 | 0 | 0 | 0 | 0 | 0
[7 empty] | 0 | 0 | 0 | 0 | 0 | 0
[7 empty] | 0.00066533 | 0.00081967 | 0.00022211 | 0.00031801 | 0.00056448 | 0.00050138
[7 empty] | 0.036243 | 0.038836 | 0.021376 | 0.022956 | 0.032198 | 0.027612
[7 empty] | 0.1313 | 0.14128 | 0.079076 | 0.075913 | 0.11599 | 0.092908
[7 empty] | 0.26524 | 0.25982 | 0.15515 | 0.13778 | 0.23214 | 0.17226
[7 empty] | 0.36354 | 0.34843 | 0.26231 | 0.20851 | 0.35553 | 0.24899
[7 empty] | 0.41063 | 0.39601 | 0.36267 | 0.26422 | 0.45013 | 0.30133
[7 empty] | 0.40549 | 0.40355 | 0.42981 | 0.29491 | 0.50069 | 0.32065
[7 empty] | 0.4189 | 0.40631 | 0.45697 | 0.32734 | 0.52929 | 0.32049
[7 empty] | 0.4006 | 0.37953 | 0.44888 | 0.33558 | 0.5181 | 0.2959
[7 empty] | 0.34974 | 0.32323 | 0.40054 | 0.31361 | 0.46311 | 0.24936
[7 empty] | 0.26626 | 0.24338 | 0.29639 | 0.2414 | 0.35616 | 0.18224
[7 empty] | 0.164 | 0.147 | 0.17502 | 0.14996 | 0.2191 | 0.10797
[7 empty] | 0.060599 | 0.052243 | 0.060667 | 0.056296 | 0.07756 | 0.040151
[7 empty] | 0.0051344 | 0.0039718 | 0.0046884 | 0.0045791 | 0.0064401 | 0.0036301
[7 empty] | 0 | 0 | 0 | 0 | 0 | 0
[7 empty] | 0 | 0 | 0 | 0 | 0 | 0
[7 empty] | 0 | 0 | 0 | 0 | 0 | 0
[7 empty] | 0 | 0 | 0 | 0 | 0 | 0
[7 empty] | 0 | 0 | 0 | 0 | 0 | 0
[7 empty] | 0 | 0 | 0 | 0 | 0 | 0
[7 empty] | 0 | 0 | 0 | 0 | 0 | 0
[7 empty] | 0 | 0 | 0 | 0 | 0 | 0
[7 empty] | 0 | 0 | 0 | 0 | 0 | 0
[7 empty] | 0 | 0 | 0 | 0 | 0 | 0
[7 empty] | 0.00058822 | 0.00029682 | 0.0003535 | 0.00045682 | 0.00052247 | 0.00019229
[7 empty] | 0.036329 | 0.022258 | 0.018293 | 0.034255 | 0.03383 | 0.020314
[7 empty] | 0.13987 | 0.087303 | 0.066655 | 0.13094 | 0.1304 | 0.07394
[7 empty] | 0.2905 | 0.16913 | 0.12585 | 0.2512 | 0.26804 | 0.1414
[7 empty] | 0.42091 | 0.23988 | 0.18794 | 0.37366 | 0.40097 | 0.21233
[7 empty] | 0.50338 | 0.28552 | 0.23681 | 0.46077 | 0.49453 | 0.26656
[7 empty] | 0.52789 | 0.30337 | 0.26276 | 0.50016 | 0.53567 | 0.29409
[7 empty] | 0.53567 | 0.28561 | 0.26302 | 0.50309 | 0.53699 | 0.30265
[7 empty] | 0.50278 | 0.24824 | 0.24254 | 0.46736 | 0.4983 | 0.28858
[7 empty] | 0.43076 | 0.19605 | 0.20383 | 0.39481 | 0.42094 | 0.25167
[7 empty] | 0.33976 | 0.13529 | 0.15539 | 0.29429 | 0.30579 | 0.18735
[7 empty] | 0.21539 | 0.073885 | 0.096464 | 0.17489 | 0.1739 | 0.11313
[7 empty] | 0.079429 | 0.024133 | 0.037323 | 0.060607 | 0.054469 | 0.042367
[7 empty] | 0.0065153 | 0.0017699 | 0.0029092 | 0.0048408 | 0.0039343 | 0.0033236
[7 empty] | 0 | 0 | 0 | 0 | 0 | 0
[7 empty] | 0 | 0 | 0 | 0 | 0 | 0
[7 empty] | 0 | 0 | 0 | 0 | 0 | 0
[7 empty] | 0 | 0 | 0 | 0 | 0 | 0
[7 empty] | 0 | 0 | 0 | 0 | 0 | 0
[7 empty] | 0 | 0 | 0 | 0 | 0 | 0
[7 empty] | 0 | 0 | 0 | 0 | 0 | 0
[7 empty] | 0 | 0 | 0 | 0 | 0 | 0
[7 empty] | 0 | 0 | 0 | 0 | 0 | 0
[7 empty] | 0 | 0 | 0 | 0 | 0 | 0
[7 empty] | 0.00052967 | 0.00018815 | 0.00022738 | 0.00047174 | 0.00019251 | 0.00047355
[7 empty] | 0.034838 | 0.024814 | 0.026066 | 0.033714 | 0.023725 | 0.034405
[7 empty] | 0.13645 | 0.11015 | 0.11151 | 0.13127 | 0.09268 | 0.13462
[7 empty] | 0.28289 | 0.23193 | 0.22923 | 0.25477 | 0.19328 | 0.26602
[7 empty] | 0.43115 | 0.35239 | 0.35537 | 0.35921 | 0.29482 | 0.37487
[7 empty] | 0.54001 | 0.44214 | 0.4538 | 0.4198 | 0.37177 | 0.43745
[7 empty] | 0.59232 | 0.48623 | 0.50655 | 0.4322 | 0.4091 | 0.44879
[7 empty] | 0.60643 | 0.46334 | 0.52204 | 0.39813 | 0.40102 | 0.42206
[7 empty] | 0.57512 | 0.4071 | 0.49674 | 0.3375 | 0.36244 | 0.36596
[7 empty] | 0.4975 | 0.32457 | 0.42907 | 0.25973 | 0.29778 | 0.28807
[7 empty] | 0.37665 | 0.22718 | 0.32288 | 0.1742 | 0.21243 | 0.20087
[7 empty] | 0.22579 | 0.12683 | 0.19233 | 0.092086 | 0.1202 | 0.11185
[7 empty] | 0.075878 | 0.042498 | 0.064661 | 0.02841 | 0.040699 | 0.038173
[7 empty] | 0.0061306 | 0.0030212 | 0.0044373 | 0.0021519 | 0.0027501 | 0.0028522
[7 empty] | 0 | 0 | 0 | 0 | 0 | 0
[7 empty] | 0 | 0 | 0 | 0 | 0 | 0
[7 empty] | 0 | 0 | 0 | 0 | 0 | 0
[7 empty] | 0 | 0 | 0 | 0 | 0 | 0
[7 empty] | 0 | 0 | 0 | 0 | 0 | 0
[7 empty] | 0 | 0 | 0 | 0 | 0 | 0
[7 empty] | 0 | 0 | 0 | 0 | 0 | 0
[7 empty] | 0 | 0 | 0 | 0 | 0 | 0
[7 empty] | 0 | 0 | 0 | 0 | 0 | 0
[7 empty] | 0 | 0 | 0 | 0 | 0 | 0
[7 empty] | 0.00033496 | 0.00031042 | 0.00035312 | 0 | 0.00021065 | 0.00019616
[7 empty] | 0.020907 | 0.025005 | 0.034519 | 0.016774 | 0.025796 | 0.024058
[7 empty] | 0.067329 | 0.10019 | 0.1534 | 0.067571 | 0.10842 | 0.092593
[7 empty] | 0.12216 | 0.1973 | 0.3122 | 0.13393 | 0.23225 | 0.18108
[7 empty] | 0.19007 | 0.28349 | 0.44073 | 0.19876 | 0.35288 | 0.27685
[7 empty] | 0.24854 | 0.34234 | 0.51945 | 0.2449 | 0.44215 | 0.35156
[7 empty] | 0.28761 | 0.36744 | 0.54279 | 0.26601 | 0.48447 | 0.39259
[7 empty] | 0.26357 | 0.36215 | 0.52572 | 0.24106 | 0.43461 | 0.381
[7 empty] | 0.22258 | 0.33234 | 0.47035 | 0.20095 | 0.35286 | 0.34113
[7 empty] | 0.17035 | 0.27853 | 0.38358 | 0.15161 | 0.25646 | 0.2794
[7 empty] | 0.13208 | 0.18341 | 0.27148 | 0.095541 | 0.19412 | 0.1961
[7 empty] | 0.084543 | 0.095452 | 0.15287 | 0.04675 | 0.11883 | 0.11022
[7 empty] | 0.033438 | 0.029597 | 0.050308 | 0.013189 | 0.043514 | 0.036898
[7 empty] | 0.002043 | 0.0019125 | 0.0030279 | 0.00084611 | 0.0027019 | 0.0026277
[7 empty] | 0 | 0 | 0 | 0 | 0 | 0
[7 empty] | 0 | 0 | 0 | 0 | 0 | 0
[7 empty] | 0 | 0 | 0 | 0 | 0 | 0
[7 empty] | 0 | 0 | 0 | 0 | 0 | 0
[7 empty] | 0 | 0 | 0 | 0 | 0 | 0
[7 empty] | 0 | 0 | 0 | 0 | 0 | 0
[7 empty] | 0 | 0 | 0 | 0 | 0 | 0
[7 empty] | 0 | 0 | 0 | 0 | 0 | 0
[7 empty] | 0 | 0 | 0 | 0 | 0 | 0
[7 empty] | 0 | 0 | 0 | 0 | 0 | 0
[7 empty] | 0.00020542 | 0.00029073 | 0 | 1.18e-05 | 5.46e-05 | 2.7e-05
[7 empty] | 0.019391 | 0.025206 | 0.014353 | 0.011633 | 0.018263 | 0.024338
[7 empty] | 0.076104 | 0.10704 | 0.069213 | 0.050918 | 0.072019 | 0.10957
[7 empty] | 0.15562 | 0.2183 | 0.14981 | 0.10444 | 0.14486 | 0.23134
[7 empty] | 0.23503 | 0.32221 | 0.22381 | 0.16976 | 0.21977 | 0.35379
[7 empty] | 0.29547 | 0.39846 | 0.27656 | 0.22686 | 0.27498 | 0.44409
[7 empty] | 0.32543 | 0.43358 | 0.29933 | 0.26395 | 0.30216 | 0.4887
[7 empty] | 0.31777 | 0.42136 | 0.27326 | 0.27969 | 0.30217 | 0.46414
[7 empty] | 0.28721 | 0.37847 | 0.23044 | 0.27288 | 0.2787 | 0.40523
[7 empty] | 0.23717 | 0.31044 | 0.1778 | 0.24166 | 0.23349 | 0.32068
[7 empty] | 0.17076 | 0.23211 | 0.13059 | 0.18813 | 0.1674 | 0.2131
[7 empty] | 0.097525 | 0.13869 | 0.077108 | 0.11668 | 0.093557 | 0.11049
[7 empty] | 0.032551 | 0.048264 | 0.027398 | 0.041004 | 0.028463 | 0.032342
[7 empty] | 0.0020686 | 0.0028094 | 0.001646 | 0.0029419 | 0.0016008 | 0.0020442
[7 empty] | 0 | 0 | 0 | 0 | 0 | 0
[7 empty] | 0 | 0 | 0 | 0 | 0 | 0
[7 empty] | 0 | 0 | 0 | 0 | 0 | 0
[7 empty] | 0 | 0 | 0 | 0 | 0 | 0
[7 empty] | 0 | 0 | 0 | 0 | 0 | 0
[7 empty] | 0 | 0 | 0 | 0 | 0 | 0
[7 empty] | 0 | 0 | 0 | 0 | 0 | 0
[7 empty] | 0 | 0 | 0 | 0 | 0 | 0
[7 empty] | 0 | 0 | 0 | 0 | 0 | 0
[7 empty] | 0 | 0 | 0 | 0 | 0 | 0
[7 empty] | 1.02e-05 | 0.00022922 | 8e-05 | 0.00011371 | 3.21e-05 | 7.13e-06
[7 empty] | 0.014402 | 0.030973 | 0.023609 | 0.025415 | 0.012418 | 0.0088912
[7 empty] | 0.059598 | 0.14374 | 0.12122 | 0.11383 | 0.05431 | 0.038125
[7 empty] | 0.12282 | 0.30287 | 0.25963 | 0.23353 | 0.1151 | 0.076368
[7 empty] | 0.18968 | 0.46733 | 0.37758 | 0.35054 | 0.18497 | 0.14162
[7 empty] | 0.24396 | 0.58908 | 0.45466 | 0.43292 | 0.24676 | 0.21089
[7 empty] | 0.27529 | 0.64819 | 0.48334 | 0.46795 | 0.28753 | 0.26837
[7 empty] | 0.24417 | 0.64055 | 0.47779 | 0.47595 | 0.29744 | 0.31782
[7 empty] | 0.19624 | 0.58529 | 0.43537 | 0.44538 | 0.28372 | 0.34369
[7 empty] | 0.13975 | 0.48487 | 0.35974 | 0.37801 | 0.24697 | 0.33444
[7 empty] | 0.099541 | 0.35353 | 0.26595 | 0.26746 | 0.17875 | 0.25223
[7 empty] | 0.056162 | 0.20044 | 0.15471 | 0.14834 | 0.1032 | 0.15071
[7 empty] | 0.01893 | 0.060678 | 0.049698 | 0.045577 | 0.035355 | 0.050365
[7 empty] | 0.0011874 | 0.0035442 | 0.0028733 | 0.0029116 | 0.0017186 | 0.0032738
[7 empty] | 0 | 0 | 0 | 0 | 0 | 0
[7 empty] | 0 | 0 | 0 | 0 | 0 | 0
[7 empty] | 0 | 0 | 0 | 0 | 0 | 0
[7 empty] | 0 | 0 | 0 | 0 | 0 | 0
[7 empty] | 0 | 0 | 0 | 0 | 0 | 0
[7 empty] | 0 | 0 | 0 | 0 | 0 | 0
[7 empty] | 0 | 0 | 0 | 0 | 0 | 0
[7 empty] | 0 | 0 | 0 | 0 | 0 | 0
[7 empty] | 0 | 0 | 0 | 0 | 0 | 0
[7 empty] | 0 | 0 | 0 | 0 | 0 | 0
[7 empty] | 4.81e-05 | 0.00019552 | 7.33e-05 | 3.75e-05 | 9.88e-05 | 0.00010186
[7 empty] | 0.018068 | 0.028261 | 0.025371 | 0.011542 | 0.022736 | 0.022592
[7 empty] | 0.076658 | 0.12981 | 0.12303 | 0.047492 | 0.099366 | 0.099718
[7 empty] | 0.16039 | 0.26278 | 0.26635 | 0.093758 | 0.21095 | 0.20571
[7 empty] | 0.24555 | 0.36666 | 0.41223 | 0.14215 | 0.29017 | 0.33761
[7 empty] | 0.31151 | 0.43087 | 0.52014 | 0.17941 | 0.33157 | 0.45223
[7 empty] | 0.34637 | 0.45168 | 0.57211 | 0.19803 | 0.3345 | 0.5244
[7 empty] | 0.35224 | 0.44424 | 0.56954 | 0.19756 | 0.32224 | 0.54522
[7 empty] | 0.33283 | 0.40403 | 0.52423 | 0.18134 | 0.28434 | 0.52108
[7 empty] | 0.28852 | 0.33368 | 0.43726 | 0.15143 | 0.22667 | 0.45079
[7 empty] | 0.21592 | 0.23633 | 0.31865 | 0.10635 | 0.15741 | 0.32466
[7 empty] | 0.12956 | 0.1308 | 0.18081 | 0.059172 | 0.085255 | 0.18289
[7 empty] | 0.043189 | 0.039402 | 0.054566 | 0.018815 | 0.02637 | 0.055397
[7 empty] | 0.0023966 | 0.0017957 | 0.0029363 | 0.00088469 | 0.0011696 | 0.0036528
[7 empty] | 0 | 0 | 0 | 0 | 0 | 0
[7 empty] | 0 | 0 | 0 | 0 | 0 | 0
[7 empty] | 0 | 0 | 0 | 0 | 0 | 0
[7 empty] | 0 | 0 | 0 | 0 | 0 | 0
[7 empty] | 0 | 0 | 0 | 0 | 0 | 0
[7 empty] | 0 | 0 | 0 | 0 | 0 | 0
[7 empty] | 0 | 0 | 0 | 0 | 0 | 0
[7 empty] | 0 | 0 | 0 | 0 | 0 | 0
[7 empty] | 0 | 0 | 0 | 0 | 0 | 0
[7 empty] | 0 | 0 | 0 | 0 | 0 | 0
[7 empty] | 0.00010103 | 0.00011972 | 6.23e-05 | 8.43e-06 | 3.41e-05 | 6.83e-05
[7 empty] | 0.022956 | 0.029003 | 0.02233 | 0.0088215 | 0.02087 | 0.028348
[7 empty] | 0.099661 | 0.15191 | 0.11496 | 0.038864 | 0.098155 | 0.13851
[7 empty] | 0.21116 | 0.32568 | 0.2531 | 0.077576 | 0.21511 | 0.29643
[7 empty] | 0.28801 | 0.47039 | 0.40563 | 0.11158 | 0.29696 | 0.44885
[7 empty] | 0.32253 | 0.56599 | 0.52592 | 0.13316 | 0.33506 | 0.55616
[7 empty] | 0.31596 | 0.6055 | 0.59017 | 0.14006 | 0.32966 | 0.60344
[7 empty] | 0.27024 | 0.60125 | 0.59697 | 0.13683 | 0.31352 | 0.60178
[7 empty] | 0.20908 | 0.5521 | 0.55677 | 0.12256 | 0.2738 | 0.55282
[7 empty] | 0.14375 | 0.45906 | 0.46976 | 0.099705 | 0.21639 | 0.45981
[7 empty] | 0.11117 | 0.33543 | 0.34073 | 0.076641 | 0.1575 | 0.33397
[7 empty] | 0.070162 | 0.1896 | 0.19137 | 0.047158 | 0.091119 | 0.18834
[7 empty] | 0.025976 | 0.055773 | 0.056007 | 0.01629 | 0.03007 | 0.05544
[7 empty] | 0.0012907 | 0.0027523 | 0.0026066 | 0.0006307 | 0.0012282 | 0.0031352
[7 empty] | 0 | 0 | 0 | 0 | 0 | 0
[7 empty] | 0 | 0 | 0 | 0 | 0 | 0
[7 empty] | 0 | 0 | 0 | 0 | 0 | 0
[7 empty] | 0 | 0 | 0 | 0 | 0 | 0
[7 empty] | 0 | 0 | 0 | 0 | 0 | 0
[7 empty] | 0 | 0 | 0 | 0 | 0 | 0
[7 empty] | 0 | 0 | 0 | 0 | 0 | 0
[7 empty] | 0 | 0 | 0 | 0 | 0 | 0
[7 empty] | 0 | 0 | 0 | 0 | 0 | 0
[7 empty] | 0 | 0 | 0 | 0 | 0 | 0
[7 empty] | 8.12e-06 | 0.00011434 | 0 | 5.35e-06 | 5.35e-06 | 2.01e-05
[7 empty] | 0.014071 | 0.030881 | 0.014601 | 0.0097642 | 0.016461 | 0.020531
[7 empty] | 0.060362 | 0.16638 | 0.078648 | 0.048597 | 0.081252 | 0.099291
[7 empty] | 0.12385 | 0.35849 | 0.17833 | 0.10329 | 0.1798 | 0.2171
[7 empty] | 0.17969 | 0.50811 | 0.30794 | 0.1595 | 0.27624 | 0.31885
[7 empty] | 0.21504 | 0.59864 | 0.42168 | 0.20336 | 0.34994 | 0.38542
[7 empty] | 0.22613 | 0.62708 | 0.49186 | 0.22656 | 0.38669 | 0.40883
[7 empty] | 0.20253 | 0.61035 | 0.51223 | 0.23192 | 0.36033 | 0.35347
[7 empty] | 0.16441 | 0.54779 | 0.49121 | 0.2181 | 0.30674 | 0.27858
[7 empty] | 0.1191 | 0.44426 | 0.4255 | 0.18634 | 0.23573 | 0.1971
[7 empty] | 0.091689 | 0.30894 | 0.30874 | 0.14409 | 0.17084 | 0.1175
[7 empty] | 0.057407 | 0.16466 | 0.17308 | 0.088717 | 0.098008 | 0.053541
[7 empty] | 0.021061 | 0.045061 | 0.049887 | 0.030128 | 0.031228 | 0.013331
[7 empty] | 0.00081349 | 0.0017237 | 0.0019384 | 0.001258 | 0.0013657 | 0.00053482
[7 empty] | 0 | 0 | 0 | 0 | 0 | 0
[7 empty] | 0 | 0 | 0 | 0 | 0 | 0
[7 empty] | 0 | 0 | 0 | 0 | 0 | 0
[7 empty] | 0 | 0 | 0 | 0 | 0 | 0
[7 empty] | 0 | 0 | 0 | 0 | 0 | 0
[7 empty] | 0 | 0 | 0 | 0 | 0 | 0
[7 empty] | 0 | 0 | 0 | 0 | 0 | 0
[7 empty] | 0 | 0 | 0 | 0 | 0 | 0
[7 empty] | 0 | 0 | 0 | 0 | 0 | 0
[7 empty] | 0 | 0 | 0 | 0 | 0 | 0
[7 empty] | 0 | 2.27e-05 | 2.69e-05 | 7.13e-06 | 1.78e-06 | 0
[7 empty] | 0.0041956 | 0.023713 | 0.017687 | 0.011199 | 0.020503 | 0.019412
[7 empty] | 0.021917 | 0.12671 | 0.092869 | 0.055585 | 0.10732 | 0.1059
[7 empty] | 0.046412 | 0.27622 | 0.21033 | 0.11805 | 0.2445 | 0.24184
[7 empty] | 0.078228 | 0.40239 | 0.37724 | 0.19197 | 0.38098 | 0.37184
[7 empty] | 0.1078 | 0.48499 | 0.52364 | 0.25616 | 0.48342 | 0.46767
[7 empty] | 0.12891 | 0.51596 | 0.6105 | 0.29676 | 0.5335 | 0.51273
[7 empty] | 0.12762 | 0.51836 | 0.60971 | 0.30226 | 0.55167 | 0.52457
[7 empty] | 0.11557 | 0.47779 | 0.56143 | 0.28348 | 0.52463 | 0.49504
[7 empty] | 0.094504 | 0.39694 | 0.46757 | 0.24143 | 0.45175 | 0.42361
[7 empty] | 0.069719 | 0.28449 | 0.33509 | 0.17583 | 0.32837 | 0.30951
[7 empty] | 0.041016 | 0.15683 | 0.18327 | 0.10052 | 0.18358 | 0.17468
[7 empty] | 0.013803 | 0.043392 | 0.049813 | 0.031092 | 0.050842 | 0.049911
[7 empty] | 0.00049897 | 0.00123 | 0.0014289 | 0.001145 | 0.0019093 | 0.0019435
[7 empty] | 0 | 0 | 0 | 0 | 0 | 0
[7 empty] | 0 | 0 | 0 | 0 | 0 | 0
[7 empty] | 0 | 0 | 0 | 0 | 0 | 0
[7 empty] | 0 | 0 | 0 | 0 | 0 | 0
[7 empty] | 0 | 0 | 0 | 0 | 0 | 0
[7 empty] | 0 | 0 | 0 | 0 | 0 | 0
[7 empty] | 0 | 0 | 0 | 0 | 0 | 0
[7 empty] | 0 | 0 | 0 | 0 | 0 | 0
[7 empty] | 0 | 0 | 0 | 0 | 0 | 0
[7 empty] | 0 | 0 | 0 | 0 | 0 | 0
[7 empty] | 0 | 5.11e-05 | 3.25e-06 | 0 | 8.12e-06 | 3.54e-05
[7 empty] | 0.0068939 | 0.027103 | 0.01529 | 0.0087638 | 0.022736 | 0.020097
[7 empty] | 0.039275 | 0.15627 | 0.086491 | 0.045233 | 0.12408 | 0.10671
[7 empty] | 0.087831 | 0.34497 | 0.20101 | 0.096668 | 0.28362 | 0.23831
[7 empty] | 0.14169 | 0.48934 | 0.34506 | 0.15041 | 0.43726 | 0.36893
[7 empty] | 0.18629 | 0.57566 | 0.46878 | 0.19225 | 0.54825 | 0.46612
[7 empty] | 0.21286 | 0.60063 | 0.54117 | 0.21382 | 0.59949 | 0.51342
[7 empty] | 0.23276 | 0.58425 | 0.52661 | 0.20732 | 0.61413 | 0.51104
[7 empty] | 0.23415 | 0.52384 | 0.47187 | 0.1839 | 0.57982 | 0.4681
[7 empty] | 0.21398 | 0.42395 | 0.38263 | 0.14762 | 0.49627 | 0.3876
[7 empty] | 0.13895 | 0.30217 | 0.26658 | 0.10323 | 0.35404 | 0.27389
[7 empty] | 0.06766 | 0.16346 | 0.14295 | 0.056761 | 0.19141 | 0.14808
[7 empty] | 0.016691 | 0.043174 | 0.038412 | 0.017569 | 0.049709 | 0.039713
[7 empty] | 0.00047307 | 0.00089038 | 0.00084329 | 0.00059453 | 0.0015336 | 0.0010607
[7 empty] | 0 | 0 | 0 | 0 | 0 | 0
[7 empty] | 0 | 0 | 0 | 0 | 0 | 0
[7 empty] | 0 | 0 | 0 | 0 | 0 | 0
[7 empty] | 0 | 0 | 0 | 0 | 0 | 0
[7 empty] | 0 | 0 | 0 | 0 | 0 | 0
[7 empty] | 0 | 0 | 0 | 0 | 0 | 0
[7 empty] | 0 | 0 | 0 | 0 | 0 | 0
[7 empty] | 0 | 0 | 0 | 0 | 0 | 0
[7 empty] | 0 | 0 | 0 | 0 | 0 | 0
[7 empty] | 0 | 0 | 0 | 0 | 0 | 0
[7 empty] | 0 | 3.54e-05 | 0 | 4.87e-06 | 1.62e-06 | 0
[7 empty] | 0.016353 | 0.025944 | 0.022748 | 0.011532 | 0.02149 | 0.0039754
[7 empty] | 0.08623 | 0.1577 | 0.13984 | 0.064414 | 0.12087 | 0.023494
[7 empty] | 0.19479 | 0.35581 | 0.32069 | 0.14622 | 0.27702 | 0.051692
[7 empty] | 0.31222 | 0.51514 | 0.46664 | 0.23387 | 0.42591 | 0.077917
[7 empty] | 0.40776 | 0.61636 | 0.56022 | 0.30569 | 0.53221 | 0.096741
[7 empty] | 0.46117 | 0.65222 | 0.59356 | 0.34568 | 0.57965 | 0.10477
[7 empty] | 0.42879 | 0.63793 | 0.58262 | 0.33436 | 0.58267 | 0.10266
[7 empty] | 0.36612 | 0.57508 | 0.52607 | 0.29659 | 0.53855 | 0.091686
[7 empty] | 0.28283 | 0.46769 | 0.42854 | 0.23729 | 0.45009 | 0.074027
[7 empty] | 0.2012 | 0.33709 | 0.30652 | 0.16025 | 0.31779 | 0.056539
[7 empty] | 0.11034 | 0.18431 | 0.16654 | 0.083251 | 0.16901 | 0.034214
[7 empty] | 0.030508 | 0.048768 | 0.04344 | 0.022053 | 0.041846 | 0.011274
[7 empty] | 0.00085968 | 0.00094031 | 0.00073037 | 0.00055663 | 0.00088831 | 0.00037342
[7 empty] | 0 | 0 | 0 | 0 | 0 | 0
[7 empty] | 0 | 0 | 0 | 0 | 0 | 0
[7 empty] | 0 | 0 | 0 | 0 | 0 | 0
[7 empty] | 0 | 0 | 0 | 0 | 0 | 0
[7 empty] | 0 | 0 | 0 | 0 | 0 | 0
[7 empty] | 0 | 0 | 0 | 0 | 0 | 0
[7 empty] | 0 | 0 | 0 | 0 | 0 | 0
[7 empty] | 0 | 0 | 0 | 0 | 0 | 0
[7 empty] | 0 | 0 | 0 | 0 | 0 | 0
[7 empty] | 0 | 0 | 0 | 0 | 0 | 0
[7 empty] | 0 | 9.74e-06 | 0 | 0 | 0 | 0
[7 empty] | 0.015028 | 0.025122 | 0.01238 | 0.012877 | 0.016566 | 0.010232
[7 empty] | 0.085025 | 0.16202 | 0.074456 | 0.077739 | 0.087241 | 0.06187
[7 empty] | 0.19608 | 0.37088 | 0.17178 | 0.18383 | 0.19146 | 0.14469
[7 empty] | 0.31243 | 0.53115 | 0.24881 | 0.30184 | 0.28574 | 0.21869
[7 empty] | 0.40335 | 0.62847 | 0.30087 | 0.40159 | 0.35021 | 0.2739
[7 empty] | 0.45184 | 0.65927 | 0.32195 | 0.46024 | 0.37576 | 0.30135
[7 empty] | 0.46577 | 0.64576 | 0.32278 | 0.46044 | 0.32493 | 0.30076
[7 empty] | 0.44186 | 0.58322 | 0.29807 | 0.42226 | 0.25162 | 0.27654
[7 empty] | 0.38032 | 0.47517 | 0.24928 | 0.3497 | 0.1709 | 0.23013
[7 empty] | 0.26878 | 0.34189 | 0.18031 | 0.25443 | 0.12239 | 0.17885
[7 empty] | 0.14431 | 0.18577 | 0.10061 | 0.14212 | 0.069225 | 0.10857
[7 empty] | 0.037482 | 0.048053 | 0.027489 | 0.037679 | 0.021197 | 0.032605
[7 empty] | 0.00098411 | 0.00076597 | 0.00035318 | 0.00063246 | 0.00052885 | 0.00069606
[7 empty] | 0 | 0 | 0 | 0 | 0 | 0
[7 empty] | 0 | 0 | 0 | 0 | 0 | 0
[7 empty] | 0 | 0 | 0 | 0 | 0 | 0
[7 empty] | 0 | 0 | 0 | 0 | 0 | 0
[7 empty] | 0 | 0 | 0 | 0 | 0 | 0
[7 empty] | 0 | 0 | 0 | 0 | 0 | 0
[7 empty] | 0 | 0 | 0 | 0 | 0 | 0
[7 empty] | 0 | 0 | 0 | 0 | 0 | 0
[7 empty] | 0 | 0 | 0 | 0 | 0 | 0
[7 empty] | 0 | 0 | 0 | 0 | 0 | 0
[7 empty] | 0 | 0 | 0 | 0 | 0 | 0
[7 empty] | 0.01866 | 0.020479 | 0.0041354 | 0.017463 | 0.010495 | 0.0059702
[7 empty] | 0.10725 | 0.13545 | 0.027507 | 0.10983 | 0.062473 | 0.038397
[7 empty] | 0.24633 | 0.31626 | 0.062811 | 0.26227 | 0.14392 | 0.089785
[7 empty] | 0.38395 | 0.46162 | 0.10489 | 0.40149 | 0.23994 | 0.15229
[7 empty] | 0.48654 | 0.55573 | 0.14131 | 0.49915 | 0.32524 | 0.20998
[7 empty] | 0.5361 | 0.59075 | 0.16387 | 0.54022 | 0.38108 | 0.24952
[7 empty] | 0.54181 | 0.58218 | 0.18686 | 0.51503 | 0.36129 | 0.26097
[7 empty] | 0.5032 | 0.52758 | 0.19285 | 0.44896 | 0.31301 | 0.24974
[7 empty] | 0.42239 | 0.43062 | 0.17779 | 0.35242 | 0.24448 | 0.21554
[7 empty] | 0.29077 | 0.31123 | 0.1398 | 0.23679 | 0.16103 | 0.16267
[7 empty] | 0.14921 | 0.16916 | 0.085493 | 0.12034 | 0.07969 | 0.094752
[7 empty] | 0.034832 | 0.0425 | 0.025998 | 0.028696 | 0.018821 | 0.026479
[7 empty] | 0.00056069 | 0.00046823 | 0.00036985 | 0.00038582 | 0.00033308 | 0.00028804
[7 empty] | 0 | 0 | 0 | 0 | 0 | 0
[7 empty] | 0 | 0 | 0 | 0 | 0 | 0
[7 empty] | 0 | 0 | 0 | 0 | 0 | 0
[7 empty] | 0 | 0 | 0 | 0 | 0 | 0
[7 empty] | 0 | 0 | 0 | 0 | 0 | 0
[7 empty] | 0 | 0 | 0 | 0 | 0 | 0
[7 empty] | 0 | 0 | 0 | 0 | 0 | 0
[7 empty] | 0 | 0 | 0 | 0 | 0 | 0
[7 empty] | 0 | 0 | 0 | 0 | 0 | 0
[7 empty] | 0 | 0 | 0 | 0 | 0 | 0
[7 empty] | 0 | 0 | 0 | 0 | 0 | 0
[7 empty] | 0.014835 | 0.021975 | 0.008388 | 0.00876 | 0.015964 | 0.0065173
[7 empty] | 0.086201 | 0.15586 | 0.061939 | 0.059022 | 0.10163 | 0.045324
[7 empty] | 0.19716 | 0.36823 | 0.15576 | 0.14379 | 0.244 | 0.1103
[7 empty] | 0.31736 | 0.53307 | 0.25175 | 0.22748 | 0.37781 | 0.17938
[7 empty] | 0.41298 | 0.63554 | 0.32776 | 0.29277 | 0.47309 | 0.23651
[7 empty] | 0.46519 | 0.67066 | 0.36785 | 0.32613 | 0.51364 | 0.27018
[7 empty] | 0.45591 | 0.65839 | 0.38577 | 0.30962 | 0.52283 | 0.27133
[7 empty] | 0.40857 | 0.59569 | 0.36926 | 0.26938 | 0.48977 | 0.24917
[7 empty] | 0.32972 | 0.48577 | 0.31798 | 0.21124 | 0.41563 | 0.20597
[7 empty] | 0.23039 | 0.34843 | 0.24021 | 0.14538 | 0.28636 | 0.14759
[7 empty] | 0.1214 | 0.18647 | 0.13833 | 0.076814 | 0.14632 | 0.081608
[7 empty] | 0.029516 | 0.045571 | 0.036959 | 0.019953 | 0.033283 | 0.022133
[7 empty] | 0.00037213 | 0.00038218 | 0.00031571 | 0.00019912 | 0.00034822 | 0.00020633
[7 empty] | 0 | 0 | 0 | 0 | 0 | 0
[7 empty] | 0 | 0 | 0 | 0 | 0 | 0
[7 empty] | 0 | 0 | 0 | 0 | 0 | 0
[7 empty] | 0 | 0 | 0 | 0 | 0 | 0
[7 empty] | 0 | 0 | 0 | 0 | 0 | 0
[7 empty] | 0 | 0 | 0 | 0 | 0 | 0
[7 empty] | 0 | 0 | 0 | 0 | 0 | 0
[7 empty] | 0 | 0 | 0 | 0 | 0 | 0
[7 empty] | 0 | 0 | 0 | 0 | 0 | 0
[7 empty] | 0 | 0 | 0 | 0 | 0 | 0
[7 empty] | 0 | 0 | 0 | 0 | 0 | 0
[7 empty] | 0.014261 | 0.019984 | 0.01197 | 0.0060014 | 0.016589 | 0.0080734
[7 empty] | 0.08424 | 0.14944 | 0.086816 | 0.045214 | 0.10915 | 0.056476
[7 empty] | 0.19336 | 0.36149 | 0.21994 | 0.11298 | 0.2607 | 0.14032
[7 empty] | 0.29931 | 0.52344 | 0.38451 | 0.19422 | 0.41005 | 0.22629
[7 empty] | 0.37582 | 0.62334 | 0.52235 | 0.26846 | 0.5202 | 0.2973
[7 empty] | 0.41051 | 0.65613 | 0.5996 | 0.32031 | 0.57277 | 0.33921
[7 empty] | 0.40743 | 0.64214 | 0.59702 | 0.33482 | 0.58614 | 0.33371
[7 empty] | 0.37387 | 0.5787 | 0.54617 | 0.32051 | 0.55088 | 0.30066
[7 empty] | 0.31334 | 0.46971 | 0.45034 | 0.27626 | 0.46761 | 0.2439
[7 empty] | 0.21797 | 0.33576 | 0.32297 | 0.20435 | 0.31919 | 0.17013
[7 empty] | 0.11462 | 0.17846 | 0.17303 | 0.11439 | 0.15979 | 0.090105
[7 empty] | 0.027697 | 0.042196 | 0.041422 | 0.028919 | 0.033972 | 0.022081
[7 empty] | 0.00025951 | 0.00022661 | 0.00018938 | 0.00016659 | 0.00019031 | 0.00013102
[7 empty] | 0 | 0 | 0 | 0 | 0 | 0
[7 empty] | 0 | 0 | 0 | 0 | 0 | 0
[7 empty] | 0 | 0 | 0 | 0 | 0 | 0
[7 empty] | 0 | 0 | 0 | 0 | 0 | 0
[7 empty] | 0 | 0 | 0 | 0 | 0 | 0
[7 empty] | 0 | 0 | 0 | 0 | 0 | 0
[7 empty] | 0 | 0 | 0 | 0 | 0 | 0
[7 empty] | 0 | 0 | 0 | 0 | 0 | 0
[7 empty] | 0 | 0 | 0 | 0 | 0 | 0
[7 empty] | 0 | 0 | 0 | 0 | 0 | 0
[7 empty] | 0 | 0 | 0 | 0 | 0 | 0
[7 empty] | 0.012274 | 0.012399 | 0.0088896 | 0.0061257 | 0.015595 | 0.0023193
[7 empty] | 0.076593 | 0.093619 | 0.074338 | 0.045986 | 0.10511 | 0.021163
[7 empty] | 0.17694 | 0.23661 | 0.19373 | 0.11502 | 0.2513 | 0.054248
[7 empty] | 0.28792 | 0.35454 | 0.32252 | 0.18021 | 0.38978 | 0.078518
[7 empty] | 0.37857 | 0.43351 | 0.43045 | 0.23098 | 0.488 | 0.092479
[7 empty] | 0.43023 | 0.46384 | 0.4935 | 0.25757 | 0.5304 | 0.095182
[7 empty] | 0.41423 | 0.43855 | 0.50838 | 0.25427 | 0.53664 | 0.098582
[7 empty] | 0.36373 | 0.37992 | 0.48028 | 0.2303 | 0.49833 | 0.094398
[7 empty] | 0.28639 | 0.2964 | 0.40782 | 0.18799 | 0.41716 | 0.082498
[7 empty] | 0.19331 | 0.19461 | 0.29501 | 0.13436 | 0.27006 | 0.063738
[7 empty] | 0.097122 | 0.094481 | 0.15919 | 0.072649 | 0.1241 | 0.037628
[7 empty] | 0.021454 | 0.019835 | 0.037503 | 0.017378 | 0.023337 | 0.010001
[7 empty] | 0.00010277 | 3.64e-05 | 8.19e-05 | 2.6e-06 | 8.15e-05 | 9.09e-06
[7 empty] | 0 | 0 | 0 | 0 | 0 | 0
[7 empty] | 0 | 0 | 0 | 0 | 0 | 0
[7 empty] | 0 | 0 | 0 | 0 | 0 | 0
[7 empty] | 0 | 0 | 0 | 0 | 0 | 0
[7 empty] | 0 | 0 | 0 | 0 | 0 | 0
[7 empty] | 0 | 0 | 0 | 0 | 0 | 0
[7 empty] | 0 | 0 | 0 | 0 | 0 | 0
[7 empty] | 0 | 0 | 0 | 0 | 0 | 0
[7 empty] | 0 | 0 | 0 | 0 | 0 | 0
[7 empty] | 0 | 0 | 0 | 0 | 0 | 0
[7 empty] | 0 | 0 | 0 | 0 | 0 | 0
[7 empty] | 0.011081 | 0.0079256 | 0.0091577 | 0.0032569 | 0.011222 | 0.0044644
[7 empty] | 0.072545 | 0.067542 | 0.077339 | 0.032858 | 0.080379 | 0.039022
[7 empty] | 0.1717 | 0.17809 | 0.20603 | 0.092349 | 0.19717 | 0.10494
[7 empty] | 0.27 | 0.29338 | 0.36343 | 0.1572 | 0.3132 | 0.19001
[7 empty] | 0.34401 | 0.38769 | 0.50096 | 0.21498 | 0.40082 | 0.27457
[7 empty] | 0.38106 | 0.44088 | 0.58349 | 0.25261 | 0.44244 | 0.33872
[7 empty] | 0.37371 | 0.45408 | 0.58672 | 0.26743 | 0.4328 | 0.3652
[7 empty] | 0.33588 | 0.42789 | 0.54098 | 0.25871 | 0.38617 | 0.36007
[7 empty] | 0.27148 | 0.36176 | 0.44842 | 0.22567 | 0.30982 | 0.31939
[7 empty] | 0.17599 | 0.24846 | 0.32111 | 0.1705 | 0.20695 | 0.23943
[7 empty] | 0.080662 | 0.12637 | 0.16917 | 0.097708 | 0.10178 | 0.13516
[7 empty] | 0.014465 | 0.027293 | 0.037591 | 0.024118 | 0.021679 | 0.032264
[7 empty] | 6.81e-07 | 3.05e-05 | 2.9e-05 | 2.65e-05 | 2.9e-05 | 3.16e-05
[7 empty] | 0 | 0 | 0 | 0 | 0 | 0
[7 empty] | 0 | 0 | 0 | 0 | 0 | 0
[7 empty] | 0 | 0 | 0 | 0 | 0 | 0
[7 empty] | 0 | 0 | 0 | 0 | 0 | 0
[7 empty] | 0 | 0 | 0 | 0 | 0 | 0
[7 empty] | 0 | 0 | 0 | 0 | 0 | 0
[7 empty] | 0 | 0 | 0 | 0 | 0 | 0
[7 empty] | 0 | 0 | 0 | 0 | 0 | 0
[7 empty] | 0 | 0 | 0 | 0 | 0 | 0
[7 empty] | 0 | 0 | 0 | 0 | 0 | 0
[7 empty] | 0 | 0 | 0 | 0 | 0 | 0
[7 empty] | 0.0065086 | 0.002876 | 0.009204 | 0.0039312 | 0.011965 | 0.0077541
[7 empty] | 0.044462 | 0.022534 | 0.083549 | 0.036009 | 0.08424 | 0.070988
[7 empty] | 0.10462 | 0.055281 | 0.22479 | 0.097745 | 0.20263 | 0.20089
[7 empty] | 0.17331 | 0.088185 | 0.36268 | 0.17131 | 0.32715 | 0.31505
[7 empty] | 0.23319 | 0.1159 | 0.47034 | 0.2408 | 0.42514 | 0.39782
[7 empty] | 0.27265 | 0.13276 | 0.5274 | 0.29017 | 0.47665 | 0.4339
[7 empty] | 0.26856 | 0.14968 | 0.53675 | 0.30851 | 0.4494 | 0.4314
[7 empty] | 0.24005 | 0.15307 | 0.49883 | 0.3012 | 0.3832 | 0.39257
[7 empty] | 0.19238 | 0.13967 | 0.41551 | 0.26641 | 0.29029 | 0.32188
[7 empty] | 0.11995 | 0.10922 | 0.2908 | 0.19464 | 0.18447 | 0.23729
[7 empty] | 0.053118 | 0.064229 | 0.149 | 0.10692 | 0.083449 | 0.12985
[7 empty] | 0.009492 | 0.015556 | 0.031251 | 0.025019 | 0.015253 | 0.028962
[7 empty] | 3.57e-06 | 0 | 5.27e-06 | 5.27e-06 | 5.27e-06 | 9.96e-06
[7 empty] | 0 | 0 | 0 | 0 | 0 | 0
[7 empty] | 0 | 0 | 0 | 0 | 0 | 0
[7 empty] | 0 | 0 | 0 | 0 | 0 | 0
[7 empty] | 0 | 0 | 0 | 0 | 0 | 0
[7 empty] | 0 | 0 | 0 | 0 | 0 | 0
[7 empty] | 0 | 0 | 0 | 0 | 0 | 0
[7 empty] | 0 | 0 | 0 | 0 | 0 | 0
[7 empty] | 0 | 0 | 0 | 0 | 0 | 0
[7 empty] | 0 | 0 | 0 | 0 | 0 | 0
[7 empty] | 0 | 0 | 0 | 0 | 0 | 0
[7 empty] | 0 | 0 | 0 | 0 | 0 | 0
[7 empty] | 0.0045214 | 0.0034494 | 0.0076837 | 0.0054898 | 0.0075521 | 0.0091523
[7 empty] | 0.033543 | 0.036155 | 0.066585 | 0.054104 | 0.053743 | 0.08828
[7 empty] | 0.08013 | 0.10083 | 0.17695 | 0.1539 | 0.12736 | 0.25648
[7 empty] | 0.14106 | 0.18245 | 0.28244 | 0.24887 | 0.1975 | 0.38686
[7 empty] | 0.19946 | 0.26043 | 0.36469 | 0.32266 | 0.24799 | 0.47135
[7 empty] | 0.2414 | 0.31503 | 0.40587 | 0.3619 | 0.27121 | 0.49887
[7 empty] | 0.22982 | 0.33761 | 0.38908 | 0.37019 | 0.23531 | 0.45121
[7 empty] | 0.19871 | 0.33061 | 0.34128 | 0.34604 | 0.18269 | 0.37116
[7 empty] | 0.15358 | 0.28954 | 0.26903 | 0.29043 | 0.12378 | 0.27563
[7 empty] | 0.1014 | 0.2069 | 0.17991 | 0.21422 | 0.073201 | 0.19538
[7 empty] | 0.048922 | 0.10864 | 0.087213 | 0.11673 | 0.028993 | 0.10383
[7 empty] | 0.0097964 | 0.023267 | 0.016811 | 0.025979 | 0.0038722 | 0.023191
[7 empty] | 4.42e-06 | 7.14e-07 | 0 | 0 | 0 | 3.57e-07
[7 empty] | 0 | 0 | 0 | 0 | 0 | 0
[7 empty] | 0 | 0 | 0 | 0 | 0 | 0
[7 empty] | 0 | 0 | 0 | 0 | 0 | 0
[7 empty] | 0 | 0 | 0 | 0 | 0 | 0
[7 empty] | 0 | 0 | 0 | 0 | 0 | 0
[7 empty] | 0 | 0 | 0 | 0 | 0 | 0
[7 empty] | 0 | 0 | 0 | 0 | 0 | 0
[7 empty] | 0 | 0 | 0 | 0 | 0 | 0
[7 empty] | 0 | 0 | 0 | 0 | 0 | 0
[7 empty] | 0 | 0 | 0 | 0 | 0 | 0
[7 empty] | 0 | 0 | 0 | 0 | 0 | 0
[7 empty] | 0.005845 | 0.0058016 | 0.0011596 | 0.0056604 | 0.0050351 | 0.0024433
[7 empty] | 0.043259 | 0.05978 | 0.014077 | 0.060761 | 0.045689 | 0.032571
[7 empty] | 0.1031 | 0.16906 | 0.038267 | 0.18002 | 0.11911 | 0.099633
[7 empty] | 0.16403 | 0.29565 | 0.06242 | 0.29173 | 0.19309 | 0.15828
[7 empty] | 0.21277 | 0.4108 | 0.082397 | 0.37783 | 0.25138 | 0.20155
[7 empty] | 0.24021 | 0.48324 | 0.09391 | 0.42309 | 0.2818 | 0.22112
[7 empty] | 0.22888 | 0.50946 | 0.096938 | 0.43421 | 0.25358 | 0.20071
[7 empty] | 0.1987 | 0.48873 | 0.09064 | 0.4074 | 0.2061 | 0.16438
[7 empty] | 0.15475 | 0.41841 | 0.075743 | 0.34292 | 0.1483 | 0.12028
[7 empty] | 0.10098 | 0.29134 | 0.056901 | 0.24888 | 0.094286 | 0.083935
[7 empty] | 0.047891 | 0.14606 | 0.032586 | 0.13197 | 0.042694 | 0.043546
[7 empty] | 0.0094069 | 0.028143 | 0.0084999 | 0.027756 | 0.007314 | 0.0094755
[7 empty] | 0 | 0 | 0 | 0 | 0 | 0
[7 empty] | 0 | 0 | 0 | 0 | 0 | 0
[7 empty] | 0 | 0 | 0 | 0 | 0 | 0
[7 empty] | 0 | 0 | 0 | 0 | 0 | 0
[7 empty] | 0 | 0 | 0 | 0 | 0 | 0
[7 empty] | 0 | 0 | 0 | 0 | 0 | 0
[7 empty] | 0 | 0 | 0 | 0 | 0 | 0
[7 empty] | 0 | 0 | 0 | 0 | 0 | 0
[7 empty] | 0 | 0 | 0 | 0 | 0 | 0
[7 empty] | 0 | 0 | 0 | 0 | 0 | 0
[7 empty] | 0 | 0 | 0 | 0 | 0 | 0
[7 empty] | 0 | 0 | 0 | 0 | 0 | 0
[7 empty] | 0.0074494 | 0.003166 | 0.0013961 | 0.0059176 | 0.0079024 | 0.0014849
[7 empty] | 0.058753 | 0.032967 | 0.017564 | 0.06681 | 0.068088 | 0.022744
[7 empty] | 0.14556 | 0.091569 | 0.048833 | 0.20319 | 0.1765 | 0.070148
[7 empty] | 0.2307 | 0.15633 | 0.078361 | 0.32689 | 0.26636 | 0.11283
[7 empty] | 0.29489 | 0.2136 | 0.10145 | 0.41991 | 0.32418 | 0.14567
[7 empty] | 0.32492 | 0.24951 | 0.11397 | 0.46458 | 0.34205 | 0.16183
[7 empty] | 0.31155 | 0.26919 | 0.1137 | 0.45255 | 0.32973 | 0.15458
[7 empty] | 0.27323 | 0.26243 | 0.10324 | 0.40305 | 0.28994 | 0.13397
[7 empty] | 0.21567 | 0.22792 | 0.083717 | 0.32173 | 0.22864 | 0.10408
[7 empty] | 0.13403 | 0.16051 | 0.060605 | 0.22045 | 0.1462 | 0.069909
[7 empty] | 0.05809 | 0.081179 | 0.032467 | 0.10898 | 0.065111 | 0.03462
[7 empty] | 0.0091628 | 0.014829 | 0.007154 | 0.019929 | 0.01023 | 0.0072031
[7 empty] | 0 | 0 | 0 | 0 | 0 | 0
[7 empty] | 0 | 0 | 0 | 0 | 0 | 0
[7 empty] | 0 | 0 | 0 | 0 | 0 | 0
[7 empty] | 0 | 0 | 0 | 0 | 0 | 0
[7 empty] | 0 | 0 | 0 | 0 | 0 | 0
[7 empty] | 0 | 0 | 0 | 0 | 0 | 0
[7 empty] | 0 | 0 | 0 | 0 | 0 | 0
[7 empty] | 0 | 0 | 0 | 0 | 0 | 0
[7 empty] | 0 | 0 | 0 | 0 | 0 | 0
[7 empty] | 0 | 0 | 0 | 0 | 0 | 0
[7 empty] | 0 | 0 | 0 | 0 | 0 | 0
[7 empty] | 0 | 0 | 0 | 0 | 0 | 0
[7 empty] | 0.0069826 | 0.0017578 | 0.0040993 | 0.0043125 | 0.006694 | 0.0010783
[7 empty] | 0.055383 | 0.019389 | 0.05178 | 0.055888 | 0.058178 | 0.018817
[7 empty] | 0.13613 | 0.054094 | 0.15489 | 0.17851 | 0.14888 | 0.059729
[7 empty] | 0.23126 | 0.08739 | 0.24828 | 0.29338 | 0.25076 | 0.10914
[7 empty] | 0.31747 | 0.11349 | 0.32307 | 0.38541 | 0.33777 | 0.15783
[7 empty] | 0.37524 | 0.12663 | 0.36398 | 0.43495 | 0.38982 | 0.19396
[7 empty] | 0.36333 | 0.13135 | 0.32967 | 0.43826 | 0.35274 | 0.21056
[7 empty] | 0.32222 | 0.12304 | 0.27102 | 0.40352 | 0.29144 | 0.20841
[7 empty] | 0.2575 | 0.10237 | 0.19879 | 0.33383 | 0.21757 | 0.18508
[7 empty] | 0.16889 | 0.064271 | 0.11654 | 0.23803 | 0.14931 | 0.13555
[7 empty] | 0.078624 | 0.028347 | 0.047702 | 0.1237 | 0.074477 | 0.07266
[7 empty] | 0.013693 | 0.0041245 | 0.0069249 | 0.02291 | 0.014133 | 0.014316
[7 empty] | 0 | 0 | 0 | 0 | 0 | 0
[7 empty] | 0 | 0 | 0 | 0 | 0 | 0
[7 empty] | 0 | 0 | 0 | 0 | 0 | 0
[7 empty] | 0 | 0 | 0 | 0 | 0 | 0
[7 empty] | 0 | 0 | 0 | 0 | 0 | 0
[7 empty] | 0 | 0 | 0 | 0 | 0 | 0
[7 empty] | 0 | 0 | 0 | 0 | 0 | 0
[7 empty] | 0 | 0 | 0 | 0 | 0 | 0
[7 empty] | 0 | 0 | 0 | 0 | 0 | 0
[7 empty] | 0 | 0 | 0 | 0 | 0 | 0
[7 empty] | 0 | 0 | 0 | 0 | 0 | 0
[7 empty] | 0 | 0 | 0 | 0 | 0 | 0
[7 empty] | 0.0071279 | 0.0017265 | 0.0059099 | 0.0090265 | 0.0071616 | 0.0060454
[7 empty] | 0.083214 | 0.030719 | 0.082423 | 0.10512 | 0.088479 | 0.063546
[7 empty] | 0.20251 | 0.084534 | 0.20705 | 0.27589 | 0.21806 | 0.16119
[7 empty] | 0.35098 | 0.16761 | 0.34041 | 0.43872 | 0.36471 | 0.25538
[7 empty] | 0.47463 | 0.2558 | 0.44489 | 0.55597 | 0.47891 | 0.32581
[7 empty] | 0.54337 | 0.32257 | 0.49957 | 0.60896 | 0.53779 | 0.35907
[7 empty] | 0.56339 | 0.33674 | 0.51687 | 0.60934 | 0.55825 | 0.38873
[7 empty] | 0.52392 | 0.31807 | 0.4795 | 0.54589 | 0.51981 | 0.37597
[7 empty] | 0.43011 | 0.26446 | 0.38904 | 0.42933 | 0.42701 | 0.31935
[7 empty] | 0.27885 | 0.16707 | 0.25295 | 0.28913 | 0.27971 | 0.21923
[7 empty] | 0.11956 | 0.071753 | 0.11144 | 0.13163 | 0.12235 | 0.10266
[7 empty] | 0.014891 | 0.0089061 | 0.015241 | 0.017799 | 0.01593 | 0.014836
[7 empty] | 0 | 0 | 0 | 0 | 0 | 0
[7 empty] | 0 | 0 | 0 | 0 | 0 | 0
[7 empty] | 0 | 0 | 0 | 0 | 0 | 0
[7 empty] | 0 | 0 | 0 | 0 | 0 | 0
[7 empty] | 0 | 0 | 0 | 0 | 0 | 0
[7 empty] | 0 | 0 | 0 | 0 | 0 | 0
[7 empty] | 0 | 0 | 0 | 0 | 0 | 0
[7 empty] | 0 | 0 | 0 | 0 | 0 | 0
[7 empty] | 0 | 0 | 0 | 0 | 0 | 0
[7 empty] | 0 | 0 | 0 | 0 | 0 | 0
[7 empty] | 0 | 0 | 0 | 0 | 0 | 0
[7 empty] | 0 | 0 | 0 | 0 | 0 | 0
[7 empty] | 0.0035198 | 0.0033493 | 0.0036858 | 0.0087846 | 0.006708 | 0.0074672
[7 empty] | 0.032965 | 0.038448 | 0.052983 | 0.11454 | 0.088718 | 0.091043
[7 empty] | 0.072806 | 0.095093 | 0.13928 | 0.30656 | 0.22218 | 0.24129
[7 empty] | 0.10414 | 0.12609 | 0.20363 | 0.47938 | 0.36362 | 0.37663
[7 empty] | 0.12227 | 0.13977 | 0.24439 | 0.59835 | 0.4677 | 0.46958
[7 empty] | 0.12672 | 0.13739 | 0.25694 | 0.64889 | 0.51526 | 0.5076
[7 empty] | 0.14936 | 0.13814 | 0.23417 | 0.64906 | 0.52482 | 0.49808
[7 empty] | 0.16099 | 0.12385 | 0.18822 | 0.58353 | 0.47722 | 0.43888
[7 empty] | 0.15596 | 0.09719 | 0.13057 | 0.46004 | 0.38012 | 0.34011
[7 empty] | 0.10618 | 0.066844 | 0.075814 | 0.29763 | 0.24307 | 0.21554
[7 empty] | 0.050788 | 0.031477 | 0.029188 | 0.12781 | 0.10259 | 0.091299
[7 empty] | 0.0083706 | 0.0045702 | 0.0032584 | 0.015458 | 0.01278 | 0.011463
[7 empty] | 0 | 0 | 0 | 0 | 0 | 0
[7 empty] | 0 | 0 | 0 | 0 | 0 | 0
[7 empty] | 0 | 0 | 0 | 0 | 0 | 0
[7 empty] | 0 | 0 | 0 | 0 | 0 | 0
[7 empty] | 0 | 0 | 0 | 0 | 0 | 0
[7 empty] | 0 | 0 | 0 | 0 | 0 | 0
[7 empty] | 0 | 0 | 0 | 0 | 0 | 0
[7 empty] | 0 | 0 | 0 | 0 | 0 | 0
[7 empty] | 0 | 0 | 0 | 0 | 0 | 0
[7 empty] | 0 | 0 | 0 | 0 | 0 | 0
[7 empty] | 0 | 0 | 0 | 0 | 0 | 0
[7 empty] | 0 | 0 | 0 | 0 | 0 | 0
[7 empty] | 0.0073511 | 0.0018231 | 0.0028399 | 0.0073659 | 0.0057275 | 0.0044419
[7 empty] | 0.098351 | 0.029598 | 0.041833 | 0.10221 | 0.080742 | 0.064309
[7 empty] | 0.24621 | 0.080796 | 0.10806 | 0.27973 | 0.20925 | 0.17702
[7 empty] | 0.40307 | 0.15645 | 0.17766 | 0.4452 | 0.34589 | 0.28571
[7 empty] | 0.51929 | 0.2341 | 0.23156 | 0.56224 | 0.44661 | 0.36628
[7 empty] | 0.57319 | 0.29041 | 0.25929 | 0.61351 | 0.49165 | 0.40499
[7 empty] | 0.58988 | 0.31226 | 0.26736 | 0.61071 | 0.50118 | 0.41415
[7 empty] | 0.5434 | 0.29699 | 0.24554 | 0.54545 | 0.45598 | 0.38195
[7 empty] | 0.44038 | 0.24504 | 0.19616 | 0.42684 | 0.3641 | 0.30982
[7 empty] | 0.28359 | 0.14872 | 0.12402 | 0.27331 | 0.23512 | 0.20853
[7 empty] | 0.11957 | 0.061251 | 0.051706 | 0.11471 | 0.099712 | 0.094037
[7 empty] | 0.014075 | 0.007758 | 0.0054815 | 0.012893 | 0.012083 | 0.012424
[7 empty] | 0 | 0 | 0 | 0 | 0 | 0
[7 empty] | 0 | 0 | 0 | 0 | 0 | 0
[7 empty] | 0 | 0 | 0 | 0 | 0 | 0
[7 empty] | 0 | 0 | 0 | 0 | 0 | 0
[7 empty] | 0 | 0 | 0 | 0 | 0 | 0
[7 empty] | 0 | 0 | 0 | 0 | 0 | 0
[7 empty] | 0 | 0 | 0 | 0 | 0 | 0
[7 empty] | 0 | 0 | 0 | 0 | 0 | 0
[7 empty] | 0 | 0 | 0 | 0 | 0 | 0
[7 empty] | 0 | 0 | 0 | 0 | 0 | 0
[7 empty] | 0 | 0 | 0 | 0 | 0 | 0
[7 empty] | 0 | 0 | 0 | 0 | 0 | 0
[7 empty] | 0.0045747 | 0.0055081 | 0.0041957 | 0.0040959 | 0.003177 | 0.0043826
[7 empty] | 0.060584 | 0.077756 | 0.061209 | 0.062229 | 0.0411 | 0.073543
[7 empty] | 0.15103 | 0.20071 | 0.15698 | 0.17696 | 0.10118 | 0.2118
[7 empty] | 0.24607 | 0.31605 | 0.2607 | 0.28441 | 0.15656 | 0.35226
[7 empty] | 0.31767 | 0.4007 | 0.34719 | 0.36141 | 0.1914 | 0.46143
[7 empty] | 0.35139 | 0.43959 | 0.39749 | 0.39483 | 0.20007 | 0.51834
[7 empty] | 0.34593 | 0.42236 | 0.40527 | 0.39176 | 0.20361 | 0.52007
[7 empty] | 0.30239 | 0.36198 | 0.3671 | 0.34487 | 0.18487 | 0.4687
[7 empty] | 0.23055 | 0.27072 | 0.28963 | 0.26462 | 0.14787 | 0.37116
[7 empty] | 0.15159 | 0.15148 | 0.18204 | 0.15831 | 0.099058 | 0.2406
[7 empty] | 0.066844 | 0.053859 | 0.076326 | 0.061773 | 0.045258 | 0.10356
[7 empty] | 0.0087391 | 0.0046882 | 0.0091303 | 0.0060227 | 0.0064601 | 0.012428
[7 empty] | 0 | 0 | 0 | 0 | 0 | 0
[7 empty] | 0 | 0 | 0 | 0 | 0 | 0
[7 empty] | 0 | 0 | 0 | 0 | 0 | 0
[7 empty] | 0 | 0 | 0 | 0 | 0 | 0
[7 empty] | 0 | 0 | 0 | 0 | 0 | 0
[7 empty] | 0 | 0 | 0 | 0 | 0 | 0
[7 empty] | 0 | 0 | 0 | 0 | 0 | 0
[7 empty] | 0 | 0 | 0 | 0 | 0 | 0
[7 empty] | 0 | 0 | 0 | 0 | 0 | 0
[7 empty] | 0 | 0 | 0 | 0 | 0 | 0
[7 empty] | 0 | 0 | 0 | 0 | 0 | 0
[7 empty] | 0 | 0 | 0 | 0 | 0 | 0
[7 empty] | 0.0027945 | 0.0032607 | 0.0019252 | 0.00065595 | 0.0017175 | 0.0041247
[7 empty] | 0.047029 | 0.048884 | 0.0336 | 0.017518 | 0.029787 | 0.074342
[7 empty] | 0.12921 | 0.12883 | 0.091724 | 0.05306 | 0.080743 | 0.21725
[7 empty] | 0.23064 | 0.18555 | 0.15526 | 0.10149 | 0.15114 | 0.35584
[7 empty] | 0.31984 | 0.22089 | 0.2077 | 0.1481 | 0.22059 | 0.45882
[7 empty] | 0.3743 | 0.2311 | 0.23729 | 0.18147 | 0.27302 | 0.50819
[7 empty] | 0.35915 | 0.23724 | 0.23809 | 0.19131 | 0.26918 | 0.5129
[7 empty] | 0.30378 | 0.21694 | 0.21152 | 0.17905 | 0.23395 | 0.46516
[7 empty] | 0.22202 | 0.17313 | 0.16286 | 0.14603 | 0.17622 | 0.37025
[7 empty] | 0.15085 | 0.10559 | 0.095367 | 0.095217 | 0.11214 | 0.24492
[7 empty] | 0.06942 | 0.04206 | 0.036126 | 0.041291 | 0.04673 | 0.10662
[7 empty] | 0.0094121 | 0.0044538 | 0.0032789 | 0.0052608 | 0.0056327 | 0.012288
[7 empty] | 0 | 0 | 0 | 0 | 0 | 0
[7 empty] | 0 | 0 | 0 | 0 | 0 | 0
[7 empty] | 0 | 0 | 0 | 0 | 0 | 0
[7 empty] | 0 | 0 | 0 | 0 | 0 | 0
[7 empty] | 0 | 0 | 0 | 0 | 0 | 0
[7 empty] | 0 | 0 | 0 | 0 | 0 | 0
[7 empty] | 0 | 0 | 0 | 0 | 0 | 0
[7 empty] | 0 | 0 | 0 | 0 | 0 | 0
[7 empty] | 0 | 0 | 0 | 0 | 0 | 0
[7 empty] | 0 | 0 | 0 | 0 | 0 | 0
[7 empty] | 0 | 0 | 0 | 0 | 0 | 0
[7 empty] | 0 | 0 | 0 | 0 | 0 | 0
[7 empty] | 0.0031951 | 0.0029527 | 0.00081605 | 0.0011513 | 0.002104 | 0.0042279
[7 empty] | 0.04901 | 0.061499 | 0.01973 | 0.027626 | 0.038557 | 0.083028
[7 empty] | 0.12857 | 0.17728 | 0.058288 | 0.085642 | 0.10921 | 0.2479
[7 empty] | 0.20334 | 0.28951 | 0.1171 | 0.16404 | 0.18893 | 0.40736
[7 empty] | 0.25596 | 0.37284 | 0.17488 | 0.24032 | 0.25589 | 0.52578
[7 empty] | 0.27792 | 0.41173 | 0.21488 | 0.29453 | 0.29557 | 0.5825
[7 empty] | 0.3027 | 0.41427 | 0.23581 | 0.30494 | 0.32169 | 0.58678
[7 empty] | 0.29404 | 0.37391 | 0.2267 | 0.28132 | 0.31147 | 0.52993
[7 empty] | 0.25005 | 0.29567 | 0.1878 | 0.22673 | 0.2637 | 0.4192
[7 empty] | 0.15867 | 0.19259 | 0.11455 | 0.15951 | 0.17375 | 0.27304
[7 empty] | 0.065532 | 0.082404 | 0.045329 | 0.075074 | 0.07694 | 0.11572
[7 empty] | 0.007531 | 0.009448 | 0.0043862 | 0.0093438 | 0.009877 | 0.01217
[7 empty] | 0 | 0 | 0 | 0 | 0 | 0
[7 empty] | 0 | 0 | 0 | 0 | 0 | 0
[7 empty] | 0 | 0 | 0 | 0 | 0 | 0
[7 empty] | 0 | 0 | 0 | 0 | 0 | 0
[7 empty] | 0 | 0 | 0 | 0 | 0 | 0
[7 empty] | 0 | 0 | 0 | 0 | 0 | 0
[7 empty] | 0 | 0 | 0 | 0 | 0 | 0
[7 empty] | 0 | 0 | 0 | 0 | 0 | 0
[7 empty] | 0 | 0 | 0 | 0 | 0 | 0
[7 empty] | 0 | 0 | 0 | 0 | 0 | 0
[7 empty] | 0 | 0 | 0 | 0 | 0 | 0
[7 empty] | 0 | 0 | 0 | 0 | 0 | 0
[7 empty] | 0.0020054 | 0.0032135 | 0.0055853 | 0.0019271 | 0.0022206 | 0.0044087
[7 empty] | 0.031434 | 0.072616 | 0.1149 | 0.045185 | 0.048472 | 0.091265
[7 empty] | 0.082365 | 0.20746 | 0.31233 | 0.14271 | 0.14761 | 0.2739
[7 empty] | 0.15913 | 0.32974 | 0.49286 | 0.23528 | 0.25095 | 0.44356
[7 empty] | 0.23875 | 0.41615 | 0.62251 | 0.30326 | 0.33035 | 0.56464
[7 empty] | 0.30162 | 0.45311 | 0.68295 | 0.33353 | 0.3681 | 0.61837
[7 empty] | 0.29151 | 0.43943 | 0.68672 | 0.32558 | 0.36531 | 0.62
[7 empty] | 0.24883 | 0.38257 | 0.61987 | 0.28097 | 0.32069 | 0.55694
[7 empty] | 0.18453 | 0.29093 | 0.48755 | 0.21129 | 0.24573 | 0.43784
[7 empty] | 0.12316 | 0.1706 | 0.30962 | 0.13702 | 0.15785 | 0.28263
[7 empty] | 0.055182 | 0.063271 | 0.12523 | 0.058427 | 0.066359 | 0.11684
[7 empty] | 0.0075615 | 0.00565 | 0.011744 | 0.0067034 | 0.007922 | 0.011073
[7 empty] | 0 | 0 | 0 | 0 | 0 | 0
[7 empty] | 0 | 0 | 0 | 0 | 0 | 0
[7 empty] | 0 | 0 | 0 | 0 | 0 | 0
[7 empty] | 0 | 0 | 0 | 0 | 0 | 0
[7 empty] | 0 | 0 | 0 | 0 | 0 | 0
[7 empty] | 0 | 0 | 0 | 0 | 0 | 0
[7 empty] | 0 | 0 | 0 | 0 | 0 | 0
[7 empty] | 0 | 0 | 0 | 0 | 0 | 0
[7 empty] | 0 | 0 | 0 | 0 | 0 | 0
[7 empty] | 0 | 0 | 0 | 0 | 0 | 0
[7 empty] | 0 | 0 | 0 | 0 | 0 | 0
[7 empty] | 0 | 0 | 0 | 0 | 0 | 0
[7 empty] | 0.0033661 | 0.00084688 | 0.0052791 | 0.0015068 | 0.0015665 | 0.0034206
[7 empty] | 0.06231 | 0.019466 | 0.1188 | 0.041376 | 0.040286 | 0.069367
[7 empty] | 0.17638 | 0.057374 | 0.33271 | 0.13285 | 0.12565 | 0.20911
[7 empty] | 0.2891 | 0.093893 | 0.50513 | 0.22562 | 0.20145 | 0.3468
[7 empty] | 0.36915 | 0.12166 | 0.61596 | 0.29826 | 0.25076 | 0.44927
[7 empty] | 0.40101 | 0.13461 | 0.65515 | 0.33631 | 0.26499 | 0.49734
[7 empty] | 0.38543 | 0.12888 | 0.63363 | 0.34153 | 0.24761 | 0.48518
[7 empty] | 0.32532 | 0.109 | 0.54996 | 0.30944 | 0.20357 | 0.42077
[7 empty] | 0.23748 | 0.07993 | 0.416 | 0.24556 | 0.14576 | 0.31776
[7 empty] | 0.14281 | 0.04443 | 0.25366 | 0.16356 | 0.0913 | 0.19001
[7 empty] | 0.053596 | 0.014855 | 0.097802 | 0.071009 | 0.037136 | 0.070415
[7 empty] | 0.0052882 | 0.00085165 | 0.0086223 | 0.0076648 | 0.004213 | 0.005001
[7 empty] | 0 | 0 | 0 | 0 | 0 | 0
[7 empty] | 0 | 0 | 0 | 0 | 0 | 0
[7 empty] | 0 | 0 | 0 | 0 | 0 | 0
[7 empty] | 0 | 0 | 0 | 0 | 0 | 0
[7 empty] | 0 | 0 | 0 | 0 | 0 | 0
[7 empty] | 0 | 0 | 0 | 0 | 0 | 0
[7 empty] | 0 | 0 | 0 | 0 | 0 | 0
[7 empty] | 0 | 0 | 0 | 0 | 0 | 0
[7 empty] | 0 | 0 | 0 | 0 | 0 | 0
[7 empty] | 0 | 0 | 0 | 0 | 0 | 0
[7 empty] | 0 | 0 | 0 | 0 | 0 | 0
[7 empty] | 0 | 0 | 0 | 0 | 0 | 0
[7 empty] | 0.0014015 | 0.00066472 | 0.0025414 | 0.0015991 | 0.0012421 | 0.0011973
[7 empty] | 0.028191 | 0.017699 | 0.059959 | 0.046959 | 0.03411 | 0.026387
[7 empty] | 0.080487 | 0.053368 | 0.17982 | 0.15144 | 0.10952 | 0.07873
[7 empty] | 0.14543 | 0.07881 | 0.29702 | 0.25664 | 0.20527 | 0.13367
[7 empty] | 0.20751 | 0.09419 | 0.38566 | 0.3377 | 0.29372 | 0.17786
[7 empty] | 0.25241 | 0.098176 | 0.42861 | 0.37904 | 0.35233 | 0.2019
[7 empty] | 0.26485 | 0.09691 | 0.40483 | 0.38695 | 0.33694 | 0.21714
[7 empty] | 0.24828 | 0.084964 | 0.34134 | 0.35333 | 0.2849 | 0.20861
[7 empty] | 0.20477 | 0.064685 | 0.25085 | 0.28187 | 0.20975 | 0.17629
[7 empty] | 0.13082 | 0.043871 | 0.13748 | 0.18569 | 0.13688 | 0.11753
[7 empty] | 0.054176 | 0.019437 | 0.044809 | 0.077709 | 0.05837 | 0.05163
[7 empty] | 0.0055875 | 0.0022317 | 0.0024704 | 0.0073556 | 0.0060991 | 0.0058519
[7 empty] | 0 | 0 | 0 | 0 | 0 | 0
[7 empty] | 0 | 0 | 0 | 0 | 0 | 0
[7 empty] | 0 | 0 | 0 | 0 | 0 | 0
[7 empty] | 0 | 0 | 0 | 0 | 0 | 0
[7 empty] | 0 | 0 | 0 | 0 | 0 | 0
[7 empty] | 0 | 0 | 0 | 0 | 0 | 0
[7 empty] | 0 | 0 | 0 | 0 | 0 | 0
[7 empty] | 0 | 0 | 0 | 0 | 0 | 0
[7 empty] | 0 | 0 | 0 | 0 | 0 | 0
[7 empty] | 0 | 0 | 0 | 0 | 0 | 0
[7 empty] | 0 | 0 | 0 | 0 | 0 | 0
[7 empty] | 0 | 0 | 0 | 0 | 0 | 0
[7 empty] | 0.0021279 | 0.0014725 | 0.0011568 | 0.0019887 | 0.0015705 | 0.0005602
[7 empty] | 0.056586 | 0.045405 | 0.031399 | 0.057133 | 0.042121 | 0.01911
[7 empty] | 0.17893 | 0.14325 | 0.099239 | 0.18229 | 0.13502 | 0.061573
[7 empty] | 0.29389 | 0.24999 | 0.16503 | 0.3069 | 0.25386 | 0.12289
[7 empty] | 0.37498 | 0.34518 | 0.22028 | 0.40137 | 0.36557 | 0.18654
[7 empty] | 0.40691 | 0.40143 | 0.25239 | 0.44847 | 0.43877 | 0.23346
[7 empty] | 0.38428 | 0.40602 | 0.28076 | 0.46377 | 0.40604 | 0.27356
[7 empty] | 0.31723 | 0.36376 | 0.27448 | 0.43001 | 0.32526 | 0.28091
[7 empty] | 0.22701 | 0.28279 | 0.23138 | 0.34773 | 0.2234 | 0.2479
[7 empty] | 0.14483 | 0.16176 | 0.14573 | 0.22891 | 0.13544 | 0.1617
[7 empty] | 0.060049 | 0.057216 | 0.059055 | 0.094929 | 0.051473 | 0.067828
[7 empty] | 0.0061009 | 0.0039846 | 0.0047863 | 0.0078906 | 0.0045651 | 0.0060211
[7 empty] | 0 | 0 | 0 | 0 | 0 | 0
[7 empty] | 0 | 0 | 0 | 0 | 0 | 0
[7 empty] | 0 | 0 | 0 | 0 | 0 | 0
[7 empty] | 0 | 0 | 0 | 0 | 0 | 0
[7 empty] | 0 | 0 | 0 | 0 | 0 | 0
[7 empty] | 0 | 0 | 0 | 0 | 0 | 0
[7 empty] | 0 | 0 | 0 | 0 | 0 | 0
[7 empty] | 0 | 0 | 0 | 0 | 0 | 0
[7 empty] | 0 | 0 | 0 | 0 | 0 | 0
[7 empty] | 0 | 0 | 0 | 0 | 0 | 0
[7 empty] | 0 | 0 | 0 | 0 | 0 | 0
[7 empty] | 0 | 0 | 0 | 0 | 0 | 0
[7 empty] | 0.0019065 | 0.00060714 | 0.00036336 | 0.0022026 | 0.00077165 | 0.0011232
[7 empty] | 0.057664 | 0.022381 | 0.020519 | 0.063809 | 0.032716 | 0.03317
[7 empty] | 0.1897 | 0.07381 | 0.073573 | 0.20576 | 0.1161 | 0.10917
[7 empty] | 0.30686 | 0.16446 | 0.14084 | 0.34381 | 0.19995 | 0.18375
[7 empty] | 0.38412 | 0.26518 | 0.20362 | 0.44698 | 0.26274 | 0.24015
[7 empty] | 0.40967 | 0.33954 | 0.24492 | 0.49563 | 0.29132 | 0.26642
[7 empty] | 0.39518 | 0.35665 | 0.23131 | 0.48544 | 0.28001 | 0.24853
[7 empty] | 0.33389 | 0.33088 | 0.19278 | 0.42396 | 0.23576 | 0.20461
[7 empty] | 0.24204 | 0.26542 | 0.13933 | 0.3226 | 0.17027 | 0.14594
[7 empty] | 0.14115 | 0.16162 | 0.083434 | 0.1924 | 0.10147 | 0.075178
[7 empty] | 0.048466 | 0.061107 | 0.03058 | 0.068208 | 0.037347 | 0.022223
[7 empty] | 0.0032598 | 0.004132 | 0.0021465 | 0.0034615 | 0.0029458 | 0.0010872
[7 empty] | 0 | 0 | 0 | 0 | 0 | 0
[7 empty] | 0 | 0 | 0 | 0 | 0 | 0
[7 empty] | 0 | 0 | 0 | 0 | 0 | 0
[7 empty] | 0 | 0 | 0 | 0 | 0 | 0
[7 empty] | 0 | 0 | 0 | 0 | 0 | 0
[7 empty] | 0 | 0 | 0 | 0 | 0 | 0
[7 empty] | 0 | 0 | 0 | 0 | 0 | 0
[7 empty] | 0 | 0 | 0 | 0 | 0 | 0
[7 empty] | 0 | 0 | 0 | 0 | 0 | 0
[7 empty] | 0 | 0 | 0 | 0 | 0 | 0
[7 empty] | 0 | 0 | 0 | 0 | 0 | 0
[7 empty] | 0 | 0 | 0 | 0 | 0 | 0
[7 empty] | 0.00033875 | 0.0008965 | 0.0003842 | 0.00055947 | 9.19e-05 | 0.00018593
[7 empty] | 0.02228 | 0.028973 | 0.023499 | 0.019822 | 0.012988 | 0.017023
[7 empty] | 0.080068 | 0.096367 | 0.083514 | 0.064985 | 0.049805 | 0.062921
[7 empty] | 0.14854 | 0.15765 | 0.15856 | 0.11041 | 0.095349 | 0.12171
[7 empty] | 0.20949 | 0.20407 | 0.22922 | 0.14556 | 0.13654 | 0.1756
[7 empty] | 0.2477 | 0.22504 | 0.2757 | 0.16292 | 0.16282 | 0.21045
[7 empty] | 0.24606 | 0.20126 | 0.27775 | 0.13599 | 0.16696 | 0.22591
[7 empty] | 0.21478 | 0.16023 | 0.24636 | 0.098562 | 0.15227 | 0.21299
[7 empty] | 0.16152 | 0.11114 | 0.18871 | 0.060249 | 0.12149 | 0.17272
[7 empty] | 0.10105 | 0.059249 | 0.11026 | 0.030848 | 0.077984 | 0.11227
[7 empty] | 0.039839 | 0.017917 | 0.039784 | 0.0084945 | 0.031845 | 0.0456
[7 empty] | 0.0040281 | 0.00090558 | 0.0028627 | 0.00020165 | 0.0034743 | 0.0029603
[7 empty] | 0 | 0 | 0 | 0 | 0 | 0
[7 empty] | 0 | 0 | 0 | 0 | 0 | 0
[7 empty] | 0 | 0 | 0 | 0 | 0 | 0
[7 empty] | 0 | 0 | 0 | 0 | 0 | 0
[7 empty] | 0 | 0 | 0 | 0 | 0 | 0
[7 empty] | 0 | 0 | 0 | 0 | 0 | 0
[7 empty] | 0 | 0 | 0 | 0 | 0 | 0
[7 empty] | 0 | 0 | 0 | 0 | 0 | 0
[7 empty] | 0 | 0 | 0 | 0 | 0 | 0
[7 empty] | 0 | 0 | 0 | 0 | 0 | 0
[7 empty] | 0 | 0 | 0 | 0 | 0 | 0
[7 empty] | 0 | 0 | 0 | 0 | 0 | 0
[7 empty] | 0.00093238 | 0.00040281 | 0.00022817 | 0.001218 | 0.00074778 | 0.001437
[7 empty] | 0.033423 | 0.018669 | 0.01187 | 0.041915 | 0.036961 | 0.054546
[7 empty] | 0.11378 | 0.064652 | 0.040148 | 0.14175 | 0.13923 | 0.18762
[7 empty] | 0.19418 | 0.097905 | 0.058989 | 0.24703 | 0.25064 | 0.32685
[7 empty] | 0.25591 | 0.11868 | 0.069134 | 0.33339 | 0.34225 | 0.43705
[7 empty] | 0.2845 | 0.12452 | 0.069996 | 0.38062 | 0.3922 | 0.49598
[7 empty] | 0.29917 | 0.11364 | 0.063786 | 0.39134 | 0.42324 | 0.50113
[7 empty] | 0.2783 | 0.091554 | 0.051015 | 0.35489 | 0.40321 | 0.44874
[7 empty] | 0.22554 | 0.063674 | 0.034798 | 0.279 | 0.33409 | 0.34886
[7 empty] | 0.13846 | 0.037983 | 0.020482 | 0.19 | 0.2069 | 0.21965
[7 empty] | 0.053855 | 0.013294 | 0.0070395 | 0.078175 | 0.078129 | 0.082769
[7 empty] | 0.0041272 | 0.00082426 | 0.00030158 | 0.0041218 | 0.0041948 | 0.0044924
[7 empty] | 0 | 0 | 0 | 0 | 0 | 0
[7 empty] | 0 | 0 | 0 | 0 | 0 | 0
[7 empty] | 0 | 0 | 0 | 0 | 0 | 0
[7 empty] | 0 | 0 | 0 | 0 | 0 | 0
[7 empty] | 0 | 0 | 0 | 0 | 0 | 0
[7 empty] | 0 | 0 | 0 | 0 | 0 | 0
[7 empty] | 0 | 0 | 0 | 0 | 0 | 0
[7 empty] | 0 | 0 | 0 | 0 | 0 | 0
[7 empty] | 0 | 0 | 0 | 0 | 0 | 0
[7 empty] | 0 | 0 | 0 | 0 | 0 | 0
[7 empty] | 0 | 0 | 0 | 0 | 0 | 0
[7 empty] | 0 | 0 | 0 | 0 | 0 | 0
[7 empty] | 0.00040111 | 0.00022493 | 0.00067329 | 0.0013645 | 0.0010486 | 0.00096074
[7 empty] | 0.023211 | 0.022348 | 0.040551 | 0.044501 | 0.051737 | 0.040304
[7 empty] | 0.085432 | 0.088867 | 0.14257 | 0.14649 | 0.19559 | 0.1412
[7 empty] | 0.14011 | 0.18651 | 0.25345 | 0.22975 | 0.33415 | 0.23796
[7 empty] | 0.17549 | 0.28482 | 0.34731 | 0.28294 | 0.43624 | 0.30821
[7 empty] | 0.18479 | 0.35185 | 0.40111 | 0.29801 | 0.48151 | 0.33936
[7 empty] | 0.18701 | 0.36828 | 0.41067 | 0.29234 | 0.49815 | 0.32244
[7 empty] | 0.16624 | 0.33933 | 0.37296 | 0.2517 | 0.45725 | 0.2702
[7 empty] | 0.12728 | 0.26831 | 0.29349 | 0.18665 | 0.36558 | 0.1964
[7 empty] | 0.078279 | 0.16334 | 0.18089 | 0.11095 | 0.22276 | 0.10984
[7 empty] | 0.029648 | 0.058472 | 0.0682 | 0.039954 | 0.078886 | 0.035873
[7 empty] | 0.0023184 | 0.0025058 | 0.0036174 | 0.0016472 | 0.00336 | 0.0015211
[7 empty] | 0 | 0 | 0 | 0 | 0 | 0
[7 empty] | 0 | 0 | 0 | 0 | 0 | 0
[7 empty] | 0 | 0 | 0 | 0 | 0 | 0
[7 empty] | 0 | 0 | 0 | 0 | 0 | 0
[7 empty] | 0 | 0 | 0 | 0 | 0 | 0
[7 empty] | 0 | 0 | 0 | 0 | 0 | 0
[7 empty] | 0 | 0 | 0 | 0 | 0 | 0
[7 empty] | 0 | 0 | 0 | 0 | 0 | 0
[7 empty] | 0 | 0 | 0 | 0 | 0 | 0
[7 empty] | 0 | 0 | 0 | 0 | 0 | 0
[7 empty] | 0 | 0 | 0 | 0 | 0 | 0
[7 empty] | 0 | 0 | 0 | 0 | 0 | 0
[7 empty] | 0.00024953 | 0.00067606 | 0.00082325 | 9.58e-05 | 0.00061174 | 0.00048469
[7 empty] | 0.017529 | 0.040421 | 0.04857 | 0.0094735 | 0.032497 | 0.028475
[7 empty] | 0.067307 | 0.14586 | 0.18022 | 0.034947 | 0.12322 | 0.10382
[7 empty] | 0.12657 | 0.25315 | 0.30492 | 0.069598 | 0.22882 | 0.19293
[7 empty] | 0.18053 | 0.34333 | 0.3992 | 0.1032 | 0.32285 | 0.2728
[7 empty] | 0.21519 | 0.39474 | 0.44334 | 0.1266 | 0.38155 | 0.32549
[7 empty] | 0.22228 | 0.39793 | 0.41679 | 0.13023 | 0.38256 | 0.33977
[7 empty] | 0.20196 | 0.35533 | 0.34627 | 0.1171 | 0.33911 | 0.31309
[7 empty] | 0.1587 | 0.27573 | 0.24956 | 0.09014 | 0.26043 | 0.25038
[7 empty] | 0.094054 | 0.18239 | 0.13593 | 0.053234 | 0.15845 | 0.15729
[7 empty] | 0.032274 | 0.073808 | 0.044094 | 0.018799 | 0.056148 | 0.058607
[7 empty] | 0.001599 | 0.0030926 | 0.0016522 | 0.0010071 | 0.0022726 | 0.0024902
[7 empty] | 0 | 0 | 0 | 0 | 0 | 0
[7 empty] | 0 | 0 | 0 | 0 | 0 | 0
[7 empty] | 0 | 0 | 0 | 0 | 0 | 0
[7 empty] | 0 | 0 | 0 | 0 | 0 | 0
[7 empty] | 0 | 0 | 0 | 0 | 0 | 0
[7 empty] | 0 | 0 | 0 | 0 | 0 | 0
[7 empty] | 0 | 0 | 0 | 0 | 0 | 0
[7 empty] | 0 | 0 | 0 | 0 | 0 | 0
[7 empty] | 0 | 0 | 0 | 0 | 0 | 0
[7 empty] | 0 | 0 | 0 | 0 | 0 | 0
[7 empty] | 0 | 0 | 0 | 0 | 0 | 0
[7 empty] | 0 | 0 | 0 | 0 | 0 | 0
[7 empty] | 0.0001899 | 0.00052348 | 0.00020584 | 1.41e-05 | 0.00044452 | 0.0011673
[7 empty] | 0.016573 | 0.046565 | 0.021745 | 0.0084394 | 0.035736 | 0.056677
[7 empty] | 0.065295 | 0.17132 | 0.084472 | 0.034235 | 0.14864 | 0.20413
[7 empty] | 0.14077 | 0.31341 | 0.15086 | 0.068924 | 0.27459 | 0.36573
[7 empty] | 0.22359 | 0.42873 | 0.20957 | 0.10205 | 0.38296 | 0.49507
[7 empty] | 0.29185 | 0.48954 | 0.24477 | 0.12468 | 0.44307 | 0.5637
[7 empty] | 0.29615 | 0.49921 | 0.26812 | 0.14204 | 0.42077 | 0.56222
[7 empty] | 0.26524 | 0.45146 | 0.25615 | 0.14195 | 0.35091 | 0.49747
[7 empty] | 0.20692 | 0.35225 | 0.20959 | 0.12155 | 0.25424 | 0.38148
[7 empty] | 0.12162 | 0.21352 | 0.13289 | 0.0819 | 0.15066 | 0.23432
[7 empty] | 0.042613 | 0.072765 | 0.049933 | 0.03515 | 0.050958 | 0.080815
[7 empty] | 0.0019101 | 0.0022623 | 0.0015491 | 0.0019905 | 0.0016607 | 0.0024377
[7 empty] | 0 | 0 | 0 | 0 | 0 | 0
[7 empty] | 0 | 0 | 0 | 0 | 0 | 0
[7 empty] | 0 | 0 | 0 | 0 | 0 | 0
[7 empty] | 0 | 0 | 0 | 0 | 0 | 0
[7 empty] | 0 | 0 | 0 | 0 | 0 | 0
[7 empty] | 0 | 0 | 0 | 0 | 0 | 0
[7 empty] | 0 | 0 | 0 | 0 | 0 | 0
[7 empty] | 0 | 0 | 0 | 0 | 0 | 0
[7 empty] | 0 | 0 | 0 | 0 | 0 | 0
[7 empty] | 0 | 0 | 0 | 0 | 0 | 0
[7 empty] | 0 | 0 | 0 | 0 | 0 | 0
[7 empty] | 0 | 0 | 0 | 0 | 0 | 0
[7 empty] | 0.00025947 | 0.00047253 | 0.00038445 | 0.00016135 | 0.00016794 | 0.0011087
[7 empty] | 0.029046 | 0.039406 | 0.040995 | 0.016861 | 0.017268 | 0.058946
[7 empty] | 0.12075 | 0.15524 | 0.16446 | 0.064559 | 0.068501 | 0.21382
[7 empty] | 0.22961 | 0.24262 | 0.33022 | 0.12432 | 0.12493 | 0.37565
[7 empty] | 0.32868 | 0.29736 | 0.47792 | 0.18057 | 0.17295 | 0.5007
[7 empty] | 0.39298 | 0.31364 | 0.56484 | 0.21827 | 0.2001 | 0.56423
[7 empty] | 0.38057 | 0.29069 | 0.58048 | 0.20059 | 0.20511 | 0.56973
[7 empty] | 0.32486 | 0.23655 | 0.52887 | 0.16292 | 0.18461 | 0.51125
[7 empty] | 0.24084 | 0.1647 | 0.41577 | 0.11467 | 0.14343 | 0.39763
[7 empty] | 0.15129 | 0.090528 | 0.25454 | 0.063199 | 0.083968 | 0.24548
[7 empty] | 0.056857 | 0.026393 | 0.085332 | 0.019698 | 0.028724 | 0.083922
[7 empty] | 0.0020912 | 0.0001993 | 0.0017884 | 0.0008577 | 0.0010639 | 0.0019067
[7 empty] | 0 | 0 | 0 | 0 | 0 | 0
[7 empty] | 0 | 0 | 0 | 0 | 0 | 0
[7 empty] | 0 | 0 | 0 | 0 | 0 | 0
[7 empty] | 0 | 0 | 0 | 0 | 0 | 0
[7 empty] | 0 | 0 | 0 | 0 | 0 | 0
[7 empty] | 0 | 0 | 0 | 0 | 0 | 0
[7 empty] | 0 | 0 | 0 | 0 | 0 | 0
[7 empty] | 0 | 0 | 0 | 0 | 0 | 0
[7 empty] | 0 | 0 | 0 | 0 | 0 | 0
[7 empty] | 0 | 0 | 0 | 0 | 0 | 0
[7 empty] | 0 | 0 | 0 | 0 | 0 | 0
[7 empty] | 0 | 0 | 0 | 0 | 0 | 0
[7 empty] | 0.00035919 | 2e-05 | 0.00030821 | 8.79e-05 | 1.82e-05 | 0.00086469
[7 empty] | 0.037802 | 0.0087525 | 0.033341 | 0.011054 | 0.020463 | 0.050982
[7 empty] | 0.16193 | 0.037347 | 0.12993 | 0.041952 | 0.094387 | 0.18593
[7 empty] | 0.30503 | 0.084759 | 0.20614 | 0.069806 | 0.1803 | 0.31792
[7 empty] | 0.42773 | 0.13634 | 0.26058 | 0.088502 | 0.25722 | 0.41496
[7 empty] | 0.49921 | 0.17571 | 0.28407 | 0.094743 | 0.30731 | 0.45945
[7 empty] | 0.50562 | 0.20503 | 0.24982 | 0.087825 | 0.29843 | 0.4429
[7 empty] | 0.45367 | 0.20799 | 0.19068 | 0.071773 | 0.25225 | 0.3792
[7 empty] | 0.35206 | 0.17984 | 0.12366 | 0.050223 | 0.18245 | 0.28139
[7 empty] | 0.2116 | 0.12228 | 0.060811 | 0.031437 | 0.10566 | 0.16267
[7 empty] | 0.071273 | 0.048784 | 0.015867 | 0.011288 | 0.036461 | 0.051785
[7 empty] | 0.0012703 | 0.0013883 | 0.00034313 | 0.00037813 | 0.00094214 | 0.00094303
[7 empty] | 0 | 0 | 0 | 0 | 0 | 0
[7 empty] | 0 | 0 | 0 | 0 | 0 | 0
[7 empty] | 0 | 0 | 0 | 0 | 0 | 0
[7 empty] | 0 | 0 | 0 | 0 | 0 | 0
[7 empty] | 0 | 0 | 0 | 0 | 0 | 0
[7 empty] | 0 | 0 | 0 | 0 | 0 | 0
[7 empty] | 0 | 0 | 0 | 0 | 0 | 0
[7 empty] | 0 | 0 | 0 | 0 | 0 | 0
[7 empty] | 0 | 0 | 0 | 0 | 0 | 0
[7 empty] | 0 | 0 | 0 | 0 | 0 | 0
[7 empty] | 0 | 0 | 0 | 0 | 0 | 0
[7 empty] | 0 | 0 | 0 | 0 | 0 | 0
[7 empty] | 0.00010498 | 1.84e-05 | 0.00019509 | 0.00018361 | 4.87e-06 | 0.00020559
[7 empty] | 0.020793 | 0.014023 | 0.034538 | 0.016136 | 0.017302 | 0.018183
[7 empty] | 0.090501 | 0.06099 | 0.13978 | 0.065112 | 0.081218 | 0.072286
[7 empty] | 0.16932 | 0.12301 | 0.25384 | 0.12012 | 0.14702 | 0.14503
[7 empty] | 0.23769 | 0.18237 | 0.35192 | 0.16774 | 0.19711 | 0.21619
[7 empty] | 0.27768 | 0.22174 | 0.41014 | 0.19645 | 0.21961 | 0.26584
[7 empty] | 0.2881 | 0.2512 | 0.42035 | 0.17879 | 0.20488 | 0.31206
[7 empty] | 0.26206 | 0.24789 | 0.37924 | 0.14493 | 0.16444 | 0.31875
[7 empty] | 0.206 | 0.20853 | 0.29372 | 0.10275 | 0.11059 | 0.27757
[7 empty] | 0.12699 | 0.13997 | 0.17006 | 0.063249 | 0.060808 | 0.17956
[7 empty] | 0.047637 | 0.054137 | 0.054943 | 0.024045 | 0.018096 | 0.063499
[7 empty] | 0.00087382 | 0.00086197 | 0.00071724 | 0.0004893 | 0.0004072 | 0.00093999
[7 empty] | 0 | 0 | 0 | 0 | 0 | 0
[7 empty] | 0 | 0 | 0 | 0 | 0 | 0
[7 empty] | 0 | 0 | 0 | 0 | 0 | 0
[7 empty] | 0 | 0 | 0 | 0 | 0 | 0
[7 empty] | 0 | 0 | 0 | 0 | 0 | 0
[7 empty] | 0 | 0 | 0 | 0 | 0 | 0
[7 empty] | 0 | 0 | 0 | 0 | 0 | 0
[7 empty] | 0 | 0 | 0 | 0 | 0 | 0
[7 empty] | 0 | 0 | 0 | 0 | 0 | 0
[7 empty] | 0 | 0 | 0 | 0 | 0 | 0
[7 empty] | 0 | 0 | 0 | 0 | 0 | 0
[7 empty] | 0 | 0 | 0 | 0 | 0 | 0
[7 empty] | 9.48e-05 | 0.00013801 | 1.46e-05 | 1.66e-05 | 1.62e-06 | 0.00056323
[7 empty] | 0.015202 | 0.028604 | 0.0083124 | 0.0081006 | 0.0083518 | 0.049925
[7 empty] | 0.065246 | 0.11754 | 0.03649 | 0.035867 | 0.037208 | 0.1969
[7 empty] | 0.12239 | 0.2385 | 0.062453 | 0.0663 | 0.071385 | 0.35533
[7 empty] | 0.17335 | 0.35341 | 0.082588 | 0.090595 | 0.10176 | 0.4792
[7 empty] | 0.20517 | 0.4261 | 0.092921 | 0.10307 | 0.12095 | 0.54235
[7 empty] | 0.2137 | 0.42266 | 0.097793 | 0.10405 | 0.12845 | 0.54183
[7 empty] | 0.19496 | 0.36915 | 0.091485 | 0.092035 | 0.11938 | 0.48076
[7 empty] | 0.15289 | 0.27714 | 0.07414 | 0.06949 | 0.095662 | 0.36902
[7 empty] | 0.092546 | 0.16132 | 0.04707 | 0.038038 | 0.058211 | 0.21973
[7 empty] | 0.033887 | 0.050241 | 0.01736 | 0.010751 | 0.020198 | 0.067576
[7 empty] | 0.00066506 | 0.00028798 | 0.00045893 | 0.00021592 | 0.00043922 | 0.00062528
[7 empty] | 0 | 0 | 0 | 0 | 0 | 0
[7 empty] | 0 | 0 | 0 | 0 | 0 | 0
[7 empty] | 0 | 0 | 0 | 0 | 0 | 0
[7 empty] | 0 | 0 | 0 | 0 | 0 | 0
[7 empty] | 0 | 0 | 0 | 0 | 0 | 0
[7 empty] | 0 | 0 | 0 | 0 | 0 | 0
[7 empty] | 0 | 0 | 0 | 0 | 0 | 0
[7 empty] | 0 | 0 | 0 | 0 | 0 | 0
[7 empty] | 0 | 0 | 0 | 0 | 0 | 0
[7 empty] | 0 | 0 | 0 | 0 | 0 | 0
[7 empty] | 0 | 0 | 0 | 0 | 0 | 0
[7 empty] | 0 | 0 | 0 | 0 | 0 | 0
[7 empty] | 6.3e-05 | 0.00017893 | 0 | 0 | 8.25e-05 | 0.00025773
[7 empty] | 0.025516 | 0.033926 | 0.0095219 | 0.0085879 | 0.022291 | 0.025691
[7 empty] | 0.1228 | 0.13485 | 0.044055 | 0.043612 | 0.10558 | 0.10188
[7 empty] | 0.21591 | 0.22296 | 0.088641 | 0.1006 | 0.17565 | 0.18777
[7 empty] | 0.28287 | 0.28427 | 0.12975 | 0.16221 | 0.21952 | 0.26019
[7 empty] | 0.30877 | 0.30893 | 0.15597 | 0.21072 | 0.22997 | 0.30142
[7 empty] | 0.31218 | 0.28663 | 0.16658 | 0.24793 | 0.22427 | 0.30132
[7 empty] | 0.27549 | 0.23275 | 0.15537 | 0.2543 | 0.19001 | 0.26575
[7 empty] | 0.20879 | 0.16055 | 0.1232 | 0.22191 | 0.1376 | 0.20107
[7 empty] | 0.12528 | 0.084203 | 0.077389 | 0.14824 | 0.078423 | 0.11799
[7 empty] | 0.044046 | 0.020514 | 0.027321 | 0.054285 | 0.024759 | 0.034951
[7 empty] | 0.00041135 | 0 | 0.00013487 | 0.00029422 | 0.00021121 | 0.00027156
[7 empty] | 0 | 0 | 0 | 0 | 0 | 0
[7 empty] | 0 | 0 | 0 | 0 | 0 | 0
[7 empty] | 0 | 0 | 0 | 0 | 0 | 0
[7 empty] | 0 | 0 | 0 | 0 | 0 | 0
[7 empty] | 0 | 0 | 0 | 0 | 0 | 0
[7 empty] | 0 | 0 | 0 | 0 | 0 | 0
[7 empty] | 0 | 0 | 0 | 0 | 0 | 0
[7 empty] | 0 | 0 | 0 | 0 | 0 | 0
[7 empty] | 0 | 0 | 0 | 0 | 0 | 0
[7 empty] | 0 | 0 | 0 | 0 | 0 | 0
[7 empty] | 0 | 0 | 0 | 0 | 0 | 0
[7 empty] | 0 | 0 | 0 | 0 | 0 | 0
[7 empty] | 2.48e-05 | 0 | 0 | 1.98e-05 | 9.59e-05 | 0.00015217
[7 empty] | 0.020175 | 0.0058381 | 0.0065239 | 0.011609 | 0.027058 | 0.022626
[7 empty] | 0.1008 | 0.02607 | 0.035528 | 0.053739 | 0.13278 | 0.097022
[7 empty] | 0.19673 | 0.045976 | 0.06782 | 0.11409 | 0.24769 | 0.18816
[7 empty] | 0.28298 | 0.061053 | 0.09539 | 0.17735 | 0.34265 | 0.26796
[7 empty] | 0.33654 | 0.068145 | 0.11119 | 0.22534 | 0.39453 | 0.31601
[7 empty] | 0.34441 | 0.067186 | 0.12374 | 0.2348 | 0.41206 | 0.32721
[7 empty] | 0.30753 | 0.057816 | 0.11911 | 0.21476 | 0.37931 | 0.29868
[7 empty] | 0.23596 | 0.042255 | 0.096252 | 0.16908 | 0.30167 | 0.23435
[7 empty] | 0.14649 | 0.027541 | 0.059457 | 0.10069 | 0.1757 | 0.13861
[7 empty] | 0.05285 | 0.0099459 | 0.019802 | 0.032347 | 0.051394 | 0.042456
[7 empty] | 0.00029036 | 0.00013028 | 0.00011546 | 0.0001237 | 0.00015943 | 0.00016831
[7 empty] | 0 | 0 | 0 | 0 | 0 | 0
[7 empty] | 0 | 0 | 0 | 0 | 0 | 0
[7 empty] | 0 | 0 | 0 | 0 | 0 | 0
[7 empty] | 0 | 0 | 0 | 0 | 0 | 0
[7 empty] | 0 | 0 | 0 | 0 | 0 | 0
[7 empty] | 0 | 0 | 0 | 0 | 0 | 0
[7 empty] | 0 | 0 | 0 | 0 | 0 | 0
[7 empty] | 0 | 0 | 0 | 0 | 0 | 0
[7 empty] | 0 | 0 | 0 | 0 | 0 | 0
[7 empty] | 0 | 0 | 0 | 0 | 0 | 0
[7 empty] | 0 | 0 | 0 | 0 | 0 | 0
[7 empty] | 0 | 0 | 0 | 0 | 0 | 0
[7 empty] | 0 | 0 | 0 | 0.00017768 | 6.78e-05 | 0.00013792
[7 empty] | 0.010603 | 0.014156 | 0.011551 | 0.030205 | 0.032075 | 0.031308
[7 empty] | 0.053189 | 0.068375 | 0.061957 | 0.1294 | 0.1688 | 0.14521
[7 empty] | 0.10994 | 0.15198 | 0.12599 | 0.26319 | 0.31683 | 0.28876
[7 empty] | 0.16586 | 0.2365 | 0.18762 | 0.39157 | 0.4365 | 0.41507
[7 empty] | 0.20599 | 0.29418 | 0.2288 | 0.47719 | 0.49993 | 0.49115
[7 empty] | 0.23633 | 0.32071 | 0.25016 | 0.49497 | 0.51456 | 0.51143
[7 empty] | 0.24068 | 0.30383 | 0.23731 | 0.45141 | 0.46772 | 0.46912
[7 empty] | 0.21361 | 0.24439 | 0.19147 | 0.35333 | 0.3669 | 0.36973
[7 empty] | 0.12732 | 0.15233 | 0.12003 | 0.20846 | 0.21122 | 0.2264
[7 empty] | 0.043982 | 0.048887 | 0.03847 | 0.0573 | 0.057022 | 0.064994
[7 empty] | 0.00014329 | 8.38e-05 | 0 | 4.31e-05 | 6.35e-05 | 8.49e-05
[7 empty] | 0 | 0 | 0 | 0 | 0 | 0
[7 empty] | 0 | 0 | 0 | 0 | 0 | 0
[7 empty] | 0 | 0 | 0 | 0 | 0 | 0
[7 empty] | 0 | 0 | 0 | 0 | 0 | 0
[7 empty] | 0 | 0 | 0 | 0 | 0 | 0
[7 empty] | 0 | 0 | 0 | 0 | 0 | 0
[7 empty] | 0 | 0 | 0 | 0 | 0 | 0
[7 empty] | 0 | 0 | 0 | 0 | 0 | 0
[7 empty] | 0 | 0 | 0 | 0 | 0 | 0
[7 empty] | 0 | 0 | 0 | 0 | 0 | 0
[7 empty] | 0 | 0 | 0 | 0 | 0 | 0
[7 empty] | 0 | 0 | 0 | 0 | 0 | 0
[7 empty] | 0 | 9.9e-06 | 0 | 5.44e-05 | 0 | 0.00018612
[7 empty] | 0.0098177 | 0.01699 | 0.002537 | 0.012866 | 0.014684 | 0.037492
[7 empty] | 0.048345 | 0.083324 | 0.016682 | 0.06164 | 0.082909 | 0.161
[7 empty] | 0.090496 | 0.17122 | 0.03374 | 0.11848 | 0.17236 | 0.27527
[7 empty] | 0.12463 | 0.25209 | 0.049788 | 0.17246 | 0.25661 | 0.35361
[7 empty] | 0.14209 | 0.30232 | 0.060433 | 0.20965 | 0.31223 | 0.38306
[7 empty] | 0.11993 | 0.30846 | 0.065704 | 0.21605 | 0.31768 | 0.34536
[7 empty] | 0.084478 | 0.27488 | 0.061532 | 0.19945 | 0.28186 | 0.27358
[7 empty] | 0.047098 | 0.20975 | 0.048104 | 0.16112 | 0.21452 | 0.18611
[7 empty] | 0.023678 | 0.12524 | 0.029898 | 0.10268 | 0.12451 | 0.099466
[7 empty] | 0.0052799 | 0.038086 | 0.010107 | 0.036283 | 0.038821 | 0.026182
[7 empty] | 0 | 2.48e-05 | 2.5e-06 | 6.25e-06 | 2.16e-05 | 7.46e-06
[7 empty] | 0 | 0 | 0 | 0 | 0 | 0
[7 empty] | 0 | 0 | 0 | 0 | 0 | 0
[7 empty] | 0 | 0 | 0 | 0 | 0 | 0
[7 empty] | 0 | 0 | 0 | 0 | 0 | 0
[7 empty] | 0 | 0 | 0 | 0 | 0 | 0
[7 empty] | 0 | 0 | 0 | 0 | 0 | 0
[7 empty] | 0 | 0 | 0 | 0 | 0 | 0
[7 empty] | 0 | 0 | 0 | 0 | 0 | 0
[7 empty] | 0 | 0 | 0 | 0 | 0 | 0
[7 empty] | 0 | 0 | 0 | 0 | 0 | 0
[7 empty] | 0 | 0 | 0 | 0 | 0 | 0
[7 empty] | 0 | 0 | 0 | 0 | 0 | 0
[7 empty] | 0 | 0 | 0 | 0.00011246 | 9.98e-06 | 1.3e-05
[7 empty] | 0.010365 | 0.010981 | 0.0037215 | 0.039742 | 0.024813 | 0.015584
[7 empty] | 0.060146 | 0.05103 | 0.020209 | 0.186 | 0.14065 | 0.082105
[7 empty] | 0.11283 | 0.11273 | 0.053164 | 0.34535 | 0.27395 | 0.18784
[7 empty] | 0.15816 | 0.1764 | 0.093303 | 0.47065 | 0.38676 | 0.29782
[7 empty] | 0.18745 | 0.22077 | 0.1271 | 0.53509 | 0.45027 | 0.37954
[7 empty] | 0.18729 | 0.2233 | 0.1627 | 0.51867 | 0.45449 | 0.39757
[7 empty] | 0.16813 | 0.19752 | 0.17713 | 0.44215 | 0.40239 | 0.36371
[7 empty] | 0.13401 | 0.1489 | 0.15894 | 0.32197 | 0.30566 | 0.28523
[7 empty] | 0.075706 | 0.080738 | 0.10956 | 0.17909 | 0.1725 | 0.18163
[7 empty] | 0.021816 | 0.021072 | 0.035754 | 0.043836 | 0.04376 | 0.052816
[7 empty] | 2.72e-06 | 2.04e-06 | 3.59e-06 | 2.9e-06 | 3.59e-06 | 7.85e-06
[7 empty] | 0 | 0 | 0 | 0 | 0 | 0
[7 empty] | 0 | 0 | 0 | 0 | 0 | 0
[7 empty] | 0 | 0 | 0 | 0 | 0 | 0
[7 empty] | 0 | 0 | 0 | 0 | 0 | 0
[7 empty] | 0 | 0 | 0 | 0 | 0 | 0
[7 empty] | 0 | 0 | 0 | 0 | 0 | 0
[7 empty] | 0 | 0 | 0 | 0 | 0 | 0
[7 empty] | 0 | 0 | 0 | 0 | 0 | 0
[7 empty] | 0 | 0 | 0 | 0 | 0 | 0
[7 empty] | 0 | 0 | 0 | 0 | 0 | 0
[7 empty] | 0 | 0 | 0 | 0 | 0 | 0
[7 empty] | 0 | 0 | 0 | 0 | 0 | 0
[7 empty] | 0 | 0 | 0 | 5.95e-05 | 0 | 4.32e-05
[7 empty] | 0.0069457 | 0.0046667 | 0.023234 | 0.025114 | 0.022456 | 0.015796
[7 empty] | 0.03785 | 0.031601 | 0.10418 | 0.11882 | 0.13192 | 0.075066
[7 empty] | 0.073142 | 0.076253 | 0.17092 | 0.22707 | 0.25 | 0.15065
[7 empty] | 0.10249 | 0.12119 | 0.21712 | 0.3208 | 0.34632 | 0.21954
[7 empty] | 0.11826 | 0.15076 | 0.2354 | 0.37631 | 0.39753 | 0.26351
[7 empty] | 0.11341 | 0.16628 | 0.20939 | 0.3902 | 0.41051 | 0.25403
[7 empty] | 0.094793 | 0.15719 | 0.16256 | 0.3527 | 0.37041 | 0.21345
[7 empty] | 0.067613 | 0.12307 | 0.10886 | 0.27147 | 0.28603 | 0.15251
[7 empty] | 0.039729 | 0.070924 | 0.062249 | 0.16387 | 0.16221 | 0.086827
[7 empty] | 0.012897 | 0.017029 | 0.019934 | 0.043484 | 0.041144 | 0.026734
[7 empty] | 3.23e-06 | 0 | 0 | 0 | 0 | 0
[7 empty] | 0 | 0 | 0 | 0 | 0 | 0
[7 empty] | 0 | 0 | 0 | 0 | 0 | 0
[7 empty] | 0 | 0 | 0 | 0 | 0 | 0
[7 empty] | 0 | 0 | 0 | 0 | 0 | 0
[7 empty] | 0 | 0 | 0 | 0 | 0 | 0
[7 empty] | 0 | 0 | 0 | 0 | 0 | 0
[7 empty] | 0 | 0 | 0 | 0 | 0 | 0
[7 empty] | 0 | 0 | 0 | 0 | 0 | 0
[7 empty] | 0 | 0 | 0 | 0 | 0 | 0
[7 empty] | 0 | 0 | 0 | 0 | 0 | 0
[7 empty] | 0 | 0 | 0 | 0 | 0 | 0
[7 empty] | 0 | 0 | 0 | 0 | 0 | 0
[7 empty] | 0 | 0 | 0 | 0 | 0 | 0
[7 empty] | 0.014822 | 0.018707 | 0.011895 | 0.0097574 | 0.012796 | 0.0043749
[7 empty] | 0.087612 | 0.088585 | 0.064367 | 0.051136 | 0.078779 | 0.024789
[7 empty] | 0.1768 | 0.19115 | 0.1279 | 0.1002 | 0.18005 | 0.050563
[7 empty] | 0.25707 | 0.28821 | 0.18682 | 0.14274 | 0.28849 | 0.072967
[7 empty] | 0.30675 | 0.35005 | 0.22392 | 0.16723 | 0.36913 | 0.086002
[7 empty] | 0.31237 | 0.37732 | 0.22582 | 0.14765 | 0.3835 | 0.080108
[7 empty] | 0.27637 | 0.35217 | 0.19926 | 0.11182 | 0.34932 | 0.064076
[7 empty] | 0.20914 | 0.27676 | 0.14973 | 0.070505 | 0.2741 | 0.0426
[7 empty] | 0.12183 | 0.16924 | 0.095999 | 0.033937 | 0.15684 | 0.02109
[7 empty] | 0.035175 | 0.046126 | 0.028935 | 0.0077682 | 0.037336 | 0.0046768
[7 empty] | 0 | 0 | 0 | 0 | 0 | 0
[7 empty] | 0 | 0 | 0 | 0 | 0 | 0
[7 empty] | 0 | 0 | 0 | 0 | 0 | 0
[7 empty] | 0 | 0 | 0 | 0 | 0 | 0
[7 empty] | 0 | 0 | 0 | 0 | 0 | 0
[7 empty] | 0 | 0 | 0 | 0 | 0 | 0
[7 empty] | 0 | 0 | 0 | 0 | 0 | 0
[7 empty] | 0 | 0 | 0 | 0 | 0 | 0
[7 empty] | 0 | 0 | 0 | 0 | 0 | 0
[7 empty] | 0 | 0 | 0 | 0 | 0 | 0
[7 empty] | 0 | 0 | 0 | 0 | 0 | 0
[7 empty] | 0 | 0 | 0 | 0 | 0 | 0
[7 empty] | 0 | 0 | 0 | 0 | 0 | 0
[7 empty] | 0 | 0 | 0 | 0 | 0 | 0
[7 empty] | 0.014 | 0.022531 | 0.0090446 | 0.0028648 | 0.011683 | 0.004848
[7 empty] | 0.089588 | 0.11215 | 0.06186 | 0.021057 | 0.074157 | 0.029796
[7 empty] | 0.17692 | 0.22617 | 0.12009 | 0.048779 | 0.15931 | 0.071435
[7 empty] | 0.25051 | 0.32673 | 0.16845 | 0.075935 | 0.24272 | 0.11652
[7 empty] | 0.29087 | 0.38634 | 0.19486 | 0.094685 | 0.29937 | 0.15118
[7 empty] | 0.28091 | 0.39984 | 0.19648 | 0.10906 | 0.30152 | 0.15194
[7 empty] | 0.23343 | 0.36036 | 0.1718 | 0.1086 | 0.2633 | 0.13278
[7 empty] | 0.16354 | 0.27503 | 0.12766 | 0.091473 | 0.19592 | 0.098765
[7 empty] | 0.091824 | 0.17397 | 0.076606 | 0.056876 | 0.11509 | 0.061152
[7 empty] | 0.030052 | 0.048008 | 0.02118 | 0.019314 | 0.031357 | 0.019382
[7 empty] | 0 | 0 | 0 | 0 | 0 | 0
[7 empty] | 0 | 0 | 0 | 0 | 0 | 0
[7 empty] | 0 | 0 | 0 | 0 | 0 | 0
[7 empty] | 0 | 0 | 0 | 0 | 0 | 0
[7 empty] | 0 | 0 | 0 | 0 | 0 | 0
[7 empty] | 0 | 0 | 0 | 0 | 0 | 0
[7 empty] | 0 | 0 | 0 | 0 | 0 | 0
[7 empty] | 0 | 0 | 0 | 0 | 0 | 0
[7 empty] | 0 | 0 | 0 | 0 | 0 | 0
[7 empty] | 0 | 0 | 0 | 0 | 0 | 0
[7 empty] | 0 | 0 | 0 | 0 | 0 | 0
[7 empty] | 0 | 0 | 0 | 0 | 0 | 0
[7 empty] | 0 | 0 | 0 | 0 | 0 | 0
[7 empty] | 0 | 0 | 0 | 0 | 0 | 0
[7 empty] | 0.017471 | 0.024159 | 0.0066866 | 0.0032065 | 0.0064497 | 0.0066939
[7 empty] | 0.11315 | 0.15577 | 0.055688 | 0.023047 | 0.040744 | 0.040043
[7 empty] | 0.23164 | 0.30847 | 0.10877 | 0.05357 | 0.088696 | 0.086858
[7 empty] | 0.33843 | 0.43705 | 0.15251 | 0.083712 | 0.13797 | 0.13108
[7 empty] | 0.40383 | 0.50967 | 0.17612 | 0.1047 | 0.17527 | 0.15965
[7 empty] | 0.40124 | 0.52695 | 0.16957 | 0.11728 | 0.16409 | 0.14393
[7 empty] | 0.34752 | 0.47456 | 0.14215 | 0.11276 | 0.13108 | 0.11115
[7 empty] | 0.25726 | 0.35896 | 0.10089 | 0.091041 | 0.086604 | 0.071387
[7 empty] | 0.1498 | 0.2055 | 0.061572 | 0.056685 | 0.045215 | 0.036949
[7 empty] | 0.040467 | 0.04749 | 0.017684 | 0.014983 | 0.01125 | 0.0097081
[7 empty] | 0 | 0 | 0 | 0 | 0 | 0
[7 empty] | 0 | 0 | 0 | 0 | 0 | 0
[7 empty] | 0 | 0 | 0 | 0 | 0 | 0
[7 empty] | 0 | 0 | 0 | 0 | 0 | 0
[7 empty] | 0 | 0 | 0 | 0 | 0 | 0
[7 empty] | 0 | 0 | 0 | 0 | 0 | 0
[7 empty] | 0 | 0 | 0 | 0 | 0 | 0
[7 empty] | 0 | 0 | 0 | 0 | 0 | 0
[7 empty] | 0 | 0 | 0 | 0 | 0 | 0
[7 empty] | 0 | 0 | 0 | 0 | 0 | 0
[7 empty] | 0 | 0 | 0 | 0 | 0 | 0
[7 empty] | 0 | 0 | 0 | 0 | 0 | 0
[7 empty] | 0 | 0 | 0 | 0 | 0 | 0
[7 empty] | 0 | 0 | 0 | 0 | 0 | 0
[7 empty] | 0.020861 | 0.025664 | 0.0031989 | 0.0056336 | 0.007589 | 0.009597
[7 empty] | 0.13562 | 0.15582 | 0.015204 | 0.038566 | 0.052187 | 0.057346
[7 empty] | 0.26143 | 0.31641 | 0.032969 | 0.093445 | 0.11949 | 0.12034
[7 empty] | 0.36336 | 0.45317 | 0.048852 | 0.15282 | 0.18945 | 0.17849
[7 empty] | 0.41663 | 0.52901 | 0.058434 | 0.19856 | 0.24255 | 0.21469
[7 empty] | 0.41645 | 0.53069 | 0.058989 | 0.22366 | 0.2457 | 0.22796
[7 empty] | 0.36284 | 0.46559 | 0.051037 | 0.21917 | 0.21603 | 0.21061
[7 empty] | 0.26944 | 0.34426 | 0.036479 | 0.18215 | 0.16222 | 0.16658
[7 empty] | 0.15286 | 0.19702 | 0.01919 | 0.11602 | 0.084268 | 0.10919
[7 empty] | 0.03768 | 0.044494 | 0.0044481 | 0.032386 | 0.020782 | 0.031072
[7 empty] | 0 | 0 | 0 | 0 | 0 | 0
[7 empty] | 0 | 0 | 0 | 0 | 0 | 0
[7 empty] | 0 | 0 | 0 | 0 | 0 | 0
[7 empty] | 0 | 0 | 0 | 0 | 0 | 0
[7 empty] | 0 | 0 | 0 | 0 | 0 | 0
[7 empty] | 0 | 0 | 0 | 0 | 0 | 0
[7 empty] | 0 | 0 | 0 | 0 | 0 | 0
[7 empty] | 0 | 0 | 0 | 0 | 0 | 0
[7 empty] | 0 | 0 | 0 | 0 | 0 | 0
[7 empty] | 0 | 0 | 0 | 0 | 0 | 0
[7 empty] | 0 | 0 | 0 | 0 | 0 | 0
[7 empty] | 0 | 0 | 0 | 0 | 0 | 0
[7 empty] | 0 | 0 | 0 | 0 | 0 | 0
[7 empty] | 0 | 0 | 0 | 0 | 0 | 0
[7 empty] | 0.0074196 | 0.01924 | 0.0038532 | 0.0068536 | 0.0028519 | 0.003274
[7 empty] | 0.048743 | 0.12658 | 0.020267 | 0.052181 | 0.030612 | 0.02304
[7 empty] | 0.099194 | 0.25144 | 0.049315 | 0.11745 | 0.081118 | 0.053013
[7 empty] | 0.14305 | 0.35715 | 0.079719 | 0.17753 | 0.13632 | 0.082875
[7 empty] | 0.16864 | 0.41686 | 0.10158 | 0.21584 | 0.18031 | 0.10413
[7 empty] | 0.15891 | 0.42918 | 0.1069 | 0.22399 | 0.19218 | 0.10209
[7 empty] | 0.12816 | 0.38571 | 0.096885 | 0.20307 | 0.17864 | 0.086852
[7 empty] | 0.085905 | 0.29225 | 0.073179 | 0.15637 | 0.14167 | 0.062224
[7 empty] | 0.04639 | 0.16991 | 0.041612 | 0.092751 | 0.080692 | 0.031542
[7 empty] | 0.013806 | 0.039313 | 0.0084511 | 0.025985 | 0.020315 | 0.008481
[7 empty] | 0 | 0 | 0 | 0 | 0 | 0
[7 empty] | 0 | 0 | 0 | 0 | 0 | 0
[7 empty] | 0 | 0 | 0 | 0 | 0 | 0
[7 empty] | 0 | 0 | 0 | 0 | 0 | 0
[7 empty] | 0 | 0 | 0 | 0 | 0 | 0
[7 empty] | 0 | 0 | 0 | 0 | 0 | 0
[7 empty] | 0 | 0 | 0 | 0 | 0 | 0
[7 empty] | 0 | 0 | 0 | 0 | 0 | 0
[7 empty] | 0 | 0 | 0 | 0 | 0 | 0
[7 empty] | 0 | 0 | 0 | 0 | 0 | 0
[7 empty] | 0 | 0 | 0 | 0 | 0 | 0
[7 empty] | 0 | 0 | 0 | 0 | 0 | 0
[7 empty] | 0 | 0 | 0 | 0 | 0 | 0
[7 empty] | 0 | 0 | 0 | 0 | 0 | 0
[7 empty] | 0.0037623 | 0.012129 | 0.0052393 | 0.0060482 | 0.007116 | 0.0099537
[7 empty] | 0.031785 | 0.12883 | 0.073993 | 0.06498 | 0.09479 | 0.079364
[7 empty] | 0.072407 | 0.22992 | 0.16898 | 0.153 | 0.20296 | 0.16649
[7 empty] | 0.1112 | 0.29866 | 0.2535 | 0.23942 | 0.28871 | 0.24383
[7 empty] | 0.13624 | 0.32389 | 0.3028 | 0.29736 | 0.33057 | 0.29098
[7 empty] | 0.14622 | 0.28108 | 0.31246 | 0.32048 | 0.34797 | 0.31343
[7 empty] | 0.13482 | 0.20636 | 0.27512 | 0.29706 | 0.31417 | 0.2913
[7 empty] | 0.10354 | 0.12182 | 0.19889 | 0.22877 | 0.23541 | 0.22455
[7 empty] | 0.057556 | 0.035492 | 0.089503 | 0.13477 | 0.1323 | 0.13304
[7 empty] | 0.01019 | 0.00239 | 0.014852 | 0.025902 | 0.022193 | 0.026368
[7 empty] | 0 | 0 | 0 | 0 | 0 | 0
[7 empty] | 0 | 0 | 0 | 0 | 0 | 0
[7 empty] | 0 | 0 | 0 | 0 | 0 | 0
[7 empty] | 0 | 0 | 0 | 0 | 0 | 0
[7 empty] | 0 | 0 | 0 | 0 | 0 | 0
[7 empty] | 0 | 0 | 0 | 0 | 0 | 0
[7 empty] | 0 | 0 | 0 | 0 | 0 | 0
[7 empty] | 0 | 0 | 0 | 0 | 0 | 0
[7 empty] | 0 | 0 | 0 | 0 | 0 | 0
[7 empty] | 0 | 0 | 0 | 0 | 0 | 0
[7 empty] | 0 | 0 | 0 | 0 | 0 | 0
[7 empty] | 0 | 0 | 0 | 0 | 0 | 0
[7 empty] | 0 | 0 | 0 | 0 | 0 | 0
[7 empty] | 0 | 0 | 0 | 0 | 0 | 0
[7 empty] | 0.0033058 | 0.0014096 | 0.0054664 | 0.006141 | 0.0064362 | 0.012899
[7 empty] | 0.03908 | 0.020234 | 0.057862 | 0.064222 | 0.073562 | 0.11225
[7 empty] | 0.085554 | 0.037505 | 0.13424 | 0.14275 | 0.15827 | 0.19939
[7 empty] | 0.12232 | 0.049385 | 0.20327 | 0.21306 | 0.22928 | 0.26079
[7 empty] | 0.13895 | 0.05388 | 0.24373 | 0.25543 | 0.26797 | 0.28734
[7 empty] | 0.12719 | 0.057668 | 0.25348 | 0.27243 | 0.25954 | 0.27254
[7 empty] | 0.095811 | 0.052863 | 0.22654 | 0.24867 | 0.21103 | 0.22651
[7 empty] | 0.056168 | 0.03988 | 0.16744 | 0.18757 | 0.13911 | 0.15914
[7 empty] | 0.029752 | 0.023049 | 0.082484 | 0.10656 | 0.083582 | 0.093188
[7 empty] | 0.0031706 | 0.0054366 | 0.015848 | 0.020457 | 0.02092 | 0.014006
[7 empty] | 0 | 0 | 0 | 0 | 0 | 0
[7 empty] | 0 | 0 | 0 | 0 | 0 | 0
[7 empty] | 0 | 0 | 0 | 0 | 0 | 0
[7 empty] | 0 | 0 | 0 | 0 | 0 | 0
[7 empty] | 0 | 0 | 0 | 0 | 0 | 0
[7 empty] | 0 | 0 | 0 | 0 | 0 | 0
[7 empty] | 0 | 0 | 0 | 0 | 0 | 0
[7 empty] | 0 | 0 | 0 | 0 | 0 | 0
[7 empty] | 0 | 0 | 0 | 0 | 0 | 0
[7 empty] | 0 | 0 | 0 | 0 | 0 | 0
[7 empty] | 0 | 0 | 0 | 0 | 0 | 0
[7 empty] | 0 | 0 | 0 | 0 | 0 | 0
[7 empty] | 0 | 0 | 0 | 0 | 0 | 0
[7 empty] | 0 | 0 | 0 | 0 | 0 | 0
[7 empty] | 0.003223 | 0.0023448 | 0.0083734 | 0.003802 | 0.0052822 | 0.0083373
[7 empty] | 0.036293 | 0.02747 | 0.079858 | 0.043073 | 0.058342 | 0.11112
[7 empty] | 0.091873 | 0.075743 | 0.16713 | 0.1048 | 0.12839 | 0.25495
[7 empty] | 0.14868 | 0.12956 | 0.24295 | 0.16524 | 0.18902 | 0.38105
[7 empty] | 0.18837 | 0.16862 | 0.28626 | 0.20355 | 0.22199 | 0.45592
[7 empty] | 0.20308 | 0.17933 | 0.28782 | 0.21536 | 0.22925 | 0.45875
[7 empty] | 0.1867 | 0.16237 | 0.24665 | 0.19469 | 0.20081 | 0.3965
[7 empty] | 0.14143 | 0.11952 | 0.1726 | 0.14509 | 0.1442 | 0.28378
[7 empty] | 0.08557 | 0.055485 | 0.06886 | 0.09108 | 0.080824 | 0.16135
[7 empty] | 0.016064 | 0.0094416 | 0.0098043 | 0.016121 | 0.01662 | 0.024773
[7 empty] | 0 | 0 | 0 | 0 | 0 | 0
[7 empty] | 0 | 0 | 0 | 0 | 0 | 0
[7 empty] | 0 | 0 | 0 | 0 | 0 | 0
[7 empty] | 0 | 0 | 0 | 0 | 0 | 0
[7 empty] | 0 | 0 | 0 | 0 | 0 | 0
[7 empty] | 0 | 0 | 0 | 0 | 0 | 0
[7 empty] | 0 | 0 | 0 | 0 | 0 | 0
[7 empty] | 0 | 0 | 0 | 0 | 0 | 0
[7 empty] | 0 | 0 | 0 | 0 | 0 | 0
[7 empty] | 0 | 0 | 0 | 0 | 0 | 0
[7 empty] | 0 | 0 | 0 | 0 | 0 | 0
[7 empty] | 0 | 0 | 0 | 0 | 0 | 0
[7 empty] | 0 | 0 | 0 | 0 | 0 | 0
[7 empty] | 0 | 0 | 0 | 0 | 0 | 0
[7 empty] | 0.0040509 | 0.0064057 | 0.012762 | 0.0038756 | 0.0030919 | 0.0089328
[7 empty] | 0.042288 | 0.052371 | 0.13604 | 0.042279 | 0.036876 | 0.12616
[7 empty] | 0.098348 | 0.11769 | 0.28116 | 0.10215 | 0.097826 | 0.27597
[7 empty] | 0.15356 | 0.18096 | 0.4031 | 0.16216 | 0.16308 | 0.39563
[7 empty] | 0.19128 | 0.22286 | 0.47075 | 0.20291 | 0.21012 | 0.45641
[7 empty] | 0.19759 | 0.24571 | 0.46631 | 0.20539 | 0.20085 | 0.44728
[7 empty] | 0.1726 | 0.2295 | 0.39769 | 0.17736 | 0.16022 | 0.37711
[7 empty] | 0.12441 | 0.17487 | 0.28023 | 0.12611 | 0.10296 | 0.26211
[7 empty] | 0.075608 | 0.093593 | 0.12702 | 0.06891 | 0.056167 | 0.13438
[7 empty] | 0.01716 | 0.019465 | 0.0205 | 0.011606 | 0.012539 | 0.017189
[7 empty] | 0 | 0 | 0 | 0 | 0 | 0
[7 empty] | 0 | 0 | 0 | 0 | 0 | 0
[7 empty] | 0 | 0 | 0 | 0 | 0 | 0
[7 empty] | 0 | 0 | 0 | 0 | 0 | 0
[7 empty] | 0 | 0 | 0 | 0 | 0 | 0
[7 empty] | 0 | 0 | 0 | 0 | 0 | 0
[7 empty] | 0 | 0 | 0 | 0 | 0 | 0
[7 empty] | 0 | 0 | 0 | 0 | 0 | 0
[7 empty] | 0 | 0 | 0 | 0 | 0 | 0
[7 empty] | 0 | 0 | 0 | 0 | 0 | 0
[7 empty] | 0 | 0 | 0 | 0 | 0 | 0
[7 empty] | 0 | 0 | 0 | 0 | 0 | 0
[7 empty] | 0 | 0 | 0 | 0 | 0 | 0
[7 empty] | 0 | 0 | 0 | 0 | 0 | 0
[7 empty] | 0.0041092 | 0.0060682 | 0.0089332 | 0.0038672 | 0.0020709 | 0.0034501
[7 empty] | 0.044581 | 0.075569 | 0.1061 | 0.03848 | 0.032732 | 0.047354
[7 empty] | 0.11189 | 0.17943 | 0.21423 | 0.099622 | 0.081289 | 0.12322
[7 empty] | 0.18051 | 0.2735 | 0.29966 | 0.16757 | 0.12491 | 0.2042
[7 empty] | 0.22914 | 0.32799 | 0.3426 | 0.21771 | 0.15039 | 0.2628
[7 empty] | 0.19892 | 0.34163 | 0.3293 | 0.25232 | 0.15968 | 0.32074
[7 empty] | 0.14193 | 0.30203 | 0.27088 | 0.24588 | 0.1438 | 0.33074
[7 empty] | 0.078646 | 0.21855 | 0.18297 | 0.19315 | 0.10607 | 0.27036
[7 empty] | 0.046023 | 0.09876 | 0.074002 | 0.11159 | 0.058361 | 0.15352
[7 empty] | 0.010283 | 0.015268 | 0.010561 | 0.017586 | 0.0090772 | 0.022269
[7 empty] | 0 | 0 | 0 | 0 | 0 | 0
[7 empty] | 0 | 0 | 0 | 0 | 0 | 0
[7 empty] | 0 | 0 | 0 | 0 | 0 | 0
[7 empty] | 0 | 0 | 0 | 0 | 0 | 0
[7 empty] | 0 | 0 | 0 | 0 | 0 | 0
[7 empty] | 0 | 0 | 0 | 0 | 0 | 0
[7 empty] | 0 | 0 | 0 | 0 | 0 | 0
[7 empty] | 0 | 0 | 0 | 0 | 0 | 0
[7 empty] | 0 | 0 | 0 | 0 | 0 | 0
[7 empty] | 0 | 0 | 0 | 0 | 0 | 0
[7 empty] | 0 | 0 | 0 | 0 | 0 | 0
[7 empty] | 0 | 0 | 0 | 0 | 0 | 0
[7 empty] | 0 | 0 | 0 | 0 | 0 | 0
[7 empty] | 0 | 0 | 0 | 0 | 0 | 0
[7 empty] | 0.0034594 | 0.0017033 | 0.0023209 | 0.0075706 | 0.0025155 | 0.0048643
[7 empty] | 0.044849 | 0.024233 | 0.032282 | 0.093626 | 0.03611 | 0.056342
[7 empty] | 0.10502 | 0.059555 | 0.092804 | 0.22203 | 0.099854 | 0.12199
[7 empty] | 0.15692 | 0.093936 | 0.16134 | 0.33551 | 0.16781 | 0.17689
[7 empty] | 0.18589 | 0.11671 | 0.21057 | 0.40057 | 0.21841 | 0.20816
[7 empty] | 0.1852 | 0.12944 | 0.22462 | 0.40701 | 0.22254 | 0.19553
[7 empty] | 0.15611 | 0.12154 | 0.20297 | 0.35414 | 0.19128 | 0.15809
[7 empty] | 0.10832 | 0.092892 | 0.14947 | 0.25369 | 0.13469 | 0.10718
[7 empty] | 0.060586 | 0.048565 | 0.0713 | 0.14173 | 0.07298 | 0.06314
[7 empty] | 0.013452 | 0.010636 | 0.012722 | 0.019657 | 0.015736 | 0.010772
[7 empty] | 0 | 0 | 0 | 0 | 0 | 0
[7 empty] | 0 | 0 | 0 | 0 | 0 | 0
[7 empty] | 0 | 0 | 0 | 0 | 0 | 0
[7 empty] | 0 | 0 | 0 | 0 | 0 | 0
[7 empty] | 0 | 0 | 0 | 0 | 0 | 0
[7 empty] | 0 | 0 | 0 | 0 | 0 | 0
[7 empty] | 0 | 0 | 0 | 0 | 0 | 0
[7 empty] | 0 | 0 | 0 | 0 | 0 | 0
[7 empty] | 0 | 0 | 0 | 0 | 0 | 0
[7 empty] | 0 | 0 | 0 | 0 | 0 | 0
[7 empty] | 0 | 0 | 0 | 0 | 0 | 0
[7 empty] | 0 | 0 | 0 | 0 | 0 | 0
[7 empty] | 0 | 0 | 0 | 0 | 0 | 0
[7 empty] | 0 | 0 | 0 | 0 | 0 | 0
[7 empty] | 0.0038699 | 0.0049642 | 0.0027893 | 0.0097636 | 0.0040378 | 0.0035137
[7 empty] | 0.050839 | 0.04721 | 0.046515 | 0.13476 | 0.050106 | 0.046429
[7 empty] | 0.13192 | 0.10516 | 0.13397 | 0.30195 | 0.12304 | 0.12116
[7 empty] | 0.21339 | 0.1547 | 0.22698 | 0.43937 | 0.19418 | 0.19824
[7 empty] | 0.26909 | 0.18232 | 0.28985 | 0.51337 | 0.24084 | 0.25121
[7 empty] | 0.27388 | 0.1695 | 0.30487 | 0.52117 | 0.23781 | 0.2812
[7 empty] | 0.23681 | 0.13365 | 0.27416 | 0.45596 | 0.1985 | 0.26519
[7 empty] | 0.16994 | 0.085021 | 0.20207 | 0.32777 | 0.13523 | 0.2036
[7 empty] | 0.10027 | 0.030229 | 0.099166 | 0.16879 | 0.071166 | 0.1219
[7 empty] | 0.018437 | 0.0032883 | 0.016164 | 0.020963 | 0.011568 | 0.017626
[7 empty] | 0 | 0 | 0 | 0 | 0 | 0
[7 empty] | 0 | 0 | 0 | 0 | 0 | 0
[7 empty] | 0 | 0 | 0 | 0 | 0 | 0
[7 empty] | 0 | 0 | 0 | 0 | 0 | 0
[7 empty] | 0 | 0 | 0 | 0 | 0 | 0
[7 empty] | 0 | 0 | 0 | 0 | 0 | 0
[7 empty] | 0 | 0 | 0 | 0 | 0 | 0
[7 empty] | 0 | 0 | 0 | 0 | 0 | 0
[7 empty] | 0 | 0 | 0 | 0 | 0 | 0
[7 empty] | 0 | 0 | 0 | 0 | 0 | 0
[7 empty] | 0 | 0 | 0 | 0 | 0 | 0
[7 empty] | 0 | 0 | 0 | 0 | 0 | 0
[7 empty] | 0 | 0 | 0 | 0 | 0 | 0
[7 empty] | 0 | 0 | 0 | 0 | 0 | 0
[7 empty] | 0.0085173 | 0.0025367 | 0.0039975 | 0.0025903 | 0.0019088 | 0.0043243
[7 empty] | 0.11044 | 0.033444 | 0.07079 | 0.049922 | 0.031463 | 0.060624
[7 empty] | 0.24084 | 0.070663 | 0.19125 | 0.12033 | 0.077624 | 0.13593
[7 empty] | 0.34358 | 0.10206 | 0.30848 | 0.1775 | 0.1178 | 0.19725
[7 empty] | 0.39397 | 0.11918 | 0.38149 | 0.20569 | 0.14097 | 0.22792
[7 empty] | 0.41834 | 0.11338 | 0.40138 | 0.19717 | 0.14934 | 0.22619
[7 empty] | 0.38123 | 0.091847 | 0.35828 | 0.15963 | 0.13487 | 0.1914
[7 empty] | 0.28635 | 0.060308 | 0.26077 | 0.10503 | 0.10058 | 0.13359
[7 empty] | 0.14924 | 0.022612 | 0.12607 | 0.056576 | 0.05145 | 0.081887
[7 empty] | 0.019806 | 0.0025221 | 0.016928 | 0.0047244 | 0.0098573 | 0.012555
[7 empty] | 0 | 0 | 0 | 0 | 0 | 0
[7 empty] | 0 | 0 | 0 | 0 | 0 | 0
[7 empty] | 0 | 0 | 0 | 0 | 0 | 0
[7 empty] | 0 | 0 | 0 | 0 | 0 | 0
[7 empty] | 0 | 0 | 0 | 0 | 0 | 0
[7 empty] | 0 | 0 | 0 | 0 | 0 | 0
[7 empty] | 0 | 0 | 0 | 0 | 0 | 0
[7 empty] | 0 | 0 | 0 | 0 | 0 | 0
[7 empty] | 0 | 0 | 0 | 0 | 0 | 0
[7 empty] | 0 | 0 | 0 | 0 | 0 | 0
[7 empty] | 0 | 0 | 0 | 0 | 0 | 0
[7 empty] | 0 | 0 | 0 | 0 | 0 | 0
[7 empty] | 0 | 0 | 0 | 0 | 0 | 0
[7 empty] | 0 | 0 | 0 | 0 | 0 | 0
[7 empty] | 0.0023028 | 0.00094932 | 0.0083024 | 0.0074434 | 0.0012195 | 0.0015796
[7 empty] | 0.030854 | 0.019623 | 0.10077 | 0.10465 | 0.026161 | 0.027181
[7 empty] | 0.073474 | 0.062871 | 0.25954 | 0.23731 | 0.077944 | 0.072254
[7 empty] | 0.11029 | 0.11224 | 0.41113 | 0.34964 | 0.13252 | 0.11538
[7 empty] | 0.13089 | 0.14671 | 0.5013 | 0.41154 | 0.17121 | 0.14281
[7 empty] | 0.12709 | 0.15792 | 0.52382 | 0.42644 | 0.18884 | 0.14322
[7 empty] | 0.10433 | 0.14456 | 0.46409 | 0.37825 | 0.18089 | 0.12107
[7 empty] | 0.070281 | 0.10748 | 0.33296 | 0.2732 | 0.14786 | 0.082775
[7 empty] | 0.035833 | 0.058016 | 0.15429 | 0.13684 | 0.078414 | 0.045129
[7 empty] | 0.0079885 | 0.0096795 | 0.016856 | 0.014455 | 0.010875 | 0.0072766
[7 empty] | 0 | 0 | 0 | 0 | 0 | 0
[7 empty] | 0 | 0 | 0 | 0 | 0 | 0
[7 empty] | 0 | 0 | 0 | 0 | 0 | 0
[7 empty] | 0 | 0 | 0 | 0 | 0 | 0
[7 empty] | 0 | 0 | 0 | 0 | 0 | 0
[7 empty] | 0 | 0 | 0 | 0 | 0 | 0
[7 empty] | 0 | 0 | 0 | 0 | 0 | 0
[7 empty] | 0 | 0 | 0 | 0 | 0 | 0
[7 empty] | 0 | 0 | 0 | 0 | 0 | 0
[7 empty] | 0 | 0 | 0 | 0 | 0 | 0
[7 empty] | 0 | 0 | 0 | 0 | 0 | 0
[7 empty] | 0 | 0 | 0 | 0 | 0 | 0
[7 empty] | 0 | 0 | 0 | 0 | 0 | 0
[7 empty] | 0 | 0 | 0 | 0 | 0 | 0
[7 empty] | 0.0022193 | 0.0036417 | 0.0097322 | 0.0033878 | 0.0028534 | 0.0021634
[7 empty] | 0.028713 | 0.043964 | 0.16851 | 0.065338 | 0.05631 | 0.040956
[7 empty] | 0.060594 | 0.10029 | 0.36042 | 0.17938 | 0.13863 | 0.10468
[7 empty] | 0.081268 | 0.14771 | 0.51032 | 0.28661 | 0.20985 | 0.16254
[7 empty] | 0.08631 | 0.17249 | 0.58783 | 0.35138 | 0.25119 | 0.19694
[7 empty] | 0.080372 | 0.15545 | 0.57859 | 0.363 | 0.24979 | 0.19926
[7 empty] | 0.061616 | 0.11746 | 0.49106 | 0.31893 | 0.20965 | 0.16999
[7 empty] | 0.03669 | 0.070242 | 0.33964 | 0.23012 | 0.14435 | 0.11757
[7 empty] | 0.015934 | 0.025015 | 0.15447 | 0.12296 | 0.077899 | 0.061145
[7 empty] | 0.0020092 | 0.0020552 | 0.01571 | 0.013494 | 0.012293 | 0.0066836
[7 empty] | 0 | 0 | 0 | 0 | 0 | 0
[7 empty] | 0 | 0 | 0 | 0 | 0 | 0
[7 empty] | 0 | 0 | 0 | 0 | 0 | 0
[7 empty] | 0 | 0 | 0 | 0 | 0 | 0
[7 empty] | 0 | 0 | 0 | 0 | 0 | 0
[7 empty] | 0 | 0 | 0 | 0 | 0 | 0
[7 empty] | 0 | 0 | 0 | 0 | 0 | 0
[7 empty] | 0 | 0 | 0 | 0 | 0 | 0
[7 empty] | 0 | 0 | 0 | 0 | 0 | 0
[7 empty] | 0 | 0 | 0 | 0 | 0 | 0
[7 empty] | 0 | 0 | 0 | 0 | 0 | 0
[7 empty] | 0 | 0 | 0 | 0 | 0 | 0
[7 empty] | 0 | 0 | 0 | 0 | 0 | 0
[7 empty] | 0 | 0 | 0 | 0 | 0 | 0
[7 empty] | 0.00065683 | 0.00099863 | 0.00564 | 0.0046102 | 0.0021793 | 0.0029256
[7 empty] | 0.012543 | 0.014657 | 0.11805 | 0.070763 | 0.045572 | 0.065258
[7 empty] | 0.033697 | 0.036746 | 0.266 | 0.17496 | 0.13164 | 0.16531
[7 empty] | 0.053975 | 0.059885 | 0.38453 | 0.27012 | 0.21734 | 0.25743
[7 empty] | 0.067128 | 0.076344 | 0.4458 | 0.32683 | 0.27481 | 0.31302
[7 empty] | 0.069726 | 0.089864 | 0.4441 | 0.3308 | 0.28739 | 0.31709
[7 empty] | 0.060571 | 0.087765 | 0.37797 | 0.28617 | 0.25429 | 0.27362
[7 empty] | 0.041779 | 0.068526 | 0.26031 | 0.20318 | 0.18506 | 0.19061
[7 empty] | 0.018923 | 0.033825 | 0.11439 | 0.10499 | 0.098905 | 0.090822
[7 empty] | 0.003349 | 0.0063435 | 0.0098984 | 0.011021 | 0.012503 | 0.0081419
[7 empty] | 0 | 0 | 0 | 0 | 0 | 0
[7 empty] | 0 | 0 | 0 | 0 | 0 | 0
[7 empty] | 0 | 0 | 0 | 0 | 0 | 0
[7 empty] | 0 | 0 | 0 | 0 | 0 | 0
[7 empty] | 0 | 0 | 0 | 0 | 0 | 0
[7 empty] | 0 | 0 | 0 | 0 | 0 | 0
[7 empty] | 0 | 0 | 0 | 0 | 0 | 0
[7 empty] | 0 | 0 | 0 | 0 | 0 | 0
[7 empty] | 0 | 0 | 0 | 0 | 0 | 0
[7 empty] | 0 | 0 | 0 | 0 | 0 | 0
[7 empty] | 0 | 0 | 0 | 0 | 0 | 0
[7 empty] | 0 | 0 | 0 | 0 | 0 | 0
[7 empty] | 0 | 0 | 0 | 0 | 0 | 0
[7 empty] | 0 | 0 | 0 | 0 | 0 | 0
[7 empty] | 0.0016354 | 0.00056159 | 0.0022774 | 0.0016892 | 0.0012601 | 0.0045044
[7 empty] | 0.037039 | 0.014854 | 0.04437 | 0.027355 | 0.029477 | 0.084551
[7 empty] | 0.086059 | 0.043321 | 0.13903 | 0.071507 | 0.07946 | 0.21223
[7 empty] | 0.11991 | 0.07019 | 0.24155 | 0.1163 | 0.1241 | 0.32722
[7 empty] | 0.13117 | 0.086487 | 0.30757 | 0.14776 | 0.14944 | 0.39488
[7 empty] | 0.1239 | 0.082034 | 0.30406 | 0.1449 | 0.14909 | 0.41982
[7 empty] | 0.096324 | 0.06528 | 0.25559 | 0.11956 | 0.12409 | 0.37911
[7 empty] | 0.058816 | 0.041266 | 0.17504 | 0.078968 | 0.082772 | 0.27714
[7 empty] | 0.028107 | 0.017257 | 0.076729 | 0.034116 | 0.038772 | 0.13409
[7 empty] | 0.0041247 | 0.002256 | 0.0074233 | 0.00588 | 0.0065687 | 0.013852
[7 empty] | 0 | 0 | 0 | 0 | 0 | 0
[7 empty] | 0 | 0 | 0 | 0 | 0 | 0
[7 empty] | 0 | 0 | 0 | 0 | 0 | 0
[7 empty] | 0 | 0 | 0 | 0 | 0 | 0
[7 empty] | 0 | 0 | 0 | 0 | 0 | 0
[7 empty] | 0 | 0 | 0 | 0 | 0 | 0
[7 empty] | 0 | 0 | 0 | 0 | 0 | 0
[7 empty] | 0 | 0 | 0 | 0 | 0 | 0
[7 empty] | 0 | 0 | 0 | 0 | 0 | 0
[7 empty] | 0 | 0 | 0 | 0 | 0 | 0
[7 empty] | 0 | 0 | 0 | 0 | 0 | 0
[7 empty] | 0 | 0 | 0 | 0 | 0 | 0
[7 empty] | 0 | 0 | 0 | 0 | 0 | 0
[7 empty] | 0 | 0 | 0 | 0 | 0 | 0
[7 empty] | 0.00067821 | 0.0039852 | 0.0010387 | 0.00040839 | 0.0011837 | 0.006626
[7 empty] | 0.015435 | 0.047697 | 0.021024 | 0.010491 | 0.029741 | 0.12304
[7 empty] | 0.044407 | 0.115 | 0.058347 | 0.026155 | 0.09997 | 0.28837
[7 empty] | 0.073403 | 0.17539 | 0.093971 | 0.038167 | 0.18167 | 0.42282
[7 empty] | 0.092755 | 0.21203 | 0.11557 | 0.043272 | 0.24559 | 0.49401
[7 empty] | 0.096252 | 0.20958 | 0.11536 | 0.040192 | 0.24877 | 0.50859
[7 empty] | 0.083889 | 0.17584 | 0.098114 | 0.030625 | 0.21051 | 0.44539
[7 empty] | 0.058685 | 0.11959 | 0.067461 | 0.017735 | 0.14396 | 0.31335
[7 empty] | 0.027514 | 0.053773 | 0.030738 | 0.0065884 | 0.073496 | 0.14676
[7 empty] | 0.0071078 | 0.0068467 | 0.0036486 | 0.00028673 | 0.0095741 | 0.012819
[7 empty] | 0 | 0 | 0 | 0 | 0 | 0
[7 empty] | 0 | 0 | 0 | 0 | 0 | 0
[7 empty] | 0 | 0 | 0 | 0 | 0 | 0
[7 empty] | 0 | 0 | 0 | 0 | 0 | 0
[7 empty] | 0 | 0 | 0 | 0 | 0 | 0
[7 empty] | 0 | 0 | 0 | 0 | 0 | 0
[7 empty] | 0 | 0 | 0 | 0 | 0 | 0
[7 empty] | 0 | 0 | 0 | 0 | 0 | 0
[7 empty] | 0 | 0 | 0 | 0 | 0 | 0
[7 empty] | 0 | 0 | 0 | 0 | 0 | 0
[7 empty] | 0 | 0 | 0 | 0 | 0 | 0
[7 empty] | 0 | 0 | 0 | 0 | 0 | 0
[7 empty] | 0 | 0 | 0 | 0 | 0 | 0
[7 empty] | 0 | 0 | 0 | 0 | 0 | 0
[7 empty] | 0.0015467 | 0.0041098 | 0.0059541 | 0.00045221 | 0.0020928 | 0.0051027
[7 empty] | 0.032186 | 0.066335 | 0.0794 | 0.016431 | 0.046119 | 0.085524
[7 empty] | 0.090457 | 0.15901 | 0.16988 | 0.059839 | 0.12668 | 0.21841
[7 empty] | 0.14693 | 0.24363 | 0.2399 | 0.11315 | 0.20219 | 0.33784
[7 empty] | 0.18359 | 0.29571 | 0.27384 | 0.15752 | 0.24929 | 0.40795
[7 empty] | 0.18372 | 0.30575 | 0.25338 | 0.1599 | 0.24298 | 0.41507
[7 empty] | 0.15281 | 0.26711 | 0.20079 | 0.13849 | 0.19859 | 0.36076
[7 empty] | 0.10164 | 0.18582 | 0.12977 | 0.098391 | 0.13064 | 0.25768
[7 empty] | 0.048536 | 0.084971 | 0.064887 | 0.045759 | 0.064193 | 0.12388
[7 empty] | 0.0070614 | 0.0062527 | 0.0060077 | 0.0045942 | 0.0091001 | 0.010729
[7 empty] | 0 | 0 | 0 | 0 | 0 | 0
[7 empty] | 0 | 0 | 0 | 0 | 0 | 0
[7 empty] | 0 | 0 | 0 | 0 | 0 | 0
[7 empty] | 0 | 0 | 0 | 0 | 0 | 0
[7 empty] | 0 | 0 | 0 | 0 | 0 | 0
[7 empty] | 0 | 0 | 0 | 0 | 0 | 0
[7 empty] | 0 | 0 | 0 | 0 | 0 | 0
[7 empty] | 0 | 0 | 0 | 0 | 0 | 0
[7 empty] | 0 | 0 | 0 | 0 | 0 | 0
[7 empty] | 0 | 0 | 0 | 0 | 0 | 0
[7 empty] | 0 | 0 | 0 | 0 | 0 | 0
[7 empty] | 0 | 0 | 0 | 0 | 0 | 0
[7 empty] | 0 | 0 | 0 | 0 | 0 | 0
[7 empty] | 0 | 0 | 0 | 0 | 0 | 0
[7 empty] | 0.001389 | 7.95e-05 | 0 | 0.00085368 | 0.0014915 | 0.0014489
[7 empty] | 0.028998 | 0.0082466 | 0.0073724 | 0.021587 | 0.03121 | 0.028087
[7 empty] | 0.077107 | 0.024593 | 0.02482 | 0.08126 | 0.079538 | 0.067966
[7 empty] | 0.12201 | 0.039283 | 0.043398 | 0.16271 | 0.12224 | 0.1013
[7 empty] | 0.15049 | 0.047681 | 0.056485 | 0.23771 | 0.1467 | 0.1193
[7 empty] | 0.14192 | 0.048167 | 0.058279 | 0.29223 | 0.15297 | 0.12215
[7 empty] | 0.11223 | 0.040324 | 0.049926 | 0.29643 | 0.13491 | 0.10569
[7 empty] | 0.072462 | 0.026432 | 0.033316 | 0.23426 | 0.096435 | 0.073803
[7 empty] | 0.032938 | 0.011521 | 0.011972 | 0.10776 | 0.044789 | 0.034881
[7 empty] | 0.0056063 | 0.0019206 | 0.00095262 | 0.0088315 | 0.0056897 | 0.0062326
[7 empty] | 0 | 0 | 0 | 0 | 0 | 0
[7 empty] | 0 | 0 | 0 | 0 | 0 | 0
[7 empty] | 0 | 0 | 0 | 0 | 0 | 0
[7 empty] | 0 | 0 | 0 | 0 | 0 | 0
[7 empty] | 0 | 0 | 0 | 0 | 0 | 0
[7 empty] | 0 | 0 | 0 | 0 | 0 | 0
[7 empty] | 0 | 0 | 0 | 0 | 0 | 0
[7 empty] | 0 | 0 | 0 | 0 | 0 | 0
[7 empty] | 0 | 0 | 0 | 0 | 0 | 0
[7 empty] | 0 | 0 | 0 | 0 | 0 | 0
[7 empty] | 0 | 0 | 0 | 0 | 0 | 0
[7 empty] | 0 | 0 | 0 | 0 | 0 | 0
[7 empty] | 0 | 0 | 0 | 0 | 0 | 0
[7 empty] | 0 | 0 | 0 | 0 | 0 | 0
[7 empty] | 0.00071449 | 6.99e-05 | 0.00084217 | 0.00099866 | 0.0013336 | 0.0011679
[7 empty] | 0.01845 | 0.0076349 | 0.023594 | 0.028667 | 0.033017 | 0.024561
[7 empty] | 0.061444 | 0.0249 | 0.07281 | 0.089875 | 0.10527 | 0.069987
[7 empty] | 0.11411 | 0.04276 | 0.1259 | 0.15019 | 0.18108 | 0.11572
[7 empty] | 0.15929 | 0.054771 | 0.16319 | 0.1883 | 0.23474 | 0.14633
[7 empty] | 0.14599 | 0.057475 | 0.17772 | 0.19361 | 0.24938 | 0.1546
[7 empty] | 0.11225 | 0.049748 | 0.16177 | 0.16735 | 0.22484 | 0.13765
[7 empty] | 0.071099 | 0.033535 | 0.11757 | 0.1169 | 0.16699 | 0.098884
[7 empty] | 0.029155 | 0.01634 | 0.061836 | 0.053582 | 0.080896 | 0.045011
[7 empty] | 0.0032318 | 0.0017296 | 0.0065714 | 0.0051177 | 0.0080588 | 0.0056269
[7 empty] | 0 | 0 | 0 | 0 | 0 | 0
[7 empty] | 0 | 0 | 0 | 0 | 0 | 0
[7 empty] | 0 | 0 | 0 | 0 | 0 | 0
[7 empty] | 0 | 0 | 0 | 0 | 0 | 0
[7 empty] | 0 | 0 | 0 | 0 | 0 | 0
[7 empty] | 0 | 0 | 0 | 0 | 0 | 0
[7 empty] | 0 | 0 | 0 | 0 | 0 | 0
[7 empty] | 0 | 0 | 0 | 0 | 0 | 0
[7 empty] | 0 | 0 | 0 | 0 | 0 | 0
[7 empty] | 0 | 0 | 0 | 0 | 0 | 0
[7 empty] | 0 | 0 | 0 | 0 | 0 | 0
[7 empty] | 0 | 0 | 0 | 0 | 0 | 0
[7 empty] | 0 | 0 | 0 | 0 | 0 | 0
[7 empty] | 0 | 0 | 0 | 0 | 0 | 0
[7 empty] | 0.00025298 | 0.0024245 | 0.0020368 | 0.00057729 | 0.0035633 | 0.0028239
[7 empty] | 0.0095728 | 0.058899 | 0.034405 | 0.014403 | 0.069245 | 0.056614
[7 empty] | 0.032247 | 0.1514 | 0.074223 | 0.042113 | 0.16776 | 0.15249
[7 empty] | 0.058693 | 0.2407 | 0.10923 | 0.068857 | 0.25089 | 0.24693
[7 empty] | 0.080505 | 0.29558 | 0.13183 | 0.086225 | 0.29788 | 0.31052
[7 empty] | 0.084259 | 0.29278 | 0.12204 | 0.07447 | 0.30846 | 0.31943
[7 empty] | 0.073596 | 0.24647 | 0.095917 | 0.053272 | 0.27272 | 0.28021
[7 empty] | 0.051474 | 0.16712 | 0.060853 | 0.029688 | 0.19757 | 0.19888
[7 empty] | 0.024482 | 0.075113 | 0.02418 | 0.010941 | 0.089069 | 0.085746
[7 empty] | 0.0048613 | 0.0036799 | 0.0027035 | 0.0014954 | 0.0071061 | 0.0063137
[7 empty] | 0 | 0 | 0 | 0 | 0 | 0
[7 empty] | 0 | 0 | 0 | 0 | 0 | 0
[7 empty] | 0 | 0 | 0 | 0 | 0 | 0
[7 empty] | 0 | 0 | 0 | 0 | 0 | 0
[7 empty] | 0 | 0 | 0 | 0 | 0 | 0
[7 empty] | 0 | 0 | 0 | 0 | 0 | 0
[7 empty] | 0 | 0 | 0 | 0 | 0 | 0
[7 empty] | 0 | 0 | 0 | 0 | 0 | 0
[7 empty] | 0 | 0 | 0 | 0 | 0 | 0
[7 empty] | 0 | 0 | 0 | 0 | 0 | 0
[7 empty] | 0 | 0 | 0 | 0 | 0 | 0
[7 empty] | 0 | 0 | 0 | 0 | 0 | 0
[7 empty] | 0 | 0 | 0 | 0 | 0 | 0
[7 empty] | 0 | 0 | 0 | 0 | 0 | 0
[7 empty] | 0.0013706 | 0.00075133 | 0.00030599 | 0.00031132 | 0.0007698 | 0.00042169
[7 empty] | 0.031771 | 0.013947 | 0.010873 | 0.010353 | 0.024763 | 0.018687
[7 empty] | 0.097843 | 0.042031 | 0.0334 | 0.031917 | 0.082674 | 0.069936
[7 empty] | 0.16962 | 0.072016 | 0.055017 | 0.053106 | 0.1437 | 0.12471
[7 empty] | 0.22285 | 0.093879 | 0.068354 | 0.066582 | 0.18676 | 0.16248
[7 empty] | 0.23663 | 0.093345 | 0.069782 | 0.073669 | 0.2219 | 0.16301
[7 empty] | 0.21261 | 0.080238 | 0.058423 | 0.06764 | 0.22748 | 0.13688
[7 empty] | 0.15517 | 0.0565 | 0.037478 | 0.048667 | 0.19607 | 0.09232
[7 empty] | 0.072347 | 0.022225 | 0.017991 | 0.018662 | 0.08772 | 0.037165
[7 empty] | 0.0071397 | 0.0011597 | 0.0026472 | 0.0031407 | 0.0054823 | 0.0025772
[7 empty] | 0 | 0 | 0 | 0 | 0 | 0
[7 empty] | 0 | 0 | 0 | 0 | 0 | 0
[7 empty] | 0 | 0 | 0 | 0 | 0 | 0
[7 empty] | 0 | 0 | 0 | 0 | 0 | 0
[7 empty] | 0 | 0 | 0 | 0 | 0 | 0
[7 empty] | 0 | 0 | 0 | 0 | 0 | 0
[7 empty] | 0 | 0 | 0 | 0 | 0 | 0
[7 empty] | 0 | 0 | 0 | 0 | 0 | 0
[7 empty] | 0 | 0 | 0 | 0 | 0 | 0
[7 empty] | 0 | 0 | 0 | 0 | 0 | 0
[7 empty] | 0 | 0 | 0 | 0 | 0 | 0
[7 empty] | 0 | 0 | 0 | 0 | 0 | 0
[7 empty] | 0 | 0 | 0 | 0 | 0 | 0
[7 empty] | 0 | 0 | 0 | 0 | 0 | 0
[7 empty] | 0.00023026 | 0.003078 | 0.00011974 | 0.00062808 | 0.0011374 | 0.00010779
[7 empty] | 0.0089358 | 0.080651 | 0.010187 | 0.019007 | 0.034656 | 0.011379
[7 empty] | 0.031349 | 0.18649 | 0.034982 | 0.054785 | 0.10332 | 0.042401
[7 empty] | 0.057851 | 0.2635 | 0.061831 | 0.087713 | 0.16551 | 0.071701
[7 empty] | 0.080056 | 0.29748 | 0.080726 | 0.10711 | 0.20132 | 0.089586
[7 empty] | 0.087513 | 0.27163 | 0.082513 | 0.098777 | 0.19885 | 0.089516
[7 empty] | 0.080368 | 0.20568 | 0.069628 | 0.075887 | 0.16301 | 0.073804
[7 empty] | 0.060254 | 0.12236 | 0.046096 | 0.045881 | 0.10607 | 0.04752
[7 empty] | 0.024334 | 0.049878 | 0.020309 | 0.016308 | 0.044023 | 0.018013
[7 empty] | 0.0043553 | 0.002467 | 0.00031538 | 0.0023778 | 0.0028363 | 0.0015853
[7 empty] | 0 | 0 | 0 | 0 | 0 | 0
[7 empty] | 0 | 0 | 0 | 0 | 0 | 0
[7 empty] | 0 | 0 | 0 | 0 | 0 | 0
[7 empty] | 0 | 0 | 0 | 0 | 0 | 0
[7 empty] | 0 | 0 | 0 | 0 | 0 | 0
[7 empty] | 0 | 0 | 0 | 0 | 0 | 0
[7 empty] | 0 | 0 | 0 | 0 | 0 | 0
[7 empty] | 0 | 0 | 0 | 0 | 0 | 0
[7 empty] | 0 | 0 | 0 | 0 | 0 | 0
[7 empty] | 0 | 0 | 0 | 0 | 0 | 0
[7 empty] | 0 | 0 | 0 | 0 | 0 | 0
[7 empty] | 0 | 0 | 0 | 0 | 0 | 0
[7 empty] | 0 | 0 | 0 | 0 | 0 | 0
[7 empty] | 0 | 0 | 0 | 0 | 0 | 0
[7 empty] | 0.000797 | 0.00017985 | 0.00021218 | 0.0018529 | 0.00083518 | 0.00044333
[7 empty] | 0.023141 | 0.016048 | 0.0075192 | 0.046102 | 0.024636 | 0.019802
[7 empty] | 0.064228 | 0.051722 | 0.026447 | 0.14664 | 0.067915 | 0.058158
[7 empty] | 0.099202 | 0.08793 | 0.04678 | 0.25401 | 0.10775 | 0.093349
[7 empty] | 0.11797 | 0.11134 | 0.060741 | 0.32919 | 0.13147 | 0.1147
[7 empty] | 0.13615 | 0.10369 | 0.059704 | 0.34411 | 0.13341 | 0.1111
[7 empty] | 0.13327 | 0.081806 | 0.048062 | 0.30525 | 0.11285 | 0.090371
[7 empty] | 0.10747 | 0.052161 | 0.029398 | 0.21894 | 0.076068 | 0.058894
[7 empty] | 0.045754 | 0.027435 | 0.015033 | 0.091734 | 0.031933 | 0.023719
[7 empty] | 0.0041678 | 0.0026377 | 0.00065843 | 0.0053515 | 0.0032424 | 0.0032632
[7 empty] | 0 | 0 | 0 | 0 | 0 | 0
[7 empty] | 0 | 0 | 0 | 0 | 0 | 0
[7 empty] | 0 | 0 | 0 | 0 | 0 | 0
[7 empty] | 0 | 0 | 0 | 0 | 0 | 0
[7 empty] | 0 | 0 | 0 | 0 | 0 | 0
[7 empty] | 0 | 0 | 0 | 0 | 0 | 0
[7 empty] | 0 | 0 | 0 | 0 | 0 | 0
[7 empty] | 0 | 0 | 0 | 0 | 0 | 0
[7 empty] | 0 | 0 | 0 | 0 | 0 | 0
[7 empty] | 0 | 0 | 0 | 0 | 0 | 0
[7 empty] | 0 | 0 | 0 | 0 | 0 | 0
[7 empty] | 0 | 0 | 0 | 0 | 0 | 0
[7 empty] | 0 | 0 | 0 | 0 | 0 | 0
[7 empty] | 0 | 0 | 0 | 0 | 0 | 0
[7 empty] | 0.00021751 | 0.00075471 | 0.00022609 | 0.00067843 | 0.00078752 | 0.0014257
[7 empty] | 0.011158 | 0.026158 | 0.018569 | 0.024782 | 0.025976 | 0.050536
[7 empty] | 0.038082 | 0.07534 | 0.076395 | 0.07942 | 0.081646 | 0.16748
[7 empty] | 0.065674 | 0.12435 | 0.13813 | 0.13428 | 0.13956 | 0.28659
[7 empty] | 0.083697 | 0.15709 | 0.17972 | 0.1706 | 0.17985 | 0.3662
[7 empty] | 0.094759 | 0.13645 | 0.18534 | 0.16218 | 0.19387 | 0.38887
[7 empty] | 0.091708 | 0.099415 | 0.15816 | 0.13012 | 0.1768 | 0.34927
[7 empty] | 0.074296 | 0.056814 | 0.1054 | 0.084148 | 0.13174 | 0.24982
[7 empty] | 0.029605 | 0.029328 | 0.053482 | 0.029073 | 0.057408 | 0.10055
[7 empty] | 0.0036791 | 0.0015829 | 0.0036228 | 0.0018454 | 0.0041225 | 0.0051279
[7 empty] | 0 | 0 | 0 | 0 | 0 | 0
[7 empty] | 0 | 0 | 0 | 0 | 0 | 0
[7 empty] | 0 | 0 | 0 | 0 | 0 | 0
[7 empty] | 0 | 0 | 0 | 0 | 0 | 0
[7 empty] | 0 | 0 | 0 | 0 | 0 | 0
[7 empty] | 0 | 0 | 0 | 0 | 0 | 0
[7 empty] | 0 | 0 | 0 | 0 | 0 | 0
[7 empty] | 0 | 0 | 0 | 0 | 0 | 0
[7 empty] | 0 | 0 | 0 | 0 | 0 | 0
[7 empty] | 0 | 0 | 0 | 0 | 0 | 0
[7 empty] | 0 | 0 | 0 | 0 | 0 | 0
[7 empty] | 0 | 0 | 0 | 0 | 0 | 0
[7 empty] | 0 | 0 | 0 | 0 | 0 | 0
[7 empty] | 0 | 0 | 0 | 0 | 0 | 0
[7 empty] | 0.00027019 | 1.33e-05 | 0.000154 | 0.001454 | 0.0017595 | 0.0019477
[7 empty] | 0.020863 | 0.0080727 | 0.0089883 | 0.041399 | 0.066825 | 0.04283
[7 empty] | 0.078293 | 0.028789 | 0.038008 | 0.12688 | 0.19436 | 0.10931
[7 empty] | 0.13811 | 0.048882 | 0.069226 | 0.21612 | 0.30457 | 0.16874
[7 empty] | 0.18067 | 0.061745 | 0.091012 | 0.28001 | 0.36703 | 0.20419
[7 empty] | 0.1725 | 0.060172 | 0.09662 | 0.27692 | 0.3597 | 0.18356
[7 empty] | 0.13389 | 0.048044 | 0.084104 | 0.23238 | 0.29502 | 0.13928
[7 empty] | 0.081243 | 0.029233 | 0.056856 | 0.15797 | 0.19167 | 0.085256
[7 empty] | 0.03302 | 0.013282 | 0.033094 | 0.054256 | 0.077529 | 0.028728
[7 empty] | 0.0025384 | 0.00073822 | 0.0016099 | 0.0018828 | 0.0033959 | 0.0016455
[7 empty] | 0 | 0 | 0 | 0 | 0 | 0
[7 empty] | 0 | 0 | 0 | 0 | 0 | 0
[7 empty] | 0 | 0 | 0 | 0 | 0 | 0
[7 empty] | 0 | 0 | 0 | 0 | 0 | 0
[7 empty] | 0 | 0 | 0 | 0 | 0 | 0
[7 empty] | 0 | 0 | 0 | 0 | 0 | 0
[7 empty] | 0 | 0 | 0 | 0 | 0 | 0
[7 empty] | 0 | 0 | 0 | 0 | 0 | 0
[7 empty] | 0 | 0 | 0 | 0 | 0 | 0
[7 empty] | 0 | 0 | 0 | 0 | 0 | 0
[7 empty] | 0 | 0 | 0 | 0 | 0 | 0
[7 empty] | 0 | 0 | 0 | 0 | 0 | 0
[7 empty] | 0 | 0 | 0 | 0 | 0 | 0
[7 empty] | 0 | 0 | 0 | 0 | 0 | 0
[7 empty] | 0.00013255 | 0.00010976 | 0.0025047 | 0.00030768 | 0.00081056 | 2e-05
[7 empty] | 0.014585 | 0.0072461 | 0.048521 | 0.015319 | 0.044295 | 0.013668
[7 empty] | 0.063565 | 0.03043 | 0.12734 | 0.049775 | 0.15847 | 0.059832
[7 empty] | 0.11957 | 0.057172 | 0.19086 | 0.082471 | 0.27665 | 0.10276
[7 empty] | 0.16122 | 0.076705 | 0.22466 | 0.10242 | 0.35572 | 0.12869
[7 empty] | 0.17678 | 0.083399 | 0.2025 | 0.10116 | 0.35118 | 0.12927
[7 empty] | 0.16183 | 0.074507 | 0.15299 | 0.08415 | 0.2918 | 0.10771
[7 empty] | 0.11682 | 0.05207 | 0.091113 | 0.056896 | 0.19204 | 0.070492
[7 empty] | 0.043574 | 0.031496 | 0.040676 | 0.017542 | 0.075189 | 0.024379
[7 empty] | 0.0015758 | 0.0030027 | 0.00070216 | 0.0011376 | 0.0027852 | 0.0011692
[7 empty] | 0 | 0 | 0 | 0 | 0 | 0
[7 empty] | 0 | 0 | 0 | 0 | 0 | 0
[7 empty] | 0 | 0 | 0 | 0 | 0 | 0
[7 empty] | 0 | 0 | 0 | 0 | 0 | 0
[7 empty] | 0 | 0 | 0 | 0 | 0 | 0
[7 empty] | 0 | 0 | 0 | 0 | 0 | 0
[7 empty] | 0 | 0 | 0 | 0 | 0 | 0
[7 empty] | 0 | 0 | 0 | 0 | 0 | 0
[7 empty] | 0 | 0 | 0 | 0 | 0 | 0
[7 empty] | 0 | 0 | 0 | 0 | 0 | 0
[7 empty] | 0 | 0 | 0 | 0 | 0 | 0
[7 empty] | 0 | 0 | 0 | 0 | 0 | 0
[7 empty] | 0 | 0 | 0 | 0 | 0 | 0
[7 empty] | 0 | 0 | 0 | 0 | 0 | 0
[7 empty] | 0.00024552 | 0.00067199 | 0.00022447 | 0.00054895 | 0.00068971 | 0.0007587
[7 empty] | 0.0116 | 0.027026 | 0.010879 | 0.028394 | 0.028669 | 0.057597
[7 empty] | 0.040276 | 0.072419 | 0.036406 | 0.1012 | 0.091389 | 0.17823
[7 empty] | 0.068735 | 0.11198 | 0.062797 | 0.18056 | 0.14867 | 0.28102
[7 empty] | 0.08688 | 0.13445 | 0.080463 | 0.2384 | 0.18301 | 0.33903
[7 empty] | 0.094664 | 0.12616 | 0.093674 | 0.22517 | 0.15675 | 0.33315
[7 empty] | 0.086354 | 0.098 | 0.090003 | 0.18195 | 0.10755 | 0.27558
[7 empty] | 0.063837 | 0.059326 | 0.068418 | 0.12042 | 0.054983 | 0.18065
[7 empty] | 0.025177 | 0.037251 | 0.045439 | 0.035552 | 0.020604 | 0.062929
[7 empty] | 0.0018588 | 0.0017781 | 0.0032275 | 0.00097947 | 0.0012776 | 0.0023744
[7 empty] | 0 | 0 | 0 | 0 | 0 | 0
[7 empty] | 0 | 0 | 0 | 0 | 0 | 0
[7 empty] | 0 | 0 | 0 | 0 | 0 | 0
[7 empty] | 0 | 0 | 0 | 0 | 0 | 0
[7 empty] | 0 | 0 | 0 | 0 | 0 | 0
[7 empty] | 0 | 0 | 0 | 0 | 0 | 0
[7 empty] | 0 | 0 | 0 | 0 | 0 | 0
[7 empty] | 0 | 0 | 0 | 0 | 0 | 0
[7 empty] | 0 | 0 | 0 | 0 | 0 | 0
[7 empty] | 0 | 0 | 0 | 0 | 0 | 0
[7 empty] | 0 | 0 | 0 | 0 | 0 | 0
[7 empty] | 0 | 0 | 0 | 0 | 0 | 0
[7 empty] | 0 | 0 | 0 | 0 | 0 | 0
[7 empty] | 0 | 0 | 0 | 0 | 0 | 0
[7 empty] | 0.00033465 | 1.8e-05 | 7.98e-05 | 0.00019948 | 3.99e-05 | 0.0020008
[7 empty] | 0.020631 | 0.0088884 | 0.0068112 | 0.013682 | 0.006805 | 0.043055
[7 empty] | 0.077409 | 0.036397 | 0.026483 | 0.045968 | 0.034749 | 0.099245
[7 empty] | 0.13743 | 0.065339 | 0.048062 | 0.075956 | 0.073503 | 0.14104
[7 empty] | 0.17874 | 0.084682 | 0.063029 | 0.093829 | 0.10896 | 0.16073
[7 empty] | 0.19035 | 0.090277 | 0.069747 | 0.094396 | 0.12091 | 0.13736
[7 empty] | 0.16898 | 0.078312 | 0.062939 | 0.078829 | 0.11534 | 0.092004
[7 empty] | 0.12234 | 0.052404 | 0.044085 | 0.052497 | 0.094101 | 0.046496
[7 empty] | 0.052387 | 0.042879 | 0.030027 | 0.014855 | 0.037284 | 0.012114
[7 empty] | 0.0025864 | 0.0021613 | 0.00088125 | 0.00061286 | 0.001631 | 0.00034018
[7 empty] | 0 | 0 | 0 | 0 | 0 | 0
[7 empty] | 0 | 0 | 0 | 0 | 0 | 0
[7 empty] | 0 | 0 | 0 | 0 | 0 | 0
[7 empty] | 0 | 0 | 0 | 0 | 0 | 0
[7 empty] | 0 | 0 | 0 | 0 | 0 | 0
[7 empty] | 0 | 0 | 0 | 0 | 0 | 0
[7 empty] | 0 | 0 | 0 | 0 | 0 | 0
[7 empty] | 0 | 0 | 0 | 0 | 0 | 0
[7 empty] | 0 | 0 | 0 | 0 | 0 | 0
[7 empty] | 0 | 0 | 0 | 0 | 0 | 0
[7 empty] | 0 | 0 | 0 | 0 | 0 | 0
[7 empty] | 0 | 0 | 0 | 0 | 0 | 0
[7 empty] | 0 | 0 | 0 | 0 | 0 | 0
[7 empty] | 0 | 0 | 0 | 0 | 0 | 0
[7 empty] | 0.00015895 | 0.00015965 | 0.0005342 | 0.00029575 | 9.65e-05 | 3.39e-05
[7 empty] | 0.01599 | 0.0122 | 0.026355 | 0.021098 | 0.0062817 | 0.0063911
[7 empty] | 0.070815 | 0.042312 | 0.080301 | 0.0891 | 0.02128 | 0.022274
[7 empty] | 0.13032 | 0.073121 | 0.1352 | 0.16913 | 0.034363 | 0.037194
[7 empty] | 0.17137 | 0.09363 | 0.17308 | 0.23106 | 0.0411 | 0.045912
[7 empty] | 0.17337 | 0.09665 | 0.17781 | 0.25885 | 0.051643 | 0.047922
[7 empty] | 0.14437 | 0.082052 | 0.15537 | 0.24232 | 0.053232 | 0.04033
[7 empty] | 0.096597 | 0.054232 | 0.1098 | 0.18127 | 0.043598 | 0.025134
[7 empty] | 0.037935 | 0.033484 | 0.062255 | 0.066094 | 0.014208 | 0.0059966
[7 empty] | 0.0018734 | 0.0021231 | 0.0022253 | 0.0024946 | 0.0012041 | 0.00021243
[7 empty] | 0 | 0 | 0 | 0 | 0 | 0
[7 empty] | 0 | 0 | 0 | 0 | 0 | 0
[7 empty] | 0 | 0 | 0 | 0 | 0 | 0
[7 empty] | 0 | 0 | 0 | 0 | 0 | 0
[7 empty] | 0 | 0 | 0 | 0 | 0 | 0
[7 empty] | 0 | 0 | 0 | 0 | 0 | 0
[7 empty] | 0 | 0 | 0 | 0 | 0 | 0
[7 empty] | 0 | 0 | 0 | 0 | 0 | 0
[7 empty] | 0 | 0 | 0 | 0 | 0 | 0
[7 empty] | 0 | 0 | 0 | 0 | 0 | 0
[7 empty] | 0 | 0 | 0 | 0 | 0 | 0
[7 empty] | 0 | 0 | 0 | 0 | 0 | 0
[7 empty] | 0 | 0 | 0 | 0 | 0 | 0
[7 empty] | 0 | 0 | 0 | 0 | 0 | 0
[7 empty] | 7.14e-05 | 0.00035364 | 3.33e-06 | 4.66e-05 | 0.00010596 | 0.00015199
[7 empty] | 0.0073769 | 0.01525 | 0.0039717 | 0.0085348 | 0.015473 | 0.0233
[7 empty] | 0.038282 | 0.061395 | 0.020115 | 0.037853 | 0.067591 | 0.086126
[7 empty] | 0.079375 | 0.11244 | 0.037398 | 0.073083 | 0.12112 | 0.14301
[7 empty] | 0.11414 | 0.14849 | 0.048685 | 0.10005 | 0.15638 | 0.17671
[7 empty] | 0.12058 | 0.15851 | 0.053037 | 0.11696 | 0.14757 | 0.16845
[7 empty] | 0.10571 | 0.14062 | 0.04679 | 0.11207 | 0.11197 | 0.13418
[7 empty] | 0.073035 | 0.099058 | 0.031182 | 0.086306 | 0.064902 | 0.08359
[7 empty] | 0.02573 | 0.062032 | 0.021374 | 0.027774 | 0.024179 | 0.021781
[7 empty] | 0.0015349 | 0.0020629 | 0.0006936 | 0.0018985 | 0.0002143 | 3.11e-05
[7 empty] | 0 | 0 | 0 | 0 | 0 | 0
[7 empty] | 0 | 0 | 0 | 0 | 0 | 0
[7 empty] | 0 | 0 | 0 | 0 | 0 | 0
[7 empty] | 0 | 0 | 0 | 0 | 0 | 0
[7 empty] | 0 | 0 | 0 | 0 | 0 | 0
[7 empty] | 0 | 0 | 0 | 0 | 0 | 0
[7 empty] | 0 | 0 | 0 | 0 | 0 | 0
[7 empty] | 0 | 0 | 0 | 0 | 0 | 0
[7 empty] | 0 | 0 | 0 | 0 | 0 | 0
[7 empty] | 0 | 0 | 0 | 0 | 0 | 0
[7 empty] | 0 | 0 | 0 | 0 | 0 | 0
[7 empty] | 0 | 0 | 0 | 0 | 0 | 0
[7 empty] | 0 | 0 | 0 | 0 | 0 | 0
[7 empty] | 0 | 0 | 0 | 0 | 0 | 0
[7 empty] | 0.00010976 | 0.00017357 | 0.0013846 | 1.49e-05 | 0 | 9.74e-06
[7 empty] | 0.0074645 | 0.023507 | 0.056144 | 0.0063426 | 0.0072525 | 0.011909
[7 empty] | 0.029397 | 0.08175 | 0.14239 | 0.031192 | 0.035322 | 0.056621
[7 empty] | 0.051989 | 0.13246 | 0.20073 | 0.061844 | 0.064572 | 0.10286
[7 empty] | 0.066687 | 0.15994 | 0.22513 | 0.085679 | 0.084151 | 0.13371
[7 empty] | 0.063367 | 0.14157 | 0.19349 | 0.093305 | 0.085445 | 0.14149
[7 empty] | 0.049466 | 0.10213 | 0.13617 | 0.083635 | 0.070742 | 0.12464
[7 empty] | 0.030095 | 0.058089 | 0.074836 | 0.059838 | 0.045465 | 0.086368
[7 empty] | 0.0091995 | 0.036961 | 0.03698 | 0.015883 | 0.014735 | 0.023317
[7 empty] | 0.00057843 | 0.00040678 | 0.0012287 | 0.00074296 | 0.00082494 | 1.17e-05
[7 empty] | 0 | 0 | 0 | 0 | 0 | 0
[7 empty] | 0 | 0 | 0 | 0 | 0 | 0
[7 empty] | 0 | 0 | 0 | 0 | 0 | 0
[7 empty] | 0 | 0 | 0 | 0 | 0 | 0
[7 empty] | 0 | 0 | 0 | 0 | 0 | 0
[7 empty] | 0 | 0 | 0 | 0 | 0 | 0
[7 empty] | 0 | 0 | 0 | 0 | 0 | 0
[7 empty] | 0 | 0 | 0 | 0 | 0 | 0
[7 empty] | 0 | 0 | 0 | 0 | 0 | 0
[7 empty] | 0 | 0 | 0 | 0 | 0 | 0
[7 empty] | 0 | 0 | 0 | 0 | 0 | 0
[7 empty] | 0 | 0 | 0 | 0 | 0 | 0
[7 empty] | 0 | 0 | 0 | 0 | 0 | 0
[7 empty] | 0 | 0 | 0 | 0 | 0 | 0
[7 empty] | 0 | 4.32e-05 | 0.00011308 | 0.00011913 | 0 | 0.00025075
[7 empty] | 0.0066617 | 0.014365 | 0.01666 | 0.012385 | 0.0075424 | 0.033922
[7 empty] | 0.042069 | 0.058603 | 0.064634 | 0.064922 | 0.04836 | 0.1193
[7 empty] | 0.086672 | 0.10046 | 0.11635 | 0.13734 | 0.10323 | 0.1931
[7 empty] | 0.1207 | 0.12561 | 0.15299 | 0.19881 | 0.14893 | 0.2342
[7 empty] | 0.12688 | 0.12415 | 0.16981 | 0.22735 | 0.16961 | 0.22085
[7 empty] | 0.10971 | 0.10051 | 0.15693 | 0.21779 | 0.16417 | 0.1738
[7 empty] | 0.074444 | 0.062351 | 0.11389 | 0.16833 | 0.13122 | 0.10603
[7 empty] | 0.02477 | 0.028359 | 0.061455 | 0.055055 | 0.049135 | 0.028315
[7 empty] | 0.00071714 | 2.34e-05 | 0.0012965 | 0.0015741 | 0.0015093 | 0.00088941
[7 empty] | 0 | 0 | 0 | 0 | 0 | 0
[7 empty] | 0 | 0 | 0 | 0 | 0 | 0
[7 empty] | 0 | 0 | 0 | 0 | 0 | 0
[7 empty] | 0 | 0 | 0 | 0 | 0 | 0
[7 empty] | 0 | 0 | 0 | 0 | 0 | 0
[7 empty] | 0 | 0 | 0 | 0 | 0 | 0
[7 empty] | 0 | 0 | 0 | 0 | 0 | 0
[7 empty] | 0 | 0 | 0 | 0 | 0 | 0
[7 empty] | 0 | 0 | 0 | 0 | 0 | 0
[7 empty] | 0 | 0 | 0 | 0 | 0 | 0
[7 empty] | 0 | 0 | 0 | 0 | 0 | 0
[7 empty] | 0 | 0 | 0 | 0 | 0 | 0
[7 empty] | 0 | 0 | 0 | 0 | 0 | 0
[7 empty] | 0 | 0 | 0 | 0 | 0 | 0
[7 empty] | 0.00020689 | 0 | 5.92e-05 | 0 | 0.00034258 | 0.00011974
[7 empty] | 0.01996 | 0.0013691 | 0.012154 | 0.0079001 | 0.028718 | 0.011855
[7 empty] | 0.090627 | 0.010157 | 0.043411 | 0.044464 | 0.10777 | 0.041779
[7 empty] | 0.17699 | 0.021823 | 0.069843 | 0.096778 | 0.18241 | 0.071222
[7 empty] | 0.24535 | 0.031247 | 0.083342 | 0.14196 | 0.22876 | 0.08992
[7 empty] | 0.26065 | 0.032988 | 0.075519 | 0.15199 | 0.21756 | 0.086719
[7 empty] | 0.23306 | 0.028235 | 0.055833 | 0.13751 | 0.16962 | 0.069572
[7 empty] | 0.16998 | 0.018259 | 0.031303 | 0.095638 | 0.10422 | 0.043868
[7 empty] | 0.065477 | 0.0085673 | 0.016547 | 0.029886 | 0.039294 | 0.013161
[7 empty] | 0.0015231 | 0.00059815 | 0.00034537 | 0.00050767 | 0.00057471 | 0.0010006
[7 empty] | 0 | 0 | 0 | 0 | 0 | 0
[7 empty] | 0 | 0 | 0 | 0 | 0 | 0
[7 empty] | 0 | 0 | 0 | 0 | 0 | 0
[7 empty] | 0 | 0 | 0 | 0 | 0 | 0
[7 empty] | 0 | 0 | 0 | 0 | 0 | 0
[7 empty] | 0 | 0 | 0 | 0 | 0 | 0
[7 empty] | 0 | 0 | 0 | 0 | 0 | 0
[7 empty] | 0 | 0 | 0 | 0 | 0 | 0
[7 empty] | 0 | 0 | 0 | 0 | 0 | 0
[7 empty] | 0 | 0 | 0 | 0 | 0 | 0
[7 empty] | 0 | 0 | 0 | 0 | 0 | 0
[7 empty] | 0 | 0 | 0 | 0 | 0 | 0
[7 empty] | 0 | 0 | 0 | 0 | 0 | 0
[7 empty] | 0 | 0 | 0 | 0 | 0 | 0
[7 empty] | 0 | 0 | 0 | 0 | 0 | 0
[7 empty] | 0.039146 | 0.0083876 | 0.0027228 | 0.021306 | 0.0045568 | 0.0071406
[7 empty] | 0.16393 | 0.045898 | 0.018727 | 0.099638 | 0.02347 | 0.047402
[7 empty] | 0.27317 | 0.087487 | 0.042354 | 0.188 | 0.042231 | 0.098781
[7 empty] | 0.3339 | 0.11693 | 0.062739 | 0.25031 | 0.052504 | 0.13932
[7 empty] | 0.34633 | 0.12179 | 0.072677 | 0.27633 | 0.058308 | 0.16581
[7 empty] | 0.29683 | 0.10227 | 0.067039 | 0.2535 | 0.051818 | 0.16013
[7 empty] | 0.20014 | 0.064245 | 0.046245 | 0.18342 | 0.034994 | 0.12047
[7 empty] | 0.08043 | 0.027838 | 0.025626 | 0.07981 | 0.012703 | 0.049041
[7 empty] | 0.0015931 | 0.0007715 | 0.00037338 | 0.0016922 | 0.00062182 | 0.0012785
[7 empty] | 0 | 0 | 0 | 0 | 0 | 0
[7 empty] | 0 | 0 | 0 | 0 | 0 | 0
[7 empty] | 0 | 0 | 0 | 0 | 0 | 0
[7 empty] | 0 | 0 | 0 | 0 | 0 | 0
[7 empty] | 0 | 0 | 0 | 0 | 0 | 0
[7 empty] | 0 | 0 | 0 | 0 | 0 | 0
[7 empty] | 0 | 0 | 0 | 0 | 0 | 0
[7 empty] | 0 | 0 | 0 | 0 | 0 | 0
[7 empty] | 0 | 0 | 0 | 0 | 0 | 0
[7 empty] | 0 | 0 | 0 | 0 | 0 | 0
[7 empty] | 0 | 0 | 0 | 0 | 0 | 0
[7 empty] | 0 | 0 | 0 | 0 | 0 | 0
[7 empty] | 0 | 0 | 0 | 0 | 0 | 0
[7 empty] | 0 | 0 | 0 | 0 | 0 | 0
[7 empty] | 0 | 0 | 0 | 0 | 0 | 0
[7 empty] | 0.025712 | 0.0031299 | 0.010792 | 0.014605 | 0.02232 | 0.0044503
[7 empty] | 0.11576 | 0.012142 | 0.07292 | 0.074572 | 0.12071 | 0.028448
[7 empty] | 0.20923 | 0.019916 | 0.14687 | 0.14269 | 0.2126 | 0.060313
[7 empty] | 0.2696 | 0.023546 | 0.19892 | 0.18915 | 0.26613 | 0.086111
[7 empty] | 0.29466 | 0.028014 | 0.23156 | 0.19354 | 0.26269 | 0.085051
[7 empty] | 0.26635 | 0.026864 | 0.21953 | 0.16105 | 0.21003 | 0.067979
[7 empty] | 0.19186 | 0.019238 | 0.16337 | 0.10637 | 0.13098 | 0.041017
[7 empty] | 0.079807 | 0.017684 | 0.085184 | 0.046532 | 0.05534 | 0.013569
[7 empty] | 0.0013059 | 0.00062711 | 0.0014495 | 0.0011392 | 0.0011229 | 0.00093982
[7 empty] | 0 | 0 | 0 | 0 | 0 | 0
[7 empty] | 0 | 0 | 0 | 0 | 0 | 0
[7 empty] | 0 | 0 | 0 | 0 | 0 | 0
[7 empty] | 0 | 0 | 0 | 0 | 0 | 0
[7 empty] | 0 | 0 | 0 | 0 | 0 | 0
[7 empty] | 0 | 0 | 0 | 0 | 0 | 0
[7 empty] | 0 | 0 | 0 | 0 | 0 | 0
[7 empty] | 0 | 0 | 0 | 0 | 0 | 0
[7 empty] | 0 | 0 | 0 | 0 | 0 | 0
[7 empty] | 0 | 0 | 0 | 0 | 0 | 0
[7 empty] | 0 | 0 | 0 | 0 | 0 | 0
[7 empty] | 0 | 0 | 0 | 0 | 0 | 0
[7 empty] | 0 | 0 | 0 | 0 | 0 | 0
[7 empty] | 0 | 0 | 0 | 0 | 0 | 0
[7 empty] | 0 | 0 | 0 | 0 | 0 | 0
[7 empty] | 0.018338 | 0.0058964 | 0.015818 | 0.0045403 | 0.0042439 | 0.0043331
[7 empty] | 0.088808 | 0.036096 | 0.10523 | 0.035402 | 0.02568 | 0.023792
[7 empty] | 0.14936 | 0.077191 | 0.21262 | 0.081682 | 0.048927 | 0.046591
[7 empty] | 0.17996 | 0.11106 | 0.29111 | 0.12313 | 0.063039 | 0.062541
[7 empty] | 0.18072 | 0.10889 | 0.32431 | 0.15211 | 0.06182 | 0.064914
[7 empty] | 0.14495 | 0.090301 | 0.29408 | 0.1531 | 0.048115 | 0.053958
[7 empty] | 0.08878 | 0.061393 | 0.20924 | 0.11869 | 0.028584 | 0.033918
[7 empty] | 0.037607 | 0.035886 | 0.093456 | 0.054217 | 0.0096207 | 0.01221
[7 empty] | 0.00099666 | 0.00025457 | 0.0012705 | 0.0013366 | 0.00041487 | 0.00075884
[7 empty] | 0 | 0 | 0 | 0 | 0 | 0
[7 empty] | 0 | 0 | 0 | 0 | 0 | 0
[7 empty] | 0 | 0 | 0 | 0 | 0 | 0
[7 empty] | 0 | 0 | 0 | 0 | 0 | 0
[7 empty] | 0 | 0 | 0 | 0 | 0 | 0
[7 empty] | 0 | 0 | 0 | 0 | 0 | 0
[7 empty] | 0 | 0 | 0 | 0 | 0 | 0
[7 empty] | 0 | 0 | 0 | 0 | 0 | 0
[7 empty] | 0 | 0 | 0 | 0 | 0 | 0
[7 empty] | 0 | 0 | 0 | 0 | 0 | 0
[7 empty] | 0 | 0 | 0 | 0 | 0 | 0
[7 empty] | 0 | 0 | 0 | 0 | 0 | 0
[7 empty] | 0 | 0 | 0 | 0 | 0 | 0
[7 empty] | 0 | 0 | 0 | 0 | 0 | 0
[7 empty] | 0 | 0 | 0 | 0 | 0 | 0
[7 empty] | 0.0075782 | 0.0095553 | 0.028733 | 0.0057882 | 0.010041 | 0.0043387
[7 empty] | 0.047175 | 0.083479 | 0.12696 | 0.0256 | 0.075458 | 0.031354
[7 empty] | 0.088754 | 0.18925 | 0.21789 | 0.045414 | 0.16392 | 0.063837
[7 empty] | 0.11309 | 0.27681 | 0.27296 | 0.056724 | 0.23591 | 0.086558
[7 empty] | 0.12824 | 0.31103 | 0.2771 | 0.05543 | 0.24361 | 0.086969
[7 empty] | 0.11747 | 0.28579 | 0.23083 | 0.045779 | 0.20317 | 0.069432
[7 empty] | 0.086344 | 0.20161 | 0.15217 | 0.03172 | 0.13375 | 0.041703
[7 empty] | 0.038746 | 0.082393 | 0.086367 | 0.01539 | 0.064228 | 0.013395
[7 empty] | 0.00063323 | 0.0012062 | 0.0013226 | 0.001092 | 0.0010009 | 4.98e-05
[7 empty] | 0 | 0 | 0 | 0 | 0 | 0
[7 empty] | 0 | 0 | 0 | 0 | 0 | 0
[7 empty] | 0 | 0 | 0 | 0 | 0 | 0
[7 empty] | 0 | 0 | 0 | 0 | 0 | 0
[7 empty] | 0 | 0 | 0 | 0 | 0 | 0
[7 empty] | 0 | 0 | 0 | 0 | 0 | 0
[7 empty] | 0 | 0 | 0 | 0 | 0 | 0
[7 empty] | 0 | 0 | 0 | 0 | 0 | 0
[7 empty] | 0 | 0 | 0 | 0 | 0 | 0
[7 empty] | 0 | 0 | 0 | 0 | 0 | 0
[7 empty] | 0 | 0 | 0 | 0 | 0 | 0
[7 empty] | 0 | 0 | 0 | 0 | 0 | 0
[7 empty] | 0 | 0 | 0 | 0 | 0 | 0
[7 empty] | 0 | 0 | 0 | 0 | 0 | 0
[7 empty] | 0 | 0 | 0 | 0 | 0 | 0
[7 empty] | 0.0050762 | 0.0035186 | 0.01816 | 0.0021732 | 0.0031806 | 0.0077217
[7 empty] | 0.031528 | 0.040293 | 0.070258 | 0.013656 | 0.033465 | 0.060972
[7 empty] | 0.066233 | 0.094724 | 0.11819 | 0.026752 | 0.095151 | 0.13319
[7 empty] | 0.093153 | 0.14084 | 0.14604 | 0.035402 | 0.16105 | 0.19218
[7 empty] | 0.09994 | 0.15968 | 0.15739 | 0.033217 | 0.17446 | 0.22097
[7 empty] | 0.086208 | 0.14782 | 0.13954 | 0.024516 | 0.1578 | 0.21144
[7 empty] | 0.05764 | 0.10705 | 0.099081 | 0.012967 | 0.11769 | 0.16057
[7 empty] | 0.025497 | 0.059866 | 0.058326 | 0.0034912 | 0.04695 | 0.067756
[7 empty] | 0.00079584 | 0.00064417 | 0.00098902 | 0.0001906 | 0.00084537 | 0.00085501
[7 empty] | 0 | 0 | 0 | 0 | 0 | 0
[7 empty] | 0 | 0 | 0 | 0 | 0 | 0
[7 empty] | 0 | 0 | 0 | 0 | 0 | 0
[7 empty] | 0 | 0 | 0 | 0 | 0 | 0
[7 empty] | 0 | 0 | 0 | 0 | 0 | 0
[7 empty] | 0 | 0 | 0 | 0 | 0 | 0
[7 empty] | 0 | 0 | 0 | 0 | 0 | 0
[7 empty] | 0 | 0 | 0 | 0 | 0 | 0
[7 empty] | 0 | 0 | 0 | 0 | 0 | 0
[7 empty] | 0 | 0 | 0 | 0 | 0 | 0
[7 empty] | 0 | 0 | 0 | 0 | 0 | 0
[7 empty] | 0 | 0 | 0 | 0 | 0 | 0
[7 empty] | 0 | 0 | 0 | 0 | 0 | 0
[7 empty] | 0 | 0 | 0 | 0 | 0 | 0
[7 empty] | 0 | 0 | 0 | 0 | 0 | 0
[7 empty] | 0.011407 | 0.022352 | 0.0057103 | 0.018198 | 0.010206 | 0.003614
[7 empty] | 0.076078 | 0.12224 | 0.017864 | 0.076946 | 0.091078 | 0.027833
[7 empty] | 0.14274 | 0.22966 | 0.025682 | 0.12767 | 0.18875 | 0.062291
[7 empty] | 0.18417 | 0.3026 | 0.027095 | 0.15271 | 0.25935 | 0.09311
[7 empty] | 0.17743 | 0.32664 | 0.025992 | 0.1396 | 0.26122 | 0.097815
[7 empty] | 0.13471 | 0.28926 | 0.019491 | 0.10296 | 0.2126 | 0.082655
[7 empty] | 0.076682 | 0.20002 | 0.010206 | 0.059363 | 0.13486 | 0.053777
[7 empty] | 0.031699 | 0.084209 | 0.0038529 | 0.02488 | 0.05588 | 0.023294
[7 empty] | 0.00050051 | 0.0011119 | 0.00010362 | 0.00083824 | 0.00084389 | 0.00057399
[7 empty] | 0 | 0 | 0 | 0 | 0 | 0
[7 empty] | 0 | 0 | 0 | 0 | 0 | 0
[7 empty] | 0 | 0 | 0 | 0 | 0 | 0
[7 empty] | 0 | 0 | 0 | 0 | 0 | 0
[7 empty] | 0 | 0 | 0 | 0 | 0 | 0
[7 empty] | 0 | 0 | 0 | 0 | 0 | 0
[7 empty] | 0 | 0 | 0 | 0 | 0 | 0
[7 empty] | 0 | 0 | 0 | 0 | 0 | 0
[7 empty] | 0 | 0 | 0 | 0 | 0 | 0
[7 empty] | 0 | 0 | 0 | 0 | 0 | 0
[7 empty] | 0 | 0 | 0 | 0 | 0 | 0
[7 empty] | 0 | 0 | 0 | 0 | 0 | 0
[7 empty] | 0 | 0 | 0 | 0 | 0 | 0
[7 empty] | 0 | 0 | 0 | 0 | 0 | 0
[7 empty] | 0 | 0 | 0 | 0 | 0 | 0
[7 empty] | 0.010272 | 0.0051132 | 0.0016144 | 0.0029028 | 0.020796 | 0.0013551
[7 empty] | 0.049393 | 0.027217 | 0.01438 | 0.015478 | 0.077391 | 0.013631
[7 empty] | 0.084437 | 0.052508 | 0.035638 | 0.029211 | 0.1198 | 0.032419
[7 empty] | 0.10196 | 0.069338 | 0.055676 | 0.037773 | 0.13813 | 0.048497
[7 empty] | 0.10055 | 0.071927 | 0.068292 | 0.039443 | 0.12136 | 0.061259
[7 empty] | 0.078103 | 0.060084 | 0.066785 | 0.032704 | 0.085292 | 0.06196
[7 empty] | 0.044956 | 0.038741 | 0.050445 | 0.020021 | 0.048653 | 0.048111
[7 empty] | 0.017957 | 0.017299 | 0.036155 | 0.0062903 | 0.020189 | 0.021101
[7 empty] | 0.0004493 | 9.9e-06 | 0.00079346 | 0.00013202 | 0.00054196 | 0.00085447
[7 empty] | 0 | 0 | 0 | 0 | 0 | 0
[7 empty] | 0 | 0 | 0 | 0 | 0 | 0
[7 empty] | 0 | 0 | 0 | 0 | 0 | 0
[7 empty] | 0 | 0 | 0 | 0 | 0 | 0
[7 empty] | 0 | 0 | 0 | 0 | 0 | 0
[7 empty] | 0 | 0 | 0 | 0 | 0 | 0
[7 empty] | 0 | 0 | 0 | 0 | 0 | 0
[7 empty] | 0 | 0 | 0 | 0 | 0 | 0
[7 empty] | 0 | 0 | 0 | 0 | 0 | 0
[7 empty] | 0 | 0 | 0 | 0 | 0 | 0
[7 empty] | 0 | 0 | 0 | 0 | 0 | 0
[7 empty] | 0 | 0 | 0 | 0 | 0 | 0
[7 empty] | 0 | 0 | 0 | 0 | 0 | 0
[7 empty] | 0 | 0 | 0 | 0 | 0 | 0
[7 empty] | 0 | 0 | 0 | 0 | 0 | 0
[7 empty] | 0.002914 | 0.0052041 | 0.0066782 | 0.024551 | 0.010204 | 0.0050141
[7 empty] | 0.018536 | 0.050912 | 0.06272 | 0.11105 | 0.079094 | 0.031274
[7 empty] | 0.036447 | 0.11109 | 0.12308 | 0.20192 | 0.16164 | 0.068042
[7 empty] | 0.04803 | 0.15691 | 0.1647 | 0.26307 | 0.21866 | 0.09912
[7 empty] | 0.051464 | 0.17407 | 0.17162 | 0.29626 | 0.2401 | 0.10564
[7 empty] | 0.043558 | 0.15719 | 0.14448 | 0.27381 | 0.21779 | 0.092472
[7 empty] | 0.026748 | 0.10732 | 0.090749 | 0.19272 | 0.16185 | 0.065438
[7 empty] | 0.0074779 | 0.047473 | 0.029331 | 0.073132 | 0.073219 | 0.028904
[7 empty] | 7.49e-05 | 0.00090804 | 0.00044069 | 0.00086249 | 0.00084281 | 0.00075849
[7 empty] | 0 | 0 | 0 | 0 | 0 | 0
[7 empty] | 0 | 0 | 0 | 0 | 0 | 0
[7 empty] | 0 | 0 | 0 | 0 | 0 | 0
[7 empty] | 0 | 0 | 0 | 0 | 0 | 0
[7 empty] | 0 | 0 | 0 | 0 | 0 | 0
[7 empty] | 0 | 0 | 0 | 0 | 0 | 0
[7 empty] | 0 | 0 | 0 | 0 | 0 | 0
[7 empty] | 0 | 0 | 0 | 0 | 0 | 0
[7 empty] | 0 | 0 | 0 | 0 | 0 | 0
[7 empty] | 0 | 0 | 0 | 0 | 0 | 0
[7 empty] | 0 | 0 | 0 | 0 | 0 | 0
[7 empty] | 0 | 0 | 0 | 0 | 0 | 0
[7 empty] | 0 | 0 | 0 | 0 | 0 | 0
[7 empty] | 0 | 0 | 0 | 0 | 0 | 0
[7 empty] | 0 | 0 | 0 | 0 | 0 | 0
[7 empty] | 0.0012444 | 0.0025574 | 0.010999 | 0.028133 | 0.022812 | 0.005642
[7 empty] | 0.011424 | 0.014916 | 0.07196 | 0.167 | 0.13468 | 0.038523
[7 empty] | 0.023642 | 0.029577 | 0.14552 | 0.31442 | 0.24176 | 0.079984
[7 empty] | 0.031657 | 0.040298 | 0.19995 | 0.40937 | 0.30588 | 0.10978
[7 empty] | 0.036851 | 0.044693 | 0.21511 | 0.43851 | 0.31028 | 0.13146
[7 empty] | 0.033785 | 0.039241 | 0.18998 | 0.38619 | 0.25651 | 0.12878
[7 empty] | 0.022682 | 0.025363 | 0.13222 | 0.26171 | 0.16747 | 0.10101
[7 empty] | 0.0066897 | 0.012431 | 0.070341 | 0.093953 | 0.073998 | 0.042114
[7 empty] | 8.98e-05 | 0.00042742 | 0.00097558 | 0.0010133 | 0.00080155 | 0.00073332
[7 empty] | 0 | 0 | 0 | 0 | 0 | 0
[7 empty] | 0 | 0 | 0 | 0 | 0 | 0
[7 empty] | 0 | 0 | 0 | 0 | 0 | 0
[7 empty] | 0 | 0 | 0 | 0 | 0 | 0
[7 empty] | 0 | 0 | 0 | 0 | 0 | 0
[7 empty] | 0 | 0 | 0 | 0 | 0 | 0
[7 empty] | 0 | 0 | 0 | 0 | 0 | 0
[7 empty] | 0 | 0 | 0 | 0 | 0 | 0
[7 empty] | 0 | 0 | 0 | 0 | 0 | 0
[7 empty] | 0 | 0 | 0 | 0 | 0 | 0
[7 empty] | 0 | 0 | 0 | 0 | 0 | 0
[7 empty] | 0 | 0 | 0 | 0 | 0 | 0
[7 empty] | 0 | 0 | 0 | 0 | 0 | 0
[7 empty] | 0 | 0 | 0 | 0 | 0 | 0
[7 empty] | 0 | 0 | 0 | 0 | 0 | 0
[7 empty] | 0.0010251 | 0.0036725 | 0.013295 | 0.017737 | 0.015045 | 0.010249
[7 empty] | 0.0098342 | 0.029488 | 0.079073 | 0.1106 | 0.07797 | 0.069676
[7 empty] | 0.020963 | 0.067147 | 0.16017 | 0.19889 | 0.14159 | 0.14669
[7 empty] | 0.02838 | 0.098638 | 0.21878 | 0.25215 | 0.17882 | 0.20759
[7 empty] | 0.028953 | 0.11063 | 0.23379 | 0.25391 | 0.18728 | 0.21003
[7 empty] | 0.022923 | 0.099398 | 0.20511 | 0.20864 | 0.15944 | 0.17814
[7 empty] | 0.012813 | 0.070068 | 0.14231 | 0.13166 | 0.10825 | 0.11961
[7 empty] | 0.0033691 | 0.043567 | 0.068636 | 0.043548 | 0.048408 | 0.049164
[7 empty] | 1.09e-05 | 0.00056729 | 0.00083465 | 0.000643 | 0.00061363 | 0.0006937
[7 empty] | 0 | 0 | 0 | 0 | 0 | 0
[7 empty] | 0 | 0 | 0 | 0 | 0 | 0
[7 empty] | 0 | 0 | 0 | 0 | 0 | 0
[7 empty] | 0 | 0 | 0 | 0 | 0 | 0
[7 empty] | 0 | 0 | 0 | 0 | 0 | 0
[7 empty] | 0 | 0 | 0 | 0 | 0 | 0
[7 empty] | 0 | 0 | 0 | 0 | 0 | 0
[7 empty] | 0 | 0 | 0 | 0 | 0 | 0
[7 empty] | 0 | 0 | 0 | 0 | 0 | 0
[7 empty] | 0 | 0 | 0 | 0 | 0 | 0
[7 empty] | 0 | 0 | 0 | 0 | 0 | 0
[7 empty] | 0 | 0 | 0 | 0 | 0 | 0
[7 empty] | 0 | 0 | 0 | 0 | 0 | 0
[7 empty] | 0 | 0 | 0 | 0 | 0 | 0
[7 empty] | 0 | 0 | 0 | 0 | 0 | 0
[7 empty] | 0.0013684 | 0.005228 | 0.0042699 | 0.0031337 | 0.0065062 | 0.019796
[7 empty] | 0.014831 | 0.036022 | 0.021352 | 0.024243 | 0.042185 | 0.1162
[7 empty] | 0.036706 | 0.077209 | 0.037923 | 0.054919 | 0.085099 | 0.22305
[7 empty] | 0.05599 | 0.10979 | 0.046622 | 0.08144 | 0.1149 | 0.29633
[7 empty] | 0.062908 | 0.11373 | 0.045892 | 0.084749 | 0.10043 | 0.31345
[7 empty] | 0.055902 | 0.095553 | 0.035784 | 0.070294 | 0.068236 | 0.27576
[7 empty] | 0.038189 | 0.062532 | 0.020379 | 0.043867 | 0.0344 | 0.19211
[7 empty] | 0.013915 | 0.034104 | 0.0078623 | 0.016468 | 0.012657 | 0.077868
[7 empty] | 1.35e-05 | 0.00052062 | 0.00050222 | 0.00038713 | 0.0002089 | 0.00089153
[7 empty] | 0 | 0 | 0 | 0 | 0 | 0
[7 empty] | 0 | 0 | 0 | 0 | 0 | 0
[7 empty] | 0 | 0 | 0 | 0 | 0 | 0
[7 empty] | 0 | 0 | 0 | 0 | 0 | 0
[7 empty] | 0 | 0 | 0 | 0 | 0 | 0
[7 empty] | 0 | 0 | 0 | 0 | 0 | 0
[7 empty] | 0 | 0 | 0 | 0 | 0 | 0
[7 empty] | 0 | 0 | 0 | 0 | 0 | 0
[7 empty] | 0 | 0 | 0 | 0 | 0 | 0
[7 empty] | 0 | 0 | 0 | 0 | 0 | 0
[7 empty] | 0 | 0 | 0 | 0 | 0 | 0
[7 empty] | 0 | 0 | 0 | 0 | 0 | 0
[7 empty] | 0 | 0 | 0 | 0 | 0 | 0
[7 empty] | 0 | 0 | 0 | 0 | 0 | 0
[7 empty] | 0 | 0 | 0 | 0 | 0 | 0
[7 empty] | 0.0068514 | 0.0030654 | 0.0094712 | 0.0043501 | 0.0062249 | 0.017827
[7 empty] | 0.073991 | 0.021444 | 0.059831 | 0.035724 | 0.059806 | 0.1191
[7 empty] | 0.16077 | 0.043258 | 0.12098 | 0.079543 | 0.13379 | 0.23555
[7 empty] | 0.2277 | 0.058091 | 0.1659 | 0.11487 | 0.19135 | 0.31509
[7 empty] | 0.2442 | 0.058799 | 0.17809 | 0.11703 | 0.18918 | 0.32995
[7 empty] | 0.21281 | 0.046819 | 0.1552 | 0.098688 | 0.14959 | 0.2832
[7 empty] | 0.14263 | 0.027288 | 0.10673 | 0.067907 | 0.093194 | 0.19091
[7 empty] | 0.049927 | 0.010351 | 0.054168 | 0.029403 | 0.043954 | 0.071402
[7 empty] | 0.00060242 | 7.31e-05 | 0.00089526 | 0.00057782 | 0.00053595 | 0.00053617
[7 empty] | 0 | 0 | 0 | 0 | 0 | 0
[7 empty] | 0 | 0 | 0 | 0 | 0 | 0
[7 empty] | 0 | 0 | 0 | 0 | 0 | 0
[7 empty] | 0 | 0 | 0 | 0 | 0 | 0
[7 empty] | 0 | 0 | 0 | 0 | 0 | 0
[7 empty] | 0 | 0 | 0 | 0 | 0 | 0
[7 empty] | 0 | 0 | 0 | 0 | 0 | 0
[7 empty] | 0 | 0 | 0 | 0 | 0 | 0
[7 empty] | 0 | 0 | 0 | 0 | 0 | 0
[7 empty] | 0 | 0 | 0 | 0 | 0 | 0
[7 empty] | 0 | 0 | 0 | 0 | 0 | 0
[7 empty] | 0 | 0 | 0 | 0 | 0 | 0
[7 empty] | 0 | 0 | 0 | 0 | 0 | 0
[7 empty] | 0 | 0 | 0 | 0 | 0 | 0
[7 empty] | 0 | 0 | 0 | 0 | 0 | 0
[7 empty] | 0.012599 | 0.0018303 | 0.017952 | 0.006714 | 0.0036485 | 0.0061952
[7 empty] | 0.1162 | 0.017098 | 0.084965 | 0.053238 | 0.031672 | 0.071331
[7 empty] | 0.24021 | 0.039677 | 0.15452 | 0.10873 | 0.07109 | 0.15289
[7 empty] | 0.32697 | 0.057738 | 0.20021 | 0.14817 | 0.10135 | 0.21182
[7 empty] | 0.34826 | 0.063641 | 0.20979 | 0.16179 | 0.099348 | 0.22442
[7 empty] | 0.30525 | 0.055171 | 0.18086 | 0.14455 | 0.076811 | 0.19443
[7 empty] | 0.20962 | 0.035301 | 0.12177 | 0.10117 | 0.045185 | 0.1302
[7 empty] | 0.079302 | 0.017988 | 0.055219 | 0.038706 | 0.018193 | 0.045902
[7 empty] | 0.00083684 | 0.00020793 | 0.0008993 | 0.00071268 | 0.00062062 | 0.00034586
[7 empty] | 0 | 0 | 0 | 0 | 0 | 0
[7 empty] | 0 | 0 | 0 | 0 | 0 | 0
[7 empty] | 0 | 0 | 0 | 0 | 0 | 0
[7 empty] | 0 | 0 | 0 | 0 | 0 | 0
[7 empty] | 0 | 0 | 0 | 0 | 0 | 0
[7 empty] | 0 | 0 | 0 | 0 | 0 | 0
[7 empty] | 0 | 0 | 0 | 0 | 0 | 0
[7 empty] | 0 | 0 | 0 | 0 | 0 | 0
[7 empty] | 0 | 0 | 0 | 0 | 0 | 0
[7 empty] | 0 | 0 | 0 | 0 | 0 | 0
[7 empty] | 0 | 0 | 0 | 0 | 0 | 0
[7 empty] | 0 | 0 | 0 | 0 | 0 | 0
[7 empty] | 0 | 0 | 0 | 0 | 0 | 0
[7 empty] | 0 | 0 | 0 | 0 | 0 | 0
[7 empty] | 0 | 0 | 0 | 0 | 0 | 0
[7 empty] | 0.012381 | 0.0026505 | 0.014635 | 0.0059609 | 0.0036138 | 0.015985
[7 empty] | 0.094056 | 0.023046 | 0.079102 | 0.045136 | 0.025429 | 0.096659
[7 empty] | 0.18592 | 0.052621 | 0.15476 | 0.0973 | 0.052959 | 0.1859
[7 empty] | 0.2465 | 0.076276 | 0.20709 | 0.13733 | 0.071506 | 0.24854
[7 empty] | 0.24516 | 0.081471 | 0.22072 | 0.16202 | 0.072115 | 0.26741
[7 empty] | 0.19544 | 0.068705 | 0.19323 | 0.15568 | 0.05804 | 0.23723
[7 empty] | 0.12095 | 0.043166 | 0.1326 | 0.12021 | 0.03597 | 0.16669
[7 empty] | 0.049845 | 0.017678 | 0.060404 | 0.055426 | 0.013057 | 0.065865
[7 empty] | 0.0006805 | 3.36e-05 | 0.00094739 | 0.00081531 | 0.00054936 | 0.00079652
[7 empty] | 0 | 0 | 0 | 0 | 0 | 0
[7 empty] | 0 | 0 | 0 | 0 | 0 | 0
[7 empty] | 0 | 0 | 0 | 0 | 0 | 0
[7 empty] | 0 | 0 | 0 | 0 | 0 | 0
[7 empty] | 0 | 0 | 0 | 0 | 0 | 0
[7 empty] | 0 | 0 | 0 | 0 | 0 | 0
[7 empty] | 0 | 0 | 0 | 0 | 0 | 0
[7 empty] | 0 | 0 | 0 | 0 | 0 | 0
[7 empty] | 0 | 0 | 0 | 0 | 0 | 0
[7 empty] | 0 | 0 | 0 | 0 | 0 | 0
[7 empty] | 0 | 0 | 0 | 0 | 0 | 0
[7 empty] | 0 | 0 | 0 | 0 | 0 | 0
[7 empty] | 0 | 0 | 0 | 0 | 0 | 0
[7 empty] | 0 | 0 | 0 | 0 | 0 | 0
[7 empty] | 0 | 0 | 0 | 0 | 0 | 0
[7 empty] | 0.0034741 | 0.011647 | 0.014094 | 0.0048482 | 0.0018764 | 0.0017108
[7 empty] | 0.026119 | 0.055484 | 0.090348 | 0.035146 | 0.022687 | 0.020724
[7 empty] | 0.055589 | 0.1068 | 0.17645 | 0.067256 | 0.061591 | 0.0538
[7 empty] | 0.077149 | 0.14447 | 0.23421 | 0.086397 | 0.096956 | 0.086138
[7 empty] | 0.085622 | 0.15825 | 0.26021 | 0.091519 | 0.10543 | 0.10978
[7 empty] | 0.076129 | 0.14182 | 0.23489 | 0.080242 | 0.09144 | 0.11275
[7 empty] | 0.051761 | 0.099851 | 0.16596 | 0.054581 | 0.06129 | 0.092467
[7 empty] | 0.021225 | 0.042794 | 0.072405 | 0.021427 | 0.025672 | 0.041033
[7 empty] | 0.00056113 | 0.00085964 | 0.00099698 | 0.00070774 | 0.00046424 | 0.0006058
[7 empty] | 0 | 0 | 0 | 0 | 0 | 0
[7 empty] | 0 | 0 | 0 | 0 | 0 | 0
[7 empty] | 0 | 0 | 0 | 0 | 0 | 0
[7 empty] | 0 | 0 | 0 | 0 | 0 | 0
[7 empty] | 0 | 0 | 0 | 0 | 0 | 0
[7 empty] | 0 | 0 | 0 | 0 | 0 | 0
[7 empty] | 0 | 0 | 0 | 0 | 0 | 0
[7 empty] | 0 | 0 | 0 | 0 | 0 | 0
[7 empty] | 0 | 0 | 0 | 0 | 0 | 0
[7 empty] | 0 | 0 | 0 | 0 | 0 | 0
[7 empty] | 0 | 0 | 0 | 0 | 0 | 0
[7 empty] | 0 | 0 | 0 | 0 | 0 | 0
[7 empty] | 0 | 0 | 0 | 0 | 0 | 0
[7 empty] | 0 | 0 | 0 | 0 | 0 | 0
[7 empty] | 0 | 0 | 0 | 0 | 0 | 0
[7 empty] | 0.0051735 | 0.007128 | 0.0076476 | 0.022246 | 0.0044148 | 0.0043174
[7 empty] | 0.040004 | 0.057784 | 0.070326 | 0.096435 | 0.051101 | 0.030652
[7 empty] | 0.087024 | 0.1137 | 0.14841 | 0.17434 | 0.12016 | 0.064788
[7 empty] | 0.12309 | 0.14995 | 0.20216 | 0.22738 | 0.17383 | 0.090258
[7 empty] | 0.12923 | 0.1565 | 0.21055 | 0.21039 | 0.18822 | 0.095707
[7 empty] | 0.10824 | 0.13138 | 0.17886 | 0.15581 | 0.16446 | 0.083089
[7 empty] | 0.069337 | 0.083252 | 0.12147 | 0.087392 | 0.11159 | 0.058086
[7 empty] | 0.030528 | 0.027167 | 0.057587 | 0.03806 | 0.043038 | 0.025204
[7 empty] | 0.00075516 | 0.00065107 | 0.000896 | 0.00041818 | 0.00086431 | 0.00037264
[7 empty] | 0 | 0 | 0 | 0 | 0 | 0
[7 empty] | 0 | 0 | 0 | 0 | 0 | 0
[7 empty] | 0 | 0 | 0 | 0 | 0 | 0
[7 empty] | 0 | 0 | 0 | 0 | 0 | 0
[7 empty] | 0 | 0 | 0 | 0 | 0 | 0
[7 empty] | 0 | 0 | 0 | 0 | 0 | 0
[7 empty] | 0 | 0 | 0 | 0 | 0 | 0
[7 empty] | 0 | 0 | 0 | 0 | 0 | 0
[7 empty] | 0 | 0 | 0 | 0 | 0 | 0
[7 empty] | 0 | 0 | 0 | 0 | 0 | 0
[7 empty] | 0 | 0 | 0 | 0 | 0 | 0
[7 empty] | 0 | 0 | 0 | 0 | 0 | 0
[7 empty] | 0 | 0 | 0 | 0 | 0 | 0
[7 empty] | 0 | 0 | 0 | 0 | 0 | 0
[7 empty] | 0 | 0 | 0 | 0 | 0 | 0
[7 empty] | 0.0069721 | 0.0119 | 0.012872 | 0.0094699 | 0.0084786 | 0.0024679
[7 empty] | 0.063226 | 0.095714 | 0.10676 | 0.087771 | 0.091626 | 0.037825
[7 empty] | 0.14225 | 0.19273 | 0.232 | 0.19308 | 0.20525 | 0.08634
[7 empty] | 0.20359 | 0.26137 | 0.31955 | 0.26739 | 0.28895 | 0.12259
[7 empty] | 0.22476 | 0.28889 | 0.33612 | 0.28429 | 0.29383 | 0.14768
[7 empty] | 0.20474 | 0.2578 | 0.29094 | 0.25056 | 0.24204 | 0.1488
[7 empty] | 0.15093 | 0.17439 | 0.1968 | 0.17298 | 0.15532 | 0.11524
[7 empty] | 0.068112 | 0.058696 | 0.075802 | 0.070541 | 0.064949 | 0.03965
[7 empty] | 0.00089006 | 0.00092776 | 0.0010455 | 0.00096301 | 0.00099169 | 0.00040707
[7 empty] | 0 | 0 | 0 | 0 | 0 | 0
[7 empty] | 0 | 0 | 0 | 0 | 0 | 0
[7 empty] | 0 | 0 | 0 | 0 | 0 | 0
[7 empty] | 0 | 0 | 0 | 0 | 0 | 0
[7 empty] | 0 | 0 | 0 | 0 | 0 | 0
[7 empty] | 0 | 0 | 0 | 0 | 0 | 0
[7 empty] | 0 | 0 | 0 | 0 | 0 | 0
[7 empty] | 0 | 0 | 0 | 0 | 0 | 0
[7 empty] | 0 | 0 | 0 | 0 | 0 | 0
[7 empty] | 0 | 0 | 0 | 0 | 0 | 0
[7 empty] | 0 | 0 | 0 | 0 | 0 | 0
[7 empty] | 0 | 0 | 0 | 0 | 0 | 0
[7 empty] | 0 | 0 | 0 | 0 | 0 | 0
[7 empty] | 0 | 0 | 0 | 0 | 0 | 0
[7 empty] | 0 | 0 | 0 | 0 | 0 | 0
[7 empty] | 0.004733 | 0.016511 | 0.017993 | 0.0050412 | 0.0092108 | 0.022302
[7 empty] | 0.036507 | 0.12884 | 0.10295 | 0.055473 | 0.063659 | 0.14264
[7 empty] | 0.068459 | 0.24989 | 0.19115 | 0.13681 | 0.12629 | 0.26477
[7 empty] | 0.084756 | 0.32678 | 0.24822 | 0.20926 | 0.16801 | 0.34267
[7 empty] | 0.08608 | 0.32645 | 0.25748 | 0.2467 | 0.17159 | 0.35914
[7 empty] | 0.067696 | 0.26453 | 0.21965 | 0.23875 | 0.14093 | 0.3128
[7 empty] | 0.038819 | 0.1664 | 0.14824 | 0.17716 | 0.090637 | 0.21497
[7 empty] | 0.01313 | 0.05961 | 0.059502 | 0.073768 | 0.041818 | 0.081689
[7 empty] | 0.00037256 | 0.00098833 | 0.0010873 | 0.00099706 | 0.0010266 | 0.00096772
[7 empty] | 0 | 0 | 0 | 0 | 0 | 0
[7 empty] | 0 | 0 | 0 | 0 | 0 | 0
[7 empty] | 0 | 0 | 0 | 0 | 0 | 0
[7 empty] | 0 | 0 | 0 | 0 | 0 | 0
[7 empty] | 0 | 0 | 0 | 0 | 0 | 0
[7 empty] | 0 | 0 | 0 | 0 | 0 | 0
[7 empty] | 0 | 0 | 0 | 0 | 0 | 0
[7 empty] | 0 | 0 | 0 | 0 | 0 | 0
[7 empty] | 0 | 0 | 0 | 0 | 0 | 0
[7 empty] | 0 | 0 | 0 | 0 | 0 | 0
[7 empty] | 0 | 0 | 0 | 0 | 0 | 0
[7 empty] | 0 | 0 | 0 | 0 | 0 | 0
[7 empty] | 0 | 0 | 0 | 0 | 0 | 0
[7 empty] | 0 | 0 | 0 | 0 | 0 | 0
[7 empty] | 0 | 0 | 0 | 0 | 0 | 0
[7 empty] | 0.0047926 | 0.0035168 | 0.019864 | 0.0014317 | 0.010587 | 0.0035134
[7 empty] | 0.036073 | 0.021993 | 0.10001 | 0.013801 | 0.10132 | 0.02828
[7 empty] | 0.072826 | 0.042883 | 0.18116 | 0.032745 | 0.22597 | 0.058773
[7 empty] | 0.096284 | 0.056484 | 0.23273 | 0.047362 | 0.32164 | 0.079249
[7 empty] | 0.10634 | 0.054058 | 0.24426 | 0.049095 | 0.35934 | 0.078121
[7 empty] | 0.094581 | 0.040762 | 0.21062 | 0.040195 | 0.32976 | 0.061321
[7 empty] | 0.066953 | 0.022535 | 0.14208 | 0.02416 | 0.2348 | 0.036817
[7 empty] | 0.030853 | 0.005978 | 0.052634 | 0.0072615 | 0.088854 | 0.016194
[7 empty] | 0.0007076 | 0.00030474 | 0.00086538 | 0.00014476 | 0.0012355 | 0.00028899
[7 empty] | 0 | 0 | 0 | 0 | 0 | 0
[7 empty] | 0 | 0 | 0 | 0 | 0 | 0
[7 empty] | 0 | 0 | 0 | 0 | 0 | 0
[7 empty] | 0 | 0 | 0 | 0 | 0 | 0
[7 empty] | 0 | 0 | 0 | 0 | 0 | 0
[7 empty] | 0 | 0 | 0 | 0 | 0 | 0
[7 empty] | 0 | 0 | 0 | 0 | 0 | 0
[7 empty] | 0 | 0 | 0 | 0 | 0 | 0
[7 empty] | 0 | 0 | 0 | 0 | 0 | 0
[7 empty] | 0 | 0 | 0 | 0 | 0 | 0
[7 empty] | 0 | 0 | 0 | 0 | 0 | 0
[7 empty] | 0 | 0 | 0 | 0 | 0 | 0
[7 empty] | 0 | 0 | 0 | 0 | 0 | 0
[7 empty] | 0 | 0 | 0 | 0 | 0 | 0
[7 empty] | 0 | 0 | 0 | 0 | 0 | 0
[7 empty] | 0.0044501 | 0.0018268 | 0.013368 | 0.0057442 | 0.0093026 | 0.0048006
[7 empty] | 0.052675 | 0.016967 | 0.086899 | 0.04392 | 0.091812 | 0.035616
[7 empty] | 0.12969 | 0.037635 | 0.17112 | 0.085585 | 0.18982 | 0.073399
[7 empty] | 0.19299 | 0.052828 | 0.22895 | 0.11035 | 0.25528 | 0.099522
[7 empty] | 0.19927 | 0.055638 | 0.24337 | 0.11216 | 0.27553 | 0.10469
[7 empty] | 0.16552 | 0.046881 | 0.2113 | 0.090259 | 0.24159 | 0.087562
[7 empty] | 0.10861 | 0.029907 | 0.14414 | 0.055552 | 0.16343 | 0.055713
[7 empty] | 0.053179 | 0.010453 | 0.058746 | 0.020221 | 0.060235 | 0.023134
[7 empty] | 0.00095507 | 0.00062304 | 0.0013959 | 0.00038054 | 0.0010975 | 0.00092702
[7 empty] | 0 | 0 | 0 | 0 | 0 | 0
[7 empty] | 0 | 0 | 0 | 0 | 0 | 0
[7 empty] | 0 | 0 | 0 | 0 | 0 | 0
[7 empty] | 0 | 0 | 0 | 0 | 0 | 0
[7 empty] | 0 | 0 | 0 | 0 | 0 | 0
[7 empty] | 0 | 0 | 0 | 0 | 0 | 0
[7 empty] | 0 | 0 | 0 | 0 | 0 | 0
[7 empty] | 0 | 0 | 0 | 0 | 0 | 0
[7 empty] | 0 | 0 | 0 | 0 | 0 | 0
[7 empty] | 0 | 0 | 0 | 0 | 0 | 0
[7 empty] | 0 | 0 | 0 | 0 | 0 | 0
[7 empty] | 0 | 0 | 0 | 0 | 0 | 0
[7 empty] | 0 | 0 | 0 | 0 | 0 | 0
[7 empty] | 0 | 0 | 0 | 0 | 0 | 0
[7 empty] | 0 | 0 | 0 | 0 | 0 | 0
[7 empty] | 0.0025177 | 0.00096303 | 0.0171 | 0.0091806 | 0.017081 | 0.010625
[7 empty] | 0.021794 | 0.014977 | 0.093963 | 0.091615 | 0.14206 | 0.06798
[7 empty] | 0.048684 | 0.036183 | 0.17684 | 0.21313 | 0.28881 | 0.13125
[7 empty] | 0.068642 | 0.052691 | 0.23283 | 0.30811 | 0.38855 | 0.16975
[7 empty] | 0.075105 | 0.049854 | 0.2431 | 0.31352 | 0.41469 | 0.15248
[7 empty] | 0.064935 | 0.037324 | 0.20956 | 0.2582 | 0.36576 | 0.10703
[7 empty] | 0.042103 | 0.020889 | 0.14367 | 0.16379 | 0.25138 | 0.055468
[7 empty] | 0.01547 | 0.0062555 | 0.059148 | 0.068937 | 0.095004 | 0.023792
[7 empty] | 0.0010266 | 0.00015148 | 0.0015226 | 0.0012571 | 0.0015513 | 0.00068925
[7 empty] | 0 | 0 | 0 | 0 | 0 | 0
[7 empty] | 0 | 0 | 0 | 0 | 0 | 0
[7 empty] | 0 | 0 | 0 | 0 | 0 | 0
[7 empty] | 0 | 0 | 0 | 0 | 0 | 0
[7 empty] | 0 | 0 | 0 | 0 | 0 | 0
[7 empty] | 0 | 0 | 0 | 0 | 0 | 0
[7 empty] | 0 | 0 | 0 | 0 | 0 | 0
[7 empty] | 0 | 0 | 0 | 0 | 0 | 0
[7 empty] | 0 | 0 | 0 | 0 | 0 | 0
[7 empty] | 0 | 0 | 0 | 0 | 0 | 0
[7 empty] | 0 | 0 | 0 | 0 | 0 | 0
[7 empty] | 0 | 0 | 0 | 0 | 0 | 0
[7 empty] | 0 | 0 | 0 | 0 | 0 | 0
[7 empty] | 0 | 0 | 0 | 0 | 0 | 0
[7 empty] | 0 | 0 | 0 | 0 | 0 | 0
[7 empty] | 0.0031601 | 0.009788 | 0.013669 | 0.0045881 | 0.016251 | 0.010052
[7 empty] | 0.04183 | 0.07564 | 0.08241 | 0.044078 | 0.1453 | 0.067885
[7 empty] | 0.11553 | 0.16124 | 0.16091 | 0.097625 | 0.29303 | 0.13476
[7 empty] | 0.18901 | 0.22583 | 0.21473 | 0.13647 | 0.39203 | 0.18046
[7 empty] | 0.22741 | 0.2447 | 0.23529 | 0.14402 | 0.41281 | 0.18996
[7 empty] | 0.22489 | 0.2191 | 0.21072 | 0.12204 | 0.35796 | 0.16349
[7 empty] | 0.17761 | 0.1558 | 0.14778 | 0.081679 | 0.24293 | 0.11252
[7 empty] | 0.077584 | 0.063813 | 0.060624 | 0.035019 | 0.095189 | 0.046668
[7 empty] | 0.0014761 | 0.0015803 | 0.0017215 | 0.0010676 | 0.001783 | 0.00074215
[7 empty] | 0 | 0 | 0 | 0 | 0 | 0
[7 empty] | 0 | 0 | 0 | 0 | 0 | 0
[7 empty] | 0 | 0 | 0 | 0 | 0 | 0
[7 empty] | 0 | 0 | 0 | 0 | 0 | 0
[7 empty] | 0 | 0 | 0 | 0 | 0 | 0
[7 empty] | 0 | 0 | 0 | 0 | 0 | 0
[7 empty] | 0 | 0 | 0 | 0 | 0 | 0
[7 empty] | 0 | 0 | 0 | 0 | 0 | 0
[7 empty] | 0 | 0 | 0 | 0 | 0 | 0
[7 empty] | 0 | 0 | 0 | 0 | 0 | 0
[7 empty] | 0 | 0 | 0 | 0 | 0 | 0
[7 empty] | 0 | 0 | 0 | 0 | 0 | 0
[7 empty] | 0 | 0 | 0 | 0 | 0 | 0
[7 empty] | 0 | 0 | 0 | 0 | 0 | 0
[7 empty] | 0 | 0 | 0 | 0 | 0 | 0
[7 empty] | 0.0039029 | 0.0041187 | 0.011341 | 0.019769 | 0.012098 | 0.0042524
[7 empty] | 0.037437 | 0.035414 | 0.0654 | 0.11201 | 0.078782 | 0.04263
[7 empty] | 0.085873 | 0.081485 | 0.12595 | 0.20767 | 0.14898 | 0.090531
[7 empty] | 0.12229 | 0.11869 | 0.16587 | 0.26793 | 0.19219 | 0.12336
[7 empty] | 0.12313 | 0.13165 | 0.16934 | 0.2579 | 0.18908 | 0.12604
[7 empty] | 0.097325 | 0.11825 | 0.14049 | 0.19921 | 0.15027 | 0.10466
[7 empty] | 0.057685 | 0.083792 | 0.091865 | 0.11872 | 0.09271 | 0.06821
[7 empty] | 0.024534 | 0.023951 | 0.034303 | 0.055367 | 0.042184 | 0.029597
[7 empty] | 0.0011211 | 0.00071545 | 0.0014747 | 0.0014991 | 0.0016613 | 0.0010759
[7 empty] | 0 | 0 | 0 | 0 | 0 | 0
[7 empty] | 0 | 0 | 0 | 0 | 0 | 0
[7 empty] | 0 | 0 | 0 | 0 | 0 | 0
[7 empty] | 0 | 0 | 0 | 0 | 0 | 0
[7 empty] | 0 | 0 | 0 | 0 | 0 | 0
[7 empty] | 0 | 0 | 0 | 0 | 0 | 0
[7 empty] | 0 | 0 | 0 | 0 | 0 | 0
[7 empty] | 0 | 0 | 0 | 0 | 0 | 0
[7 empty] | 0 | 0 | 0 | 0 | 0 | 0
[7 empty] | 0 | 0 | 0 | 0 | 0 | 0
[7 empty] | 0 | 0 | 0 | 0 | 0 | 0
[7 empty] | 0 | 0 | 0 | 0 | 0 | 0
[7 empty] | 0 | 0 | 0 | 0 | 0 | 0
[7 empty] | 0 | 0 | 0 | 0 | 0 | 0
[7 empty] | 0 | 0 | 0 | 0 | 0 | 0
[7 empty] | 0.0048765 | 0.0028584 | 0.0085348 | 0.0079536 | 0.0019656 | 0.012327
[7 empty] | 0.069305 | 0.025739 | 0.058591 | 0.039119 | 0.013753 | 0.065929
[7 empty] | 0.16593 | 0.056627 | 0.12457 | 0.075075 | 0.027327 | 0.12661
[7 empty] | 0.24047 | 0.07881 | 0.17137 | 0.10047 | 0.035568 | 0.16857
[7 empty] | 0.26331 | 0.082691 | 0.18849 | 0.1121 | 0.043171 | 0.18077
[7 empty] | 0.23616 | 0.068865 | 0.16969 | 0.10437 | 0.041884 | 0.16049
[7 empty] | 0.16895 | 0.043148 | 0.11953 | 0.078667 | 0.031104 | 0.11333
[7 empty] | 0.07372 | 0.012255 | 0.043907 | 0.03612 | 0.011351 | 0.048654
[7 empty] | 0.0016926 | 0.00043034 | 0.001352 | 0.0016025 | 0.00094695 | 0.0013451
[7 empty] | 0 | 0 | 0 | 0 | 0 | 0
[7 empty] | 0 | 0 | 0 | 0 | 0 | 0
[7 empty] | 0 | 0 | 0 | 0 | 0 | 0
[7 empty] | 0 | 0 | 0 | 0 | 0 | 0
[7 empty] | 0 | 0 | 0 | 0 | 0 | 0
[7 empty] | 0 | 0 | 0 | 0 | 0 | 0
[7 empty] | 0 | 0 | 0 | 0 | 0 | 0
[7 empty] | 0 | 0 | 0 | 0 | 0 | 0
[7 empty] | 0 | 0 | 0 | 0 | 0 | 0
[7 empty] | 0 | 0 | 0 | 0 | 0 | 0
[7 empty] | 0 | 0 | 0 | 0 | 0 | 0
[7 empty] | 0 | 0 | 0 | 0 | 0 | 0
[7 empty] | 0 | 0 | 0 | 0 | 0 | 0
[7 empty] | 0 | 0 | 0 | 0 | 0 | 0
[7 empty] | 0 | 0 | 0 | 0 | 0 | 0
[7 empty] | 0.010405 | 0.003631 | 0.0025415 | 0.0021159 | 0.0026214 | 0.0022665
[7 empty] | 0.081552 | 0.032138 | 0.02595 | 0.01531 | 0.022385 | 0.030724
[7 empty] | 0.16057 | 0.068947 | 0.057641 | 0.030527 | 0.048855 | 0.072387
[7 empty] | 0.20958 | 0.095163 | 0.0793 | 0.039665 | 0.068584 | 0.10523
[7 empty] | 0.19476 | 0.09938 | 0.082974 | 0.044369 | 0.070253 | 0.10878
[7 empty] | 0.14059 | 0.083049 | 0.068057 | 0.03974 | 0.056606 | 0.091055
[7 empty] | 0.074625 | 0.052799 | 0.041171 | 0.026939 | 0.034352 | 0.060714
[7 empty] | 0.031853 | 0.01665 | 0.011343 | 0.0089771 | 0.01505 | 0.027153
[7 empty] | 0.00060834 | 0.00093079 | 0.00089848 | 0.00084565 | 0.00094855 | 7.84e-05
[7 empty] | 0 | 0 | 0 | 0 | 0 | 0
[7 empty] | 0 | 0 | 0 | 0 | 0 | 0
[7 empty] | 0 | 0 | 0 | 0 | 0 | 0
[7 empty] | 0 | 0 | 0 | 0 | 0 | 0
[7 empty] | 0 | 0 | 0 | 0 | 0 | 0
[7 empty] | 0 | 0 | 0 | 0 | 0 | 0
[7 empty] | 0 | 0 | 0 | 0 | 0 | 0
[7 empty] | 0 | 0 | 0 | 0 | 0 | 0
[7 empty] | 0 | 0 | 0 | 0 | 0 | 0
[7 empty] | 0 | 0 | 0 | 0 | 0 | 0
[7 empty] | 0 | 0 | 0 | 0 | 0 | 0
[7 empty] | 0 | 0 | 0 | 0 | 0 | 0
[7 empty] | 0 | 0 | 0 | 0 | 0 | 0
[7 empty] | 0 | 0 | 0 | 0 | 0 | 0
[7 empty] | 0 | 0 | 0 | 0 | 0 | 0
[7 empty] | 0.006421 | 0.0048022 | 0.0015471 | 0.0014191 | 0.001961 | 0.0026921
[7 empty] | 0.079329 | 0.039329 | 0.027069 | 0.012562 | 0.019126 | 0.037018
[7 empty] | 0.1794 | 0.089274 | 0.068432 | 0.026878 | 0.045878 | 0.087275
[7 empty] | 0.25384 | 0.12727 | 0.10232 | 0.036562 | 0.068485 | 0.12623
[7 empty] | 0.26797 | 0.14323 | 0.11779 | 0.037927 | 0.080853 | 0.13874
[7 empty] | 0.23081 | 0.1294 | 0.10896 | 0.031768 | 0.07694 | 0.12404
[7 empty] | 0.15716 | 0.090269 | 0.077086 | 0.020681 | 0.057473 | 0.087431
[7 empty] | 0.066438 | 0.025964 | 0.022634 | 0.0071684 | 0.028089 | 0.036222
[7 empty] | 0.0017064 | 0.0013693 | 0.00043148 | 0.00063839 | 0.0018739 | 0.0020534
[7 empty] | 0 | 0 | 0 | 0 | 0 | 0
[7 empty] | 0 | 0 | 0 | 0 | 0 | 0
[7 empty] | 0 | 0 | 0 | 0 | 0 | 0
[7 empty] | 0 | 0 | 0 | 0 | 0 | 0
[7 empty] | 0 | 0 | 0 | 0 | 0 | 0
[7 empty] | 0 | 0 | 0 | 0 | 0 | 0
[7 empty] | 0 | 0 | 0 | 0 | 0 | 0
[7 empty] | 0 | 0 | 0 | 0 | 0 | 0
[7 empty] | 0 | 0 | 0 | 0 | 0 | 0
[7 empty] | 0 | 0 | 0 | 0 | 0 | 0
[7 empty] | 0 | 0 | 0 | 0 | 0 | 0
[7 empty] | 0 | 0 | 0 | 0 | 0 | 0
[7 empty] | 0 | 0 | 0 | 0 | 0 | 0
[7 empty] | 0 | 0 | 0 | 0 | 0 | 0
[7 empty] | 0 | 0 | 0 | 0 | 0 | 0
[7 empty] | 0.0041569 | 0.0077674 | 0.0077976 | 0.0084488 | 0.0034012 | 0.014103
[7 empty] | 0.040731 | 0.057243 | 0.035546 | 0.050053 | 0.031906 | 0.10173
[7 empty] | 0.087474 | 0.11648 | 0.05651 | 0.09463 | 0.073806 | 0.19791
[7 empty] | 0.11912 | 0.15757 | 0.065314 | 0.12145 | 0.10723 | 0.25949
[7 empty] | 0.11588 | 0.16403 | 0.060488 | 0.11917 | 0.11819 | 0.2589
[7 empty] | 0.088777 | 0.13788 | 0.044874 | 0.092771 | 0.10536 | 0.20957
[7 empty] | 0.051632 | 0.09084 | 0.025912 | 0.055164 | 0.074096 | 0.13496
[7 empty] | 0.020884 | 0.029913 | 0.0060897 | 0.023163 | 0.034765 | 0.066894
[7 empty] | 0.0018906 | 0.001813 | 3.04e-05 | 0.00044084 | 0.0017119 | 0.0015217
[7 empty] | 0 | 0 | 0 | 0 | 0 | 0
[7 empty] | 0 | 0 | 0 | 0 | 0 | 0
[7 empty] | 0 | 0 | 0 | 0 | 0 | 0
[7 empty] | 0 | 0 | 0 | 0 | 0 | 0
[7 empty] | 0 | 0 | 0 | 0 | 0 | 0
[7 empty] | 0 | 0 | 0 | 0 | 0 | 0
[7 empty] | 0 | 0 | 0 | 0 | 0 | 0
[7 empty] | 0 | 0 | 0 | 0 | 0 | 0
[7 empty] | 0 | 0 | 0 | 0 | 0 | 0
[7 empty] | 0 | 0 | 0 | 0 | 0 | 0
[7 empty] | 0 | 0 | 0 | 0 | 0 | 0
[7 empty] | 0 | 0 | 0 | 0 | 0 | 0
[7 empty] | 0 | 0 | 0 | 0 | 0 | 0
[7 empty] | 0 | 0 | 0 | 0 | 0 | 0
[7 empty] | 0 | 0 | 0 | 0 | 0 | 0
[7 empty] | 0.0030638 | 0.0029662 | 0.010577 | 0.0071841 | 0.0022836 | 0.0032626
[7 empty] | 0.036429 | 0.026652 | 0.062674 | 0.058595 | 0.021886 | 0.028832
[7 empty] | 0.094351 | 0.058998 | 0.12734 | 0.11621 | 0.051902 | 0.058438
[7 empty] | 0.14652 | 0.081996 | 0.17666 | 0.15478 | 0.076233 | 0.078143
[7 empty] | 0.14677 | 0.084891 | 0.20162 | 0.16202 | 0.07709 | 0.080508
[7 empty] | 0.1154 | 0.069183 | 0.1928 | 0.13867 | 0.063139 | 0.066938
[7 empty] | 0.067853 | 0.041991 | 0.14934 | 0.093265 | 0.041147 | 0.043366
[7 empty] | 0.0322 | 0.010949 | 0.059262 | 0.03658 | 0.016205 | 0.015885
[7 empty] | 0.0020717 | 0.00017358 | 0.0024552 | 0.0019697 | 0.001651 | 0.0011267
[7 empty] | 0 | 0 | 0 | 0 | 0 | 0
[7 empty] | 0 | 0 | 0 | 0 | 0 | 0
[7 empty] | 0 | 0 | 0 | 0 | 0 | 0
[7 empty] | 0 | 0 | 0 | 0 | 0 | 0
[7 empty] | 0 | 0 | 0 | 0 | 0 | 0
[7 empty] | 0 | 0 | 0 | 0 | 0 | 0
[7 empty] | 0 | 0 | 0 | 0 | 0 | 0
[7 empty] | 0 | 0 | 0 | 0 | 0 | 0
[7 empty] | 0 | 0 | 0 | 0 | 0 | 0
[7 empty] | 0 | 0 | 0 | 0 | 0 | 0
[7 empty] | 0 | 0 | 0 | 0 | 0 | 0
[7 empty] | 0 | 0 | 0 | 0 | 0 | 0
[7 empty] | 0 | 0 | 0 | 0 | 0 | 0
[7 empty] | 0 | 0 | 0 | 0 | 0 | 0
[7 empty] | 0 | 0 | 0 | 0 | 0 | 0
[7 empty] | 0.0032303 | 0.0031271 | 0.022355 | 0.0058932 | 0.002882 | 0.0028469
[7 empty] | 0.037895 | 0.028937 | 0.1185 | 0.045298 | 0.031893 | 0.022076
[7 empty] | 0.092569 | 0.059327 | 0.22018 | 0.094339 | 0.082359 | 0.044808
[7 empty] | 0.13568 | 0.079005 | 0.28849 | 0.12764 | 0.12876 | 0.058778
[7 empty] | 0.15269 | 0.080756 | 0.30844 | 0.12816 | 0.15334 | 0.058216
[7 empty] | 0.14008 | 0.065752 | 0.27326 | 0.10297 | 0.14777 | 0.045108
[7 empty] | 0.10444 | 0.040287 | 0.19233 | 0.063846 | 0.11491 | 0.025594
[7 empty] | 0.053867 | 0.0099984 | 0.069671 | 0.028418 | 0.062478 | 0.0080478
[7 empty] | 0.0028398 | 0.00017813 | 0.002477 | 0.0011818 | 0.0032202 | 0.0003481
[7 empty] | 0 | 0 | 0 | 0 | 0 | 0
[7 empty] | 0 | 0 | 0 | 0 | 0 | 0
[7 empty] | 0 | 0 | 0 | 0 | 0 | 0
[7 empty] | 0 | 0 | 0 | 0 | 0 | 0
[7 empty] | 0 | 0 | 0 | 0 | 0 | 0
[7 empty] | 0 | 0 | 0 | 0 | 0 | 0
[7 empty] | 0 | 0 | 0 | 0 | 0 | 0
[7 empty] | 0 | 0 | 0 | 0 | 0 | 0
[7 empty] | 0 | 0 | 0 | 0 | 0 | 0
[7 empty] | 0 | 0 | 0 | 0 | 0 | 0
[7 empty] | 0 | 0 | 0 | 0 | 0 | 0
[7 empty] | 0 | 0 | 0 | 0 | 0 | 0
[7 empty] | 0 | 0 | 0 | 0 | 0 | 0
[7 empty] | 0 | 0 | 0 | 0 | 0 | 0
[7 empty] | 0 | 0 | 0 | 0 | 0 | 0
[7 empty] | 0.001735 | 0.0032272 | 0.017309 | 0.010683 | 0.0034158 | 0.011943
[7 empty] | 0.017447 | 0.034511 | 0.10725 | 0.058485 | 0.041097 | 0.049138
[7 empty] | 0.042672 | 0.073134 | 0.19492 | 0.10924 | 0.1036 | 0.081608
[7 empty] | 0.064567 | 0.099418 | 0.24706 | 0.14185 | 0.15633 | 0.098403
[7 empty] | 0.078929 | 0.10604 | 0.25867 | 0.13579 | 0.17844 | 0.093758
[7 empty] | 0.078407 | 0.09026 | 0.22129 | 0.10477 | 0.16547 | 0.072345
[7 empty] | 0.061509 | 0.057867 | 0.14868 | 0.063418 | 0.12371 | 0.045037
[7 empty] | 0.028061 | 0.01466 | 0.048601 | 0.029052 | 0.060304 | 0.018249
[7 empty] | 0.0024557 | 6.55e-05 | 0.0024473 | 0.002414 | 0.0032719 | 0.00019304
[7 empty] | 0 | 0 | 0 | 0 | 0 | 0
[7 empty] | 0 | 0 | 0 | 0 | 0 | 0
[7 empty] | 0 | 0 | 0 | 0 | 0 | 0
[7 empty] | 0 | 0 | 0 | 0 | 0 | 0
[7 empty] | 0 | 0 | 0 | 0 | 0 | 0
[7 empty] | 0 | 0 | 0 | 0 | 0 | 0
[7 empty] | 0 | 0 | 0 | 0 | 0 | 0
[7 empty] | 0 | 0 | 0 | 0 | 0 | 0
[7 empty] | 0 | 0 | 0 | 0 | 0 | 0
[7 empty] | 0 | 0 | 0 | 0 | 0 | 0
[7 empty] | 0 | 0 | 0 | 0 | 0 | 0
[7 empty] | 0 | 0 | 0 | 0 | 0 | 0
[7 empty] | 0 | 0 | 0 | 0 | 0 | 0
[7 empty] | 0 | 0 | 0 | 0 | 0 | 0
[7 empty] | 0 | 0 | 0 | 0 | 0 | 0
[7 empty] | 0.0047187 | 0.0081295 | 0.0087162 | 0.01451 | 0.0073288 | 0.0023106
[7 empty] | 0.041234 | 0.071475 | 0.071393 | 0.083746 | 0.065357 | 0.021824
[7 empty] | 0.088313 | 0.14707 | 0.15497 | 0.16118 | 0.14439 | 0.04618
[7 empty] | 0.12243 | 0.19894 | 0.21968 | 0.21448 | 0.20325 | 0.061358
[7 empty] | 0.13147 | 0.20956 | 0.24601 | 0.2271 | 0.22079 | 0.064549
[7 empty] | 0.11407 | 0.17951 | 0.22589 | 0.19774 | 0.19473 | 0.053804
[7 empty] | 0.077503 | 0.12099 | 0.16487 | 0.13874 | 0.13854 | 0.033779
[7 empty] | 0.036986 | 0.036143 | 0.053792 | 0.066508 | 0.069218 | 0.011668
[7 empty] | 0.0022779 | 0.0014717 | 0.0016915 | 0.0033954 | 0.0028689 | 0.00068452
[7 empty] | 0 | 0 | 0 | 0 | 0 | 0
[7 empty] | 0 | 0 | 0 | 0 | 0 | 0
[7 empty] | 0 | 0 | 0 | 0 | 0 | 0
[7 empty] | 0 | 0 | 0 | 0 | 0 | 0
[7 empty] | 0 | 0 | 0 | 0 | 0 | 0
[7 empty] | 0 | 0 | 0 | 0 | 0 | 0
[7 empty] | 0 | 0 | 0 | 0 | 0 | 0

## ONWIND
TimeBlock | WS15 | WS29 | WS36 | WS12 | WS24 | WS09 | WS15 | WS29 | WS36 | WS12 | WS24 | WS09
1 | 0.30117 | 0.22393 | 0.64137 | 0.15538 | 0.12134 | 0.70778 | 0.31883 | 0.20611 | 0.66638 | 0.1372 | 0.11189 | 0.75313
2 | 0.24922 | 0.30527 | 0.60912 | 0.18876 | 0.13217 | 0.55549 | 0.31011 | 0.21713 | 0.65118 | 0.1447 | 0.11897 | 0.73322
3 | 0.1811 | 0.33242 | 0.61765 | 0.11261 | 0.13983 | 0.4075 | 0.29351 | 0.22809 | 0.63254 | 0.16017 | 0.12541 | 0.6951
4 | 0.095548 | 0.35864 | 0.61874 | 0.10315 | 0.1045 | 0.3959 | 0.28221 | 0.24438 | 0.61538 | 0.17946 | 0.12907 | 0.64965
5 | 0.1021 | 0.54011 | 0.66685 | 0.20164 | 0.16674 | 0.42584 | 0.26841 | 0.26578 | 0.60143 | 0.19104 | 0.12711 | 0.61076
6 | 0.082436 | 0.55319 | 0.55614 | 0.23924 | 0.23527 | 0.41351 | 0.25424 | 0.29145 | 0.5983 | 0.19645 | 0.13016 | 0.57
7 | 0.05826 | 0.55646 | 0.56074 | 0.23561 | 0.27291 | 0.51344 | 0.24266 | 0.31792 | 0.60732 | 0.19246 | 0.13214 | 0.53848
8 | 0.047761 | 0.55389 | 0.60864 | 0.16649 | 0.27716 | 0.57044 | 0.23157 | 0.34593 | 0.62942 | 0.17508 | 0.13925 | 0.50272
9 | 0.038667 | 0.45744 | 0.61041 | 0.07662 | 0.25806 | 0.46937 | 0.21723 | 0.36716 | 0.64903 | 0.15217 | 0.14993 | 0.46334
10 | 0.030371 | 0.34034 | 0.6008 | 0.035216 | 0.20056 | 0.46194 | 0.1949 | 0.36007 | 0.64453 | 0.12597 | 0.15202 | 0.41886
11 | 0.067702 | 0.35388 | 0.66296 | 0.055131 | 0.31488 | 0.66178 | 0.16938 | 0.32236 | 0.61188 | 0.096124 | 0.13933 | 0.38576
12 | 0.10873 | 0.23924 | 0.66646 | 0.054627 | 0.51134 | 0.66837 | 0.14287 | 0.28009 | 0.56515 | 0.076182 | 0.11804 | 0.36204
13 | 0.12251 | 0.17916 | 0.63187 | 0.09506 | 0.67617 | 0.70355 | 0.12648 | 0.28882 | 0.5727 | 0.076314 | 0.10995 | 0.37455
14 | 0.1434 | 0.15002 | 0.58759 | 0.14161 | 0.78911 | 0.68866 | 0.10301 | 0.32051 | 0.59057 | 0.084377 | 0.10479 | 0.38653
15 | 0.17164 | 0.093769 | 0.51663 | 0.14072 | 0.81278 | 0.67568 | 0.08153 | 0.37644 | 0.63533 | 0.10877 | 0.10041 | 0.40181
16 | 0.14193 | 0.055993 | 0.48679 | 0.16 | 0.83718 | 0.72158 | 0.07117 | 0.44877 | 0.67637 | 0.14313 | 0.10287 | 0.42072
17 | 0.24152 | 0.051993 | 0.54691 | 0.26114 | 0.8427 | 0.69297 | 0.078433 | 0.50619 | 0.68956 | 0.17124 | 0.12196 | 0.42611
18 | 0.26301 | 0.026569 | 0.56958 | 0.29655 | 0.84095 | 0.6349 | 0.0967 | 0.53892 | 0.68142 | 0.19421 | 0.15123 | 0.42787
19 | 0.23676 | 0.025717 | 0.59546 | 0.31183 | 0.83864 | 0.5641 | 0.11577 | 0.55569 | 0.66252 | 0.21217 | 0.18377 | 0.42961
20 | 0.22445 | 0.037411 | 0.62567 | 0.26205 | 0.82507 | 0.47073 | 0.11751 | 0.55965 | 0.63393 | 0.22895 | 0.21 | 0.41979
21 | 0.18806 | 0.051587 | 0.56853 | 0.12616 | 0.77261 | 0.4319 | 0.10357 | 0.55647 | 0.60034 | 0.2408 | 0.22126 | 0.40462
22 | 0.12021 | 0.057404 | 0.57207 | 0.051862 | 0.70088 | 0.40844 | 0.086946 | 0.55472 | 0.56731 | 0.24442 | 0.23142 | 0.40139
23 | 0.20163 | 0.073972 | 0.6588 | 0.058828 | 0.55973 | 0.33376 | 0.07153 | 0.54679 | 0.53136 | 0.23453 | 0.23584 | 0.40937
24 | 0.22148 | 0.059221 | 0.67873 | 0.078708 | 0.41934 | 0.2671 | 0.067703 | 0.55477 | 0.52554 | 0.23721 | 0.25254 | 0.43868
25 | 0.2133 | 0.067743 | 0.67992 | 0.13369 | 0.31193 | 0.19322 | 0.061974 | 0.55438 | 0.53246 | 0.23925 | 0.25849 | 0.47246
26 | 0.23173 | 0.12496 | 0.64137 | 0.24802 | 0.42197 | 0.13871 | 0.059315 | 0.55846 | 0.553 | 0.24026 | 0.26965 | 0.50394
27 | 0.24507 | 0.17278 | 0.54563 | 0.17005 | 0.71488 | 0.098751 | 0.056362 | 0.55683 | 0.57231 | 0.23666 | 0.27973 | 0.52819
28 | 0.18318 | 0.18276 | 0.42451 | 0.059181 | 0.81877 | 0.074737 | 0.05539 | 0.55619 | 0.58518 | 0.22628 | 0.28377 | 0.54918
29 | 0.2717 | 0.28288 | 0.33449 | 0.10849 | 0.83318 | 0.076888 | 0.053816 | 0.55452 | 0.59403 | 0.20461 | 0.28156 | 0.5603
30 | 0.27437 | 0.31697 | 0.2061 | 0.11267 | 0.82883 | 0.054374 | 0.050368 | 0.55332 | 0.60042 | 0.17874 | 0.27719 | 0.57125
31 | 0.26141 | 0.32112 | 0.10591 | 0.18317 | 0.79045 | 0.10659 | 0.045737 | 0.5528 | 0.61381 | 0.15345 | 0.27344 | 0.57982
32 | 0.31415 | 0.29124 | 0.10611 | 0.34074 | 0.73853 | 0.19125 | 0.041124 | 0.55491 | 0.62629 | 0.12915 | 0.27645 | 0.57037
33 | 0.44504 | 0.20181 | 0.13457 | 0.58981 | 0.72991 | 0.15781 | 0.040987 | 0.53966 | 0.63194 | 0.11093 | 0.28305 | 0.54512
34 | 0.404 | 0.096247 | 0.16861 | 0.68191 | 0.80654 | 0.14914 | 0.040678 | 0.49441 | 0.6268 | 0.091827 | 0.27759 | 0.5004
35 | 0.37692 | 0.084531 | 0.36837 | 0.8266 | 0.73627 | 0.15249 | 0.038003 | 0.43293 | 0.60561 | 0.063017 | 0.25302 | 0.44333
36 | 0.24495 | 0.037585 | 0.57543 | 0.83832 | 0.76509 | 0.16225 | 0.035 | 0.36276 | 0.5773 | 0.040704 | 0.21856 | 0.38864
37 | 0.14494 | 0.02524 | 0.65905 | 0.78029 | 0.64589 | 0.31282 | 0.034303 | 0.33435 | 0.58119 | 0.032795 | 0.20636 | 0.3836
38 | 0.14296 | 0.047913 | 0.60757 | 0.74212 | 0.42464 | 0.4938 | 0.031392 | 0.32743 | 0.58457 | 0.030715 | 0.19665 | 0.41602
39 | 0.14948 | 0.072858 | 0.4831 | 0.61262 | 0.30517 | 0.53714 | 0.027744 | 0.33911 | 0.60445 | 0.033735 | 0.19528 | 0.48285
40 | 0.13501 | 0.078195 | 0.36929 | 0.55035 | 0.34713 | 0.44817 | 0.028046 | 0.36048 | 0.63297 | 0.04362 | 0.20396 | 0.5653
41 | 0.26311 | 0.16445 | 0.26507 | 0.66546 | 0.52333 | 0.54507 | 0.037667 | 0.37499 | 0.64986 | 0.053588 | 0.23488 | 0.62544
42 | 0.24669 | 0.16364 | 0.11902 | 0.81289 | 0.59726 | 0.48497 | 0.054828 | 0.37061 | 0.66073 | 0.057068 | 0.28431 | 0.66194
43 | 0.17122 | 0.14817 | 0.049966 | 0.75064 | 0.47986 | 0.45406 | 0.079541 | 0.3487 | 0.66877 | 0.056198 | 0.34215 | 0.6815
44 | 0.1283 | 0.17064 | 0.090153 | 0.5049 | 0.40165 | 0.44949 | 0.098771 | 0.32121 | 0.67247 | 0.053671 | 0.39816 | 0.67824
45 | 0.094749 | 0.15108 | 0.1651 | 0.45762 | 0.45115 | 0.43067 | 0.10691 | 0.28573 | 0.67441 | 0.051027 | 0.4473 | 0.66547
46 | 0.032297 | 0.10162 | 0.27182 | 0.6212 | 0.529 | 0.50713 | 0.1089 | 0.25076 | 0.67284 | 0.051084 | 0.49216 | 0.66082
47 | 0.039389 | 0.14058 | 0.60985 | 0.66853 | 0.60358 | 0.69749 | 0.10637 | 0.21749 | 0.66125 | 0.051838 | 0.52831 | 0.66406
48 | 0.031505 | 0.12796 | 0.70401 | 0.756 | 0.61919 | 0.6442 | 0.11276 | 0.20299 | 0.65734 | 0.064559 | 0.57761 | 0.68314
49 | 0.053901 | 0.13274 | 0.65995 | 0.81645 | 0.61902 | 0.59551 | 0.11359 | 0.18744 | 0.64527 | 0.081124 | 0.61524 | 0.69728
50 | 0.18725 | 0.13895 | 0.62882 | 0.81787 | 0.53521 | 0.6177 | 0.12015 | 0.18096 | 0.63851 | 0.089715 | 0.66033 | 0.70754
51 | 0.40083 | 0.093252 | 0.64776 | 0.83139 | 0.28388 | 0.64833 | 0.12585 | 0.17638 | 0.62727 | 0.098781 | 0.69833 | 0.70558
52 | 0.33844 | 0.051467 | 0.56623 | 0.81648 | 0.11777 | 0.68465 | 0.13047 | 0.17186 | 0.61642 | 0.11062 | 0.73077 | 0.70382
53 | 0.38066 | 0.11817 | 0.43206 | 0.80853 | 0.10268 | 0.72538 | 0.13239 | 0.16454 | 0.60274 | 0.12326 | 0.76008 | 0.7004
54 | 0.28998 | 0.19293 | 0.29126 | 0.77907 | 0.13316 | 0.71745 | 0.13658 | 0.15629 | 0.58984 | 0.137 | 0.78306 | 0.69765
55 | 0.2325 | 0.19505 | 0.38799 | 0.68476 | 0.11786 | 0.70009 | 0.14503 | 0.14542 | 0.58056 | 0.14952 | 0.80008 | 0.68457
56 | 0.25162 | 0.26507 | 0.47589 | 0.52046 | 0.14662 | 0.598 | 0.15959 | 0.13382 | 0.57723 | 0.15665 | 0.81322 | 0.67202
57 | 0.18048 | 0.2603 | 0.36106 | 0.5681 | 0.10234 | 0.45001 | 0.17964 | 0.12216 | 0.5632 | 0.15956 | 0.80889 | 0.66004
58 | 0.087151 | 0.38629 | 0.43768 | 0.69722 | 0.081949 | 0.31111 | 0.18629 | 0.10358 | 0.53528 | 0.15128 | 0.81096 | 0.66048
59 | 0.11122 | 0.67955 | 0.59965 | 0.833 | 0.22154 | 0.26568 | 0.1716 | 0.083958 | 0.50076 | 0.13341 | 0.81622 | 0.68123
60 | 0.029452 | 0.78037 | 0.49125 | 0.84005 | 0.2404 | 0.40063 | 0.14905 | 0.065375 | 0.46729 | 0.11861 | 0.81507 | 0.70099
61 | 0 | 0.75023 | 0.26133 | 0.79849 | 0.23753 | 0.53651 | 0.14073 | 0.057637 | 0.46872 | 0.12525 | 0.82436 | 0.73351
62 | 0 | 0.62682 | 0.32379 | 0.76273 | 0.25219 | 0.60318 | 0.13468 | 0.055781 | 0.47316 | 0.1425 | 0.8413 | 0.7309
63 | 0 | 0.45612 | 0.43314 | 0.82563 | 0.19521 | 0.46541 | 0.13745 | 0.055503 | 0.49035 | 0.16859 | 0.84756 | 0.71583
64 | 0 | 0.36545 | 0.49462 | 0.82518 | 0.2327 | 0.26533 | 0.15488 | 0.055052 | 0.51495 | 0.20365 | 0.83551 | 0.70606
65 | 0 | 0.41502 | 0.612 | 0.72012 | 0.45949 | 0.27744 | 0.18627 | 0.058606 | 0.5317 | 0.23123 | 0.83246 | 0.70023
66 | 0.010797 | 0.4221 | 0.57512 | 0.69446 | 0.54103 | 0.18182 | 0.22882 | 0.057513 | 0.54335 | 0.25535 | 0.84203 | 0.69736
67 | 0.017494 | 0.43379 | 0.54079 | 0.77308 | 0.48964 | 0.26919 | 0.26795 | 0.05079 | 0.55262 | 0.27258 | 0.84809 | 0.69199
68 | 0.016403 | 0.44235 | 0.56161 | 0.81609 | 0.41325 | 0.4917 | 0.28303 | 0.041061 | 0.55996 | 0.28542 | 0.8482 | 0.68232
69 | 0.022391 | 0.35153 | 0.69335 | 0.76012 | 0.28151 | 0.59098 | 0.27976 | 0.033246 | 0.56599 | 0.29371 | 0.84339 | 0.66871
70 | 0.015286 | 0.26907 | 0.80579 | 0.71553 | 0.17293 | 0.6661 | 0.27058 | 0.028281 | 0.56951 | 0.29783 | 0.84642 | 0.65054
71 | 0.022521 | 0.1943 | 0.77202 | 0.72285 | 0.18396 | 0.73601 | 0.25229 | 0.022868 | 0.56743 | 0.29343 | 0.83981 | 0.62091
72 | 0.035258 | 0.086755 | 0.74986 | 0.62668 | 0.11352 | 0.6923 | 0.24941 | 0.021882 | 0.57537 | 0.30124 | 0.83416 | 0.59943
73 | 0.078894 | 0.052897 | 0.79737 | 0.54483 | 0.045559 | 0.40648 | 0.24018 | 0.023595 | 0.57938 | 0.31104 | 0.83307 | 0.58041
74 | 0.1428 | 0.081877 | 0.76585 | 0.405 | 0.038975 | 0.14828 | 0.23856 | 0.024937 | 0.59112 | 0.31703 | 0.83344 | 0.56863
75 | 0.25342 | 0.14798 | 0.76386 | 0.16842 | 0.021442 | 0.067723 | 0.23613 | 0.02604 | 0.60101 | 0.31463 | 0.84402 | 0.56079
76 | 0.29886 | 0.18557 | 0.80937 | 0.13286 | 0.018029 | 0.036988 | 0.23216 | 0.028296 | 0.61033 | 0.30461 | 0.84401 | 0.54658
77 | 0.50543 | 0.34707 | 0.80622 | 0.19173 | 0.057888 | 0.10096 | 0.22776 | 0.031043 | 0.62194 | 0.29414 | 0.83921 | 0.51715
78 | 0.53697 | 0.43377 | 0.77431 | 0.17839 | 0.096069 | 0.37183 | 0.2217 | 0.034784 | 0.62449 | 0.27765 | 0.83438 | 0.48064
79 | 0.47174 | 0.48864 | 0.74188 | 0.15478 | 0.19316 | 0.60237 | 0.22138 | 0.039512 | 0.62823 | 0.25401 | 0.8188 | 0.44746
80 | 0.39679 | 0.50374 | 0.67233 | 0.068334 | 0.18358 | 0.67097 | 0.22698 | 0.044306 | 0.62804 | 0.22239 | 0.8079 | 0.43769
81 | 0.35426 | 0.38123 | 0.55068 | 0.015828 | 0.20831 | 0.50663 | 0.22746 | 0.05145 | 0.61975 | 0.18356 | 0.79243 | 0.44328
82 | 0.33863 | 0.20917 | 0.49963 | 0.018486 | 0.20158 | 0.50578 | 0.21143 | 0.054543 | 0.59009 | 0.14422 | 0.7818 | 0.44099
83 | 0.52606 | 0.21308 | 0.53076 | 0.099403 | 0.27722 | 0.71571 | 0.17634 | 0.052002 | 0.55139 | 0.10319 | 0.77068 | 0.43037
84 | 0.60355 | 0.15982 | 0.41759 | 0.27214 | 0.25787 | 0.51826 | 0.13702 | 0.048352 | 0.51288 | 0.073666 | 0.74555 | 0.41297
85 | 0.54774 | 0.16024 | 0.29896 | 0.36861 | 0.22474 | 0.23402 | 0.11985 | 0.052677 | 0.52454 | 0.060444 | 0.7374 | 0.41685
86 | 0.45902 | 0.13835 | 0.2289 | 0.37095 | 0.21267 | 0.08934 | 0.11325 | 0.055831 | 0.54353 | 0.051918 | 0.71638 | 0.40768
87 | 0.39202 | 0.084662 | 0.20642 | 0.2484 | 0.12956 | 0.19804 | 0.11647 | 0.058836 | 0.58296 | 0.048105 | 0.69222 | 0.40549
88 | 0.33703 | 0.035582 | 0.31991 | 0.33187 | 0.06706 | 0.41768 | 0.13129 | 0.062273 | 0.63725 | 0.046983 | 0.6575 | 0.40373
89 | 0.44207 | 0.032938 | 0.46743 | 0.44303 | 0.19 | 0.65639 | 0.15805 | 0.070904 | 0.65659 | 0.049474 | 0.62299 | 0.38122
90 | 0.48069 | 0.069318 | 0.56371 | 0.43808 | 0.22582 | 0.48228 | 0.19206 | 0.076528 | 0.65722 | 0.055098 | 0.58232 | 0.35166
91 | 0.47554 | 0.15258 | 0.60792 | 0.47533 | 0.21637 | 0.24979 | 0.2215 | 0.076302 | 0.65902 | 0.062794 | 0.53391 | 0.31242
92 | 0.45106 | 0.20465 | 0.52415 | 0.48788 | 0.2058 | 0.10987 | 0.2349 | 0.072155 | 0.66238 | 0.067946 | 0.49973 | 0.28976
93 | 0.32881 | 0.18088 | 0.37486 | 0.36407 | 0.084547 | 0.048344 | 0.23372 | 0.066472 | 0.67055 | 0.069989 | 0.46867 | 0.28131
94 | 0.20807 | 0.1183 | 0.28256 | 0.22296 | 0.046211 | 0.031493 | 0.22598 | 0.061488 | 0.6782 | 0.074772 | 0.43987 | 0.27621
95 | 0.22647 | 0.10168 | 0.24438 | 0.1701 | 0.1675 | 0.070528 | 0.21265 | 0.053993 | 0.67896 | 0.078173 | 0.39845 | 0.25861
96 | 0.21995 | 0.080204 | 0.21843 | 0.16234 | 0.25981 | 0.078899 | 0.21357 | 0.054932 | 0.68721 | 0.091899 | 0.37038 | 0.25227
97 | 0.15603 | 0.11737 | 0.24569 | 0.256 | 0.27548 | 0.091613 | 0.20756 | 0.055868 | 0.68901 | 0.10604 | 0.33658 | 0.23516
98 | 0.10594 | 0.28684 | 0.26884 | 0.45915 | 0.31812 | 0.16956 | 0.21102 | 0.060512 | 0.68786 | 0.12205 | 0.31625 | 0.2053
99 | 0.090734 | 0.30471 | 0.2873 | 0.5818 | 0.27076 | 0.16482 | 0.21423 | 0.070428 | 0.67756 | 0.14084 | 0.29839 | 0.17544
100 | 0.05778 | 0.20144 | 0.32106 | 0.58338 | 0.25299 | 0.16507 | 0.22038 | 0.084163 | 0.66525 | 0.16582 | 0.29651 | 0.15699
101 | 0.17218 | 0.15615 | 0.32327 | 0.6299 | 0.49323 | 0.29926 | 0.2227 | 0.099254 | 0.65648 | 0.20164 | 0.31565 | 0.1467
102 | 0.21004 | 0.13403 | 0.26463 | 0.50891 | 0.58538 | 0.39259 | 0.22437 | 0.11464 | 0.64762 | 0.24237 | 0.37013 | 0.14355
103 | 0.20982 | 0.23565 | 0.2123 | 0.46128 | 0.58339 | 0.40103 | 0.23153 | 0.13163 | 0.63628 | 0.27184 | 0.45072 | 0.1379
104 | 0.2097 | 0.45109 | 0.18982 | 0.48307 | 0.54646 | 0.49671 | 0.24831 | 0.1543 | 0.62511 | 0.27623 | 0.55136 | 0.1267
105 | 0.10153 | 0.64313 | 0.13528 | 0.40597 | 0.43235 | 0.60355 | 0.26812 | 0.17539 | 0.60563 | 0.24992 | 0.64559 | 0.11905
106 | 0.05961 | 0.72198 | 0.10146 | 0.38928 | 0.34992 | 0.59271 | 0.26735 | 0.18281 | 0.56732 | 0.1987 | 0.71064 | 0.10866
107 | 0.35214 | 0.82152 | 0.046496 | 0.34556 | 0.49144 | 0.62968 | 0.24098 | 0.17552 | 0.52846 | 0.14013 | 0.7435 | 0.090685
108 | 0.55763 | 0.8261 | 0.012083 | 0.23639 | 0.51351 | 0.56623 | 0.20381 | 0.1574 | 0.48112 | 0.091442 | 0.75977 | 0.076612
109 | 0.59317 | 0.80296 | 0 | 0.20943 | 0.39842 | 0.43082 | 0.18821 | 0.16234 | 0.46801 | 0.070539 | 0.79035 | 0.078735
110 | 0.54893 | 0.76588 | 0 | 0.34752 | 0.32641 | 0.31242 | 0.17652 | 0.16965 | 0.43747 | 0.058342 | 0.81659 | 0.076111
111 | 0.43831 | 0.60486 | 0 | 0.637 | 0.18773 | 0.35147 | 0.17604 | 0.18447 | 0.40594 | 0.051559 | 0.84253 | 0.072473
112 | 0.30668 | 0.39983 | 0 | 0.80961 | 0.086437 | 0.6045 | 0.19196 | 0.2146 | 0.38662 | 0.056286 | 0.82561 | 0.071628
113 | 0.34954 | 0.26808 | 0.029448 | 0.83848 | 0.19592 | 0.67893 | 0.22225 | 0.24711 | 0.36763 | 0.076812 | 0.80131 | 0.07765
114 | 0.30465 | 0.15055 | 0.093378 | 0.77522 | 0.24176 | 0.5153 | 0.26254 | 0.27738 | 0.34736 | 0.1052 | 0.82448 | 0.081453
115 | 0.16957 | 0.14346 | 0.20868 | 0.51458 | 0.23409 | 0.35552 | 0.29566 | 0.29803 | 0.32533 | 0.12579 | 0.85194 | 0.078502
116 | 0.11761 | 0.27842 | 0.3261 | 0.39153 | 0.21313 | 0.25738 | 0.30635 | 0.30901 | 0.29763 | 0.12617 | 0.85498 | 0.069947
117 | 0.056839 | 0.30698 | 0.37146 | 0.39767 | 0.1687 | 0.43825 | 0.29702 | 0.31417 | 0.26226 | 0.1152 | 0.84081 | 0.0603
118 | 0.076201 | 0.32774 | 0.44866 | 0.49171 | 0.15281 | 0.64043 | 0.28078 | 0.31745 | 0.22525 | 0.10666 | 0.82752 | 0.053165
119 | 0.17991 | 0.3984 | 0.58745 | 0.54363 | 0.33983 | 0.72996 | 0.26167 | 0.31379 | 0.18245 | 0.1057 | 0.82602 | 0.048469
120 | 0.3068 | 0.37475 | 0.64223 | 0.59848 | 0.35658 | 0.61298 | 0.25799 | 0.32247 | 0.15442 | 0.12312 | 0.82099 | 0.055561
121 | 0.38042 | 0.30705 | 0.60807 | 0.62319 | 0.3807 | 0.60689 | 0.25402 | 0.3236 | 0.12539 | 0.14761 | 0.80277 | 0.072164
122 | 0.4288 | 0.23815 | 0.38928 | 0.5346 | 0.3672 | 0.70212 | 0.25918 | 0.32488 | 0.10758 | 0.17129 | 0.79269 | 0.094019
123 | 0.45317 | 0.12284 | 0.17769 | 0.47238 | 0.25115 | 0.68421 | 0.26312 | 0.32182 | 0.096469 | 0.1951 | 0.78602 | 0.11856
124 | 0.50939 | 0.073081 | 0.16148 | 0.52248 | 0.20917 | 0.53164 | 0.2693 | 0.31418 | 0.094196 | 0.21867 | 0.78031 | 0.14163
125 | 0.57602 | 0.073617 | 0.45748 | 0.52679 | 0.4894 | 0.47366 | 0.27793 | 0.30482 | 0.095819 | 0.24516 | 0.77338 | 0.16799
126 | 0.56641 | 0.070676 | 0.61952 | 0.50061 | 0.61637 | 0.24452 | 0.29127 | 0.29471 | 0.10052 | 0.2922 | 0.75329 | 0.19183
127 | 0.56122 | 0.11788 | 0.58414 | 0.43098 | 0.64579 | 0.14281 | 0.31863 | 0.28602 | 0.10862 | 0.36218 | 0.7282 | 0.20477
128 | 0.62019 | 0.19065 | 0.64523 | 0.2975 | 0.62553 | 0.15141 | 0.36877 | 0.27939 | 0.11948 | 0.46342 | 0.69923 | 0.20043
129 | 0.57957 | 0.19115 | 0.73789 | 0.1313 | 0.55294 | 0.23032 | 0.42342 | 0.26431 | 0.13286 | 0.56289 | 0.66845 | 0.1887
130 | 0.4854 | 0.17539 | 0.71076 | 0.059213 | 0.54237 | 0.36411 | 0.45524 | 0.22972 | 0.13547 | 0.60858 | 0.67463 | 0.17161
131 | 0.55347 | 0.21893 | 0.72683 | 0.058817 | 0.64013 | 0.36044 | 0.46084 | 0.17978 | 0.13454 | 0.60585 | 0.75888 | 0.1471
132 | 0.44509 | 0.22185 | 0.72099 | 0.059756 | 0.6287 | 0.2584 | 0.44064 | 0.13344 | 0.13541 | 0.58193 | 0.81766 | 0.12381
133 | 0.26197 | 0.22241 | 0.66314 | 0.13889 | 0.48981 | 0.18008 | 0.43535 | 0.11164 | 0.14916 | 0.60397 | 0.83802 | 0.12507
134 | 0.1605 | 0.25266 | 0.56933 | 0.24883 | 0.37413 | 0.29679 | 0.41088 | 0.097378 | 0.15543 | 0.65075 | 0.8366 | 0.13661
135 | 0.10258 | 0.25729 | 0.36155 | 0.26464 | 0.45996 | 0.65575 | 0.38597 | 0.089721 | 0.16773 | 0.71237 | 0.80213 | 0.15833
136 | 0.088197 | 0.27215 | 0.20628 | 0.241 | 0.52893 | 0.77178 | 0.38381 | 0.086251 | 0.2021 | 0.76052 | 0.74941 | 0.17656
137 | 0.18016 | 0.36977 | 0.14955 | 0.32241 | 0.62975 | 0.79156 | 0.38673 | 0.091249 | 0.26173 | 0.7993 | 0.73241 | 0.17298
138 | 0.17309 | 0.39881 | 0.098482 | 0.35905 | 0.61333 | 0.75459 | 0.38925 | 0.093446 | 0.33838 | 0.82628 | 0.73 | 0.15987
139 | 0.15515 | 0.38511 | 0.14199 | 0.37201 | 0.60823 | 0.67036 | 0.38048 | 0.084149 | 0.40652 | 0.83801 | 0.73792 | 0.14275
140 | 0.17724 | 0.36658 | 0.20283 | 0.38832 | 0.58312 | 0.49003 | 0.35123 | 0.069279 | 0.46686 | 0.84281 | 0.74475 | 0.13436
141 | 0.19135 | 0.31178 | 0.23822 | 0.40135 | 0.59448 | 0.33383 | 0.31019 | 0.054147 | 0.5149 | 0.84308 | 0.75373 | 0.13688
142 | 0.22011 | 0.30256 | 0.23187 | 0.36748 | 0.60819 | 0.23416 | 0.26284 | 0.040807 | 0.56197 | 0.84443 | 0.76725 | 0.14764
143 | 0.32653 | 0.33446 | 0.2664 | 0.35165 | 0.70182 | 0.1365 | 0.21773 | 0.030062 | 0.59268 | 0.83925 | 0.77486 | 0.16519
144 | 0.33071 | 0.41751 | 0.227 | 0.29707 | 0.70745 | 0.096816 | 0.18906 | 0.025323 | 0.63218 | 0.82651 | 0.7645 | 0.19929
145 | 0.23412 | 0.55025 | 0.18894 | 0.23844 | 0.67673 | 0.065426 | 0.16205 | 0.024392 | 0.65264 | 0.80226 | 0.72692 | 0.23656
146 | 0.18051 | 0.6925 | 0.11581 | 0.25185 | 0.63338 | 0.057058 | 0.14694 | 0.023711 | 0.66318 | 0.7824 | 0.67758 | 0.28652
147 | 0.11233 | 0.73178 | 0.14738 | 0.32217 | 0.59091 | 0.062319 | 0.13697 | 0.02469 | 0.66417 | 0.77119 | 0.61911 | 0.33927
148 | 0.085946 | 0.71845 | 0.25199 | 0.36491 | 0.54283 | 0.043161 | 0.13379 | 0.028167 | 0.65622 | 0.76531 | 0.55996 | 0.38891
149 | 0.12414 | 0.76058 | 0.52673 | 0.367 | 0.56337 | 0.056541 | 0.13479 | 0.033886 | 0.64136 | 0.76129 | 0.49882 | 0.43486
150 | 0.12335 | 0.62939 | 0.6481 | 0.57519 | 0.43822 | 0.050896 | 0.13865 | 0.042132 | 0.62114 | 0.75317 | 0.4397 | 0.47093
151 | 0.16428 | 0.56989 | 0.63065 | 0.71511 | 0.27723 | 0.070959 | 0.14383 | 0.051694 | 0.59636 | 0.73803 | 0.3946 | 0.50963
152 | 0.39086 | 0.44142 | 0.59396 | 0.75469 | 0.15567 | 0.083044 | 0.15457 | 0.063942 | 0.57142 | 0.71601 | 0.36543 | 0.55977
153 | 0.65424 | 0.30827 | 0.4988 | 0.72833 | 0.15318 | 0.11748 | 0.16397 | 0.075322 | 0.54478 | 0.68091 | 0.33965 | 0.59672
154 | 0.78547 | 0.28055 | 0.4114 | 0.59489 | 0.29952 | 0.067386 | 0.16234 | 0.079252 | 0.50693 | 0.63225 | 0.31434 | 0.5922
155 | 0.74094 | 0.29064 | 0.45894 | 0.57449 | 0.59539 | 0.099532 | 0.14654 | 0.071778 | 0.4639 | 0.58912 | 0.2921 | 0.52938
156 | 0.53859 | 0.39162 | 0.4649 | 0.56992 | 0.75508 | 0.073514 | 0.12508 | 0.06508 | 0.41678 | 0.54821 | 0.2746 | 0.43026
157 | 0.45693 | 0.56355 | 0.43927 | 0.55453 | 0.79011 | 0.04315 | 0.11968 | 0.066922 | 0.40282 | 0.54668 | 0.28732 | 0.39434
158 | 0.46842 | 0.67432 | 0.31938 | 0.54744 | 0.80103 | 0.036121 | 0.11992 | 0.072221 | 0.37661 | 0.54177 | 0.31338 | 0.41029
159 | 0.55885 | 0.68486 | 0.2077 | 0.46482 | 0.67104 | 0.054144 | 0.13373 | 0.079664 | 0.35511 | 0.54308 | 0.36446 | 0.46178
160 | 0.55658 | 0.63694 | 0.092784 | 0.31088 | 0.4361 | 0.019661 | 0.16671 | 0.093973 | 0.34262 | 0.56986 | 0.42337 | 0.52626
161 | 0.39956 | 0.54037 | 0.16304 | 0.15161 | 0.4102 | 0.028145 | 0.21037 | 0.1257 | 0.31679 | 0.60132 | 0.47175 | 0.55757
162 | 0.25761 | 0.39249 | 0.29452 | 0.078765 | 0.31082 | 0.02756 | 0.26008 | 0.16234 | 0.2851 | 0.63885 | 0.51176 | 0.55858
163 | 0.20073 | 0.46344 | 0.43508 | 0.072975 | 0.21691 | 0.02869 | 0.28898 | 0.183 | 0.24761 | 0.68168 | 0.5402 | 0.54091
164 | 0.18764 | 0.62775 | 0.52062 | 0.1749 | 0.15751 | 0.15631 | 0.29301 | 0.18678 | 0.21077 | 0.73999 | 0.56962 | 0.52324
165 | 0.11777 | 0.64669 | 0.46365 | 0.22227 | 0.14884 | 0.27776 | 0.28142 | 0.1786 | 0.17135 | 0.78628 | 0.59329 | 0.5069
166 | 0.07794 | 0.64006 | 0.44976 | 0.1643 | 0.19296 | 0.034165 | 0.26063 | 0.16711 | 0.13501 | 0.80746 | 0.60975 | 0.49472
167 | 0.14629 | 0.71544 | 0.5468 | 0.34598 | 0.32438 | 0.05143 | 0.22995 | 0.15404 | 0.096874 | 0.82134 | 0.5993 | 0.46923
168 | 0.15176 | 0.69561 | 0.49368 | 0.42195 | 0.42076 | 0.04914 | 0.21474 | 0.15482 | 0.072836 | 0.83647 | 0.58672 | 0.46903
169 | 0.15185 | 0.66586 | 0.54208 | 0.59463 | 0.4127 | 0.050998 | 0.19459 | 0.14976 | 0.055843 | 0.83347 | 0.53999 | 0.46901
170 | 0.19362 | 0.63109 | 0.62789 | 0.74202 | 0.38746 | 0.12402 | 0.17836 | 0.14832 | 0.04715 | 0.82127 | 0.49889 | 0.46249
171 | 0.31832 | 0.56557 | 0.57382 | 0.70313 | 0.40873 | 0.20873 | 0.1634 | 0.14695 | 0.045991 | 0.7147 | 0.45664 | 0.44787
172 | 0.38024 | 0.51602 | 0.42439 | 0.56441 | 0.41416 | 0.054793 | 0.14854 | 0.14767 | 0.050878 | 0.63311 | 0.42391 | 0.43689
173 | 0.54966 | 0.5497 | 0.31247 | 0.28443 | 0.42613 | 0.079859 | 0.13553 | 0.15368 | 0.062065 | 0.55855 | 0.40511 | 0.43557
174 | 0.56385 | 0.55106 | 0.29476 | 0.10062 | 0.28702 | 0.094697 | 0.12616 | 0.16696 | 0.075888 | 0.51319 | 0.38796 | 0.44313
175 | 0.52668 | 0.52743 | 0.25623 | 0.048805 | 0.14472 | 0.086899 | 0.12244 | 0.17768 | 0.097313 | 0.49027 | 0.39411 | 0.45442
176 | 0.55763 | 0.42302 | 0.18788 | 0.13732 | 0.088357 | 0.1044 | 0.12908 | 0.18422 | 0.12535 | 0.45761 | 0.41943 | 0.46482
177 | 0.55003 | 0.31614 | 0.21069 | 0.20611 | 0.14766 | 0.14365 | 0.1337 | 0.18634 | 0.15769 | 0.40091 | 0.4398 | 0.46814
178 | 0.53123 | 0.24246 | 0.42924 | 0.2515 | 0.26025 | 0.023893 | 0.11707 | 0.16899 | 0.17341 | 0.41504 | 0.4515 | 0.45156
179 | 0.52691 | 0.29158 | 0.67398 | 0.35592 | 0.50535 | 0.017243 | 0.080053 | 0.13934 | 0.16953 | 0.47233 | 0.4561 | 0.41849
180 | 0.40686 | 0.3725 | 0.67569 | 0.42884 | 0.73609 | 0.021482 | 0.048176 | 0.10967 | 0.15976 | 0.54219 | 0.45721 | 0.3845
181 | 0.32243 | 0.48147 | 0.53478 | 0.47829 | 0.80923 | 0.025883 | 0.035751 | 0.099197 | 0.18116 | 0.59893 | 0.48593 | 0.40257
182 | 0.28609 | 0.60634 | 0.33542 | 0.62478 | 0.81891 | 0.064726 | 0.031229 | 0.097413 | 0.22265 | 0.62607 | 0.50545 | 0.45702
183 | 0.24604 | 0.66842 | 0.32789 | 0.63501 | 0.7436 | 0.16401 | 0.029765 | 0.10096 | 0.29052 | 0.63637 | 0.54098 | 0.5406
184 | 0.15964 | 0.61659 | 0.37436 | 0.72191 | 0.63409 | 0 | 0.032445 | 0.10891 | 0.39295 | 0.62344 | 0.58363 | 0.62834
185 | 0.21311 | 0.37075 | 0.50585 | 0.68307 | 0.42495 | 0.012528 | 0.037701 | 0.12675 | 0.49534 | 0.63628 | 0.59927 | 0.68129
186 | 0.18032 | 0.21506 | 0.54552 | 0.63039 | 0.48327 | 0.081275 | 0.040684 | 0.14334 | 0.58412 | 0.66548 | 0.60504 | 0.70563
187 | 0.19469 | 0.29791 | 0.55731 | 0.63091 | 0.65892 | 0.084284 | 0.041626 | 0.14825 | 0.65396 | 0.67666 | 0.60411 | 0.70717
188 | 0.26091 | 0.27693 | 0.49125 | 0.53542 | 0.73611 | 0.046658 | 0.037544 | 0.14398 | 0.70598 | 0.69571 | 0.6059 | 0.69587
189 | 0.14998 | 0.21152 | 0.52558 | 0.39291 | 0.73795 | 0.036493 | 0.032779 | 0.13682 | 0.72041 | 0.7147 | 0.6116 | 0.67935
190 | 0.22755 | 0.14109 | 0.60897 | 0.40997 | 0.72674 | 0 | 0.030674 | 0.1301 | 0.70822 | 0.73858 | 0.61852 | 0.65984
191 | 0.50508 | 0.13577 | 0.68753 | 0.65903 | 0.68614 | 0.019928 | 0.0295 | 0.12142 | 0.69673 | 0.76626 | 0.62115 | 0.62637
192 | 0.69469 | 0.1265 | 0.53999 | 0.80135 | 0.63024 | 0.059912 | 0.033065 | 0.1235 | 0.69068 | 0.80448 | 0.62549 | 0.61122
193 | 0.67282 | 0.11955 | 0.38426 | 0.82457 | 0.59716 | 0.058119 | 0.038088 | 0.12485 | 0.68804 | 0.82536 | 0.62451 | 0.59865
194 | 0.5776 | 0.1526 | 0.26964 | 0.81999 | 0.7174 | 0.050265 | 0.046011 | 0.12906 | 0.67702 | 0.82122 | 0.62501 | 0.59543
195 | 0.34416 | 0.12933 | 0.1789 | 0.68388 | 0.76712 | 0.02661 | 0.056979 | 0.13565 | 0.64584 | 0.81208 | 0.6191 | 0.59372
196 | 0.16901 | 0.085456 | 0.15245 | 0.6314 | 0.74468 | 0 | 0.074526 | 0.14138 | 0.6289 | 0.80714 | 0.60746 | 0.59425
197 | 0.11314 | 0.10014 | 0.30817 | 0.77113 | 0.77658 | 0.025659 | 0.10077 | 0.14509 | 0.62207 | 0.80577 | 0.58707 | 0.59707
198 | 0.15358 | 0.14394 | 0.4392 | 0.82258 | 0.83089 | 0.047863 | 0.14499 | 0.14506 | 0.62107 | 0.81066 | 0.55797 | 0.60415
199 | 0.19158 | 0.14848 | 0.46168 | 0.82279 | 0.84846 | 0.051172 | 0.20972 | 0.13836 | 0.62628 | 0.8204 | 0.51823 | 0.62135
200 | 0.16255 | 0.15228 | 0.44438 | 0.83541 | 0.75103 | 0.16461 | 0.29354 | 0.12728 | 0.64587 | 0.83467 | 0.47758 | 0.64823
201 | 0.096929 | 0.13087 | 0.25657 | 0.68868 | 0.55005 | 0.13477 | 0.38354 | 0.1179 | 0.6572 | 0.84478 | 0.41534 | 0.66466
202 | 0.10593 | 0.15388 | 0.14238 | 0.56421 | 0.55748 | 0.099709 | 0.4295 | 0.10449 | 0.67104 | 0.83989 | 0.32835 | 0.66127
203 | 0.19201 | 0.29355 | 0.14766 | 0.66863 | 0.68645 | 0.20641 | 0.42099 | 0.084629 | 0.64965 | 0.82998 | 0.23198 | 0.64589
204 | 0.25838 | 0.45574 | 0.2432 | 0.70947 | 0.73433 | 0.22269 | 0.3693 | 0.065993 | 0.61316 | 0.8109 | 0.15986 | 0.6215
205 | 0.26593 | 0.51601 | 0.41088 | 0.73388 | 0.7522 | 0.1974 | 0.34532 | 0.057393 | 0.5902 | 0.82051 | 0.13281 | 0.64083
206 | 0.36428 | 0.54398 | 0.44535 | 0.72764 | 0.78509 | 0.2378 | 0.32544 | 0.050112 | 0.56911 | 0.83277 | 0.11827 | 0.67082
207 | 0.26399 | 0.39849 | 0.27416 | 0.538 | 0.74801 | 0.19267 | 0.32865 | 0.046774 | 0.55895 | 0.81684 | 0.11212 | 0.70033
208 | 0.21627 | 0.31482 | 0.12852 | 0.56063 | 0.76328 | 0.15032 | 0.35434 | 0.051592 | 0.54667 | 0.79581 | 0.10788 | 0.7266
209 | 0.38942 | 0.26408 | 0.09255 | 0.69726 | 0.73338 | 0.20261 | 0.3758 | 0.070058 | 0.51783 | 0.79358 | 0.10334 | 0.73282
210 | 0.48882 | 0.27011 | 0.13631 | 0.70001 | 0.72578 | 0.15781 | 0.39236 | 0.10214 | 0.4645 | 0.80066 | 0.098728 | 0.72862
211 | 0.54674 | 0.23509 | 0.26847 | 0.69089 | 0.72561 | 0.12601 | 0.38901 | 0.1361 | 0.39931 | 0.82165 | 0.099041 | 0.72102
212 | 0.64654 | 0.21992 | 0.34205 | 0.7652 | 0.60387 | 0.15463 | 0.36547 | 0.16436 | 0.34659 | 0.81824 | 0.10961 | 0.71909
213 | 0.60396 | 0.21633 | 0.34282 | 0.73266 | 0.46271 | 0.1175 | 0.33502 | 0.18577 | 0.30861 | 0.80409 | 0.12493 | 0.72185
214 | 0.58038 | 0.24192 | 0.38986 | 0.79556 | 0.4292 | 0.040599 | 0.3053 | 0.1972 | 0.28852 | 0.78859 | 0.1366 | 0.72147
215 | 0.66174 | 0.31492 | 0.62291 | 0.78331 | 0.67535 | 0.082142 | 0.26701 | 0.19184 | 0.275 | 0.76847 | 0.13437 | 0.71229
216 | 0.66625 | 0.39335 | 0.72875 | 0.63976 | 0.69651 | 0.10551 | 0.25261 | 0.1969 | 0.29291 | 0.75512 | 0.13675 | 0.71418
217 | 0.6907 | 0.3665 | 0.79566 | 0.49653 | 0.5046 | 0.10255 | 0.23494 | 0.19418 | 0.32109 | 0.73414 | 0.12709 | 0.70869
218 | 0.6731 | 0.27062 | 0.79996 | 0.423 | 0.62715 | 0.13409 | 0.22994 | 0.193 | 0.3663 | 0.70689 | 0.11731 | 0.70724
219 | 0.47838 | 0.18609 | 0.65351 | 0.3251 | 0.56785 | 0.12224 | 0.23148 | 0.1919 | 0.41315 | 0.67338 | 0.11201 | 0.70002
220 | 0.31097 | 0.20305 | 0.54328 | 0.26757 | 0.49435 | 0.055157 | 0.23365 | 0.2011 | 0.45143 | 0.62463 | 0.11503 | 0.6844
221 | 0.33112 | 0.29025 | 0.64529 | 0.41932 | 0.51358 | 0.08289 | 0.2373 | 0.226 | 0.47858 | 0.56141 | 0.12558 | 0.66192
222 | 0.29825 | 0.43585 | 0.75508 | 0.57145 | 0.61243 | 0.0942 | 0.24707 | 0.25837 | 0.48915 | 0.50453 | 0.14151 | 0.62628
223 | 0.32731 | 0.51257 | 0.7988 | 0.67685 | 0.67935 | 0.063622 | 0.25698 | 0.28406 | 0.48031 | 0.48892 | 0.15585 | 0.57846
224 | 0.35013 | 0.59109 | 0.83494 | 0.78716 | 0.79089 | 0.067443 | 0.26515 | 0.29187 | 0.45552 | 0.527 | 0.16355 | 0.52536
225 | 0.16843 | 0.57416 | 0.8058 | 0.61021 | 0.76345 | 0.082209 | 0.25531 | 0.28585 | 0.42196 | 0.56262 | 0.15512 | 0.48341
226 | 0.11676 | 0.57032 | 0.73763 | 0.45596 | 0.6927 | 0.022559 | 0.21287 | 0.266 | 0.373 | 0.56366 | 0.1232 | 0.45662
227 | 0.19212 | 0.62136 | 0.76933 | 0.65469 | 0.49612 | 0.040165 | 0.15209 | 0.24891 | 0.33375 | 0.56605 | 0.078317 | 0.43991
228 | 0.25185 | 0.61267 | 0.72949 | 0.73764 | 0.23597 | 0.056707 | 0.10164 | 0.24046 | 0.31552 | 0.58007 | 0.052707 | 0.42011
229 | 0.24339 | 0.55847 | 0.67689 | 0.72017 | 0.15944 | 0.068574 | 0.082881 | 0.2758 | 0.34773 | 0.63255 | 0.053111 | 0.40435
230 | 0.2162 | 0.47262 | 0.65849 | 0.6459 | 0.15865 | 0.13396 | 0.078833 | 0.33153 | 0.3984 | 0.67245 | 0.063903 | 0.34308
231 | 0.080695 | 0.37542 | 0.511 | 0.29916 | 0.26546 | 0.16314 | 0.084655 | 0.41608 | 0.47136 | 0.71743 | 0.08626 | 0.26891
232 | 0.072839 | 0.38322 | 0.48063 | 0.1994 | 0.34102 | 0.025215 | 0.10223 | 0.52176 | 0.53325 | 0.76643 | 0.12452 | 0.2281
233 | 0.26439 | 0.48283 | 0.59365 | 0.47537 | 0.3629 | 0.034257 | 0.11988 | 0.60432 | 0.56854 | 0.80839 | 0.17043 | 0.22105
234 | 0.38527 | 0.55964 | 0.64272 | 0.69506 | 0.45877 | 0.047239 | 0.13102 | 0.66293 | 0.59557 | 0.8333 | 0.21907 | 0.2401
235 | 0.38753 | 0.55459 | 0.64593 | 0.77783 | 0.48461 | 0.050747 | 0.11347 | 0.7074 | 0.61668 | 0.84376 | 0.24418 | 0.27805
236 | 0.36785 | 0.53996 | 0.60456 | 0.74426 | 0.57219 | 0.15629 | 0.080527 | 0.74354 | 0.61779 | 0.84654 | 0.2525 | 0.32351
237 | 0.15365 | 0.41673 | 0.44891 | 0.5686 | 0.62056 | 0.21906 | 0.051491 | 0.77045 | 0.59175 | 0.84664 | 0.25505 | 0.35721
238 | 0.10386 | 0.30692 | 0.28252 | 0.49192 | 0.67609 | 0.037699 | 0.031827 | 0.78392 | 0.53493 | 0.84422 | 0.24979 | 0.3875
239 | 0.2972 | 0.2815 | 0.19132 | 0.60459 | 0.70529 | 0.080002 | 0.019581 | 0.78163 | 0.45618 | 0.83774 | 0.23165 | 0.4104
240 | 0.37512 | 0.26041 | 0.14525 | 0.60502 | 0.6991 | 0.1297 | 0.014906 | 0.78547 | 0.38214 | 0.83159 | 0.22513 | 0.4474
241 | 0.26808 | 0.26083 | 0.085468 | 0.60614 | 0.7418 | 0.089028 | 0.012069 | 0.77759 | 0.30978 | 0.8239 | 0.21998 | 0.48228
242 | 0.25682 | 0.33877 | 0.058034 | 0.55598 | 0.78013 | 0.040835 | 0.0097834 | 0.76754 | 0.26034 | 0.81316 | 0.22911 | 0.51985
243 | 0.15354 | 0.43035 | 0.03607 | 0.35923 | 0.74899 | 0.015937 | 0.0073936 | 0.74354 | 0.23404 | 0.79881 | 0.24377 | 0.55575
244 | 0.15479 | 0.65683 | 0.035387 | 0.31059 | 0.79634 | 0 | 0.0052759 | 0.71225 | 0.24115 | 0.75808 | 0.25728 | 0.58816
245 | 0.21392 | 0.7741 | 0.083869 | 0.45835 | 0.82903 | 0 | 0.0037089 | 0.67848 | 0.26837 | 0.74363 | 0.26309 | 0.60898
246 | 0.25066 | 0.77317 | 0.10514 | 0.54463 | 0.814 | 0.046712 | 0.0027904 | 0.64223 | 0.30201 | 0.74854 | 0.26014 | 0.61676
247 | 0.41993 | 0.6479 | 0.12826 | 0.58617 | 0.78111 | 0.085537 | 0.0020241 | 0.61052 | 0.33964 | 0.76385 | 0.25026 | 0.60609
248 | 0.70677 | 0.46389 | 0.16788 | 0.64538 | 0.72872 | 0.095779 | 0.0025046 | 0.57604 | 0.38513 | 0.79488 | 0.23528 | 0.58088
249 | 0.64413 | 0.3492 | 0.11469 | 0.52811 | 0.62178 | 0.10172 | 0.0064946 | 0.53616 | 0.42548 | 0.81173 | 0.22047 | 0.54899
250 | 0.47969 | 0.37341 | 0.072693 | 0.44753 | 0.47292 | 0.023209 | 0.0094533 | 0.48114 | 0.44133 | 0.82099 | 0.20448 | 0.51408
251 | 0.51839 | 0.1917 | 0.071801 | 0.37663 | 0.34365 | 0.044288 | 0.0046677 | 0.42815 | 0.43889 | 0.8263 | 0.18618 | 0.45493
252 | 0.48201 | 0.12317 | 0.055665 | 0.2135 | 0.49387 | 0.07945 | 0.0015616 | 0.37902 | 0.42686 | 0.84352 | 0.16971 | 0.34365
253 | 0.39265 | 0.17538 | 0.052277 | 0.20262 | 0.58144 | 0.093778 | 0.0010079 | 0.37256 | 0.44654 | 0.85103 | 0.18346 | 0.2581
254 | 0.38892 | 0.26008 | 0.057624 | 0.45908 | 0.53209 | 0.17725 | 0.00089989 | 0.35913 | 0.46974 | 0.84136 | 0.20509 | 0.24082
255 | 0.3003 | 0.17761 | 0.020829 | 0.46754 | 0.40454 | 0.22987 | 0.0012917 | 0.35502 | 0.50543 | 0.82185 | 0.2401 | 0.26418
256 | 0.25662 | 0.10466 | 0.017018 | 0.36311 | 0.39588 | 0.11117 | 0.0027402 | 0.3751 | 0.55678 | 0.78646 | 0.30215 | 0.29824
257 | 0.27984 | 0.071267 | 0.027258 | 0.56705 | 0.55536 | 0.18351 | 0.005087 | 0.39711 | 0.59357 | 0.7514 | 0.37463 | 0.31173
258 | 0.23651 | 0.030957 | 0.026735 | 0.54969 | 0.46912 | 0.25983 | 0.0071979 | 0.41381 | 0.61575 | 0.72101 | 0.4463 | 0.30114
259 | 0.1288 | 0.056524 | 0.019781 | 0.40784 | 0.3763 | 0.22437 | 0.0083064 | 0.42212 | 0.62312 | 0.70554 | 0.49273 | 0.26699
260 | 0.069907 | 0.15121 | 0.022402 | 0.30333 | 0.51776 | 0.2031 | 0.0089057 | 0.42704 | 0.61557 | 0.70255 | 0.52431 | 0.22991
261 | 0.045357 | 0.19064 | 0.0201 | 0.14813 | 0.69508 | 0.10174 | 0.0090493 | 0.42986 | 0.59778 | 0.70233 | 0.54032 | 0.20172
262 | 0.047845 | 0.30266 | 0.04909 | 0.12462 | 0.80296 | 0.041574 | 0.0098187 | 0.42751 | 0.58188 | 0.68133 | 0.55142 | 0.18232
263 | 0.16829 | 0.49835 | 0.18466 | 0.15674 | 0.77311 | 0.087253 | 0.010757 | 0.41326 | 0.55994 | 0.68593 | 0.53977 | 0.16837
264 | 0.26206 | 0.60725 | 0.26798 | 0.18846 | 0.57829 | 0.23992 | 0.013565 | 0.41777 | 0.56089 | 0.70826 | 0.53259 | 0.17488
265 | 0.21916 | 0.67977 | 0.34554 | 0.16704 | 0.37717 | 0.36031 | 0.016272 | 0.41554 | 0.55455 | 0.7353 | 0.5102 | 0.19537
266 | 0.28837 | 0.72692 | 0.44466 | 0.17544 | 0.29293 | 0.34396 | 0.017808 | 0.42809 | 0.54139 | 0.75968 | 0.49848 | 0.24055
267 | 0.27029 | 0.66731 | 0.39609 | 0.14489 | 0.54118 | 0.19042 | 0.018086 | 0.44171 | 0.53139 | 0.79022 | 0.48383 | 0.29629
268 | 0.31584 | 0.63632 | 0.38389 | 0.11668 | 0.71791 | 0.31616 | 0.01781 | 0.44982 | 0.53583 | 0.80713 | 0.46607 | 0.34456
269 | 0.36121 | 0.69614 | 0.53463 | 0.19528 | 0.82739 | 0.63418 | 0.016151 | 0.45179 | 0.54877 | 0.81161 | 0.44414 | 0.40207
270 | 0.34459 | 0.65802 | 0.5372 | 0.3162 | 0.82653 | 0.78494 | 0.015065 | 0.4486 | 0.549 | 0.81635 | 0.41987 | 0.47494
271 | 0.27611 | 0.59468 | 0.50217 | 0.32801 | 0.8293 | 0.805 | 0.015568 | 0.44139 | 0.5648 | 0.81842 | 0.39991 | 0.53215
272 | 0.24307 | 0.53518 | 0.46487 | 0.42988 | 0.82401 | 0.81686 | 0.018826 | 0.42762 | 0.58387 | 0.81798 | 0.38907 | 0.55765
273 | 0.19224 | 0.42378 | 0.30915 | 0.50666 | 0.81011 | 0.76804 | 0.025037 | 0.40583 | 0.62152 | 0.81167 | 0.36455 | 0.57568
274 | 0.23181 | 0.43904 | 0.20763 | 0.46227 | 0.77797 | 0.78592 | 0.027391 | 0.37017 | 0.67301 | 0.78855 | 0.31825 | 0.59211
275 | 0.26756 | 0.5371 | 0.24638 | 0.57016 | 0.80862 | 0.72816 | 0.021503 | 0.33407 | 0.72295 | 0.74712 | 0.25134 | 0.59684
276 | 0.38816 | 0.57422 | 0.25054 | 0.46464 | 0.82489 | 0.46109 | 0.015633 | 0.29605 | 0.7559 | 0.69314 | 0.19192 | 0.59928
277 | 0.30881 | 0.59399 | 0.17856 | 0.28258 | 0.83994 | 0.36039 | 0.013879 | 0.29143 | 0.78533 | 0.6915 | 0.1713 | 0.62198
278 | 0.24546 | 0.67724 | 0.14678 | 0.18001 | 0.83183 | 0.62269 | 0.014106 | 0.27621 | 0.80702 | 0.70403 | 0.16544 | 0.651
279 | 0.080761 | 0.73019 | 0.074083 | 0.21702 | 0.69625 | 0.81211 | 0.015198 | 0.25914 | 0.82501 | 0.72449 | 0.17089 | 0.68346
280 | 0.062858 | 0.79574 | 0.024864 | 0.27401 | 0.56388 | 0.79746 | 0.017962 | 0.2495 | 0.80579 | 0.7421 | 0.1841 | 0.70797
281 | 0.099275 | 0.85392 | 0.025271 | 0.21641 | 0.39853 | 0.77729 | 0.020603 | 0.23056 | 0.77407 | 0.74332 | 0.19211 | 0.72217
282 | 0.11509 | 0.85494 | 0.015536 | 0.18908 | 0.3966 | 0.69525 | 0.022006 | 0.21199 | 0.77085 | 0.73429 | 0.19498 | 0.73353
283 | 0.098979 | 0.82831 | 0.012355 | 0.17188 | 0.41183 | 0.66682 | 0.023129 | 0.18444 | 0.77683 | 0.71767 | 0.18309 | 0.74359
284 | 0.11358 | 0.75182 | 0.017464 | 0.19681 | 0.39901 | 0.50387 | 0.024345 | 0.15022 | 0.76633 | 0.69613 | 0.16565 | 0.74477
285 | 0.049476 | 0.65937 | 0.031821 | 0.21632 | 0.44051 | 0.35529 | 0.026491 | 0.121 | 0.75704 | 0.66938 | 0.1494 | 0.73889
286 | 0.058887 | 0.70601 | 0.046219 | 0.14562 | 0.52026 | 0.27515 | 0.031831 | 0.09446 | 0.74694 | 0.64156 | 0.12907 | 0.718
287 | 0.11544 | 0.83815 | 0.10083 | 0.081163 | 0.62554 | 0.3327 | 0.036877 | 0.070845 | 0.73207 | 0.60807 | 0.098491 | 0.68424
288 | 0.12405 | 0.84873 | 0.22295 | 0.060791 | 0.68231 | 0.40544 | 0.045833 | 0.060718 | 0.76341 | 0.58769 | 0.077127 | 0.62804
289 | 0.09631 | 0.84421 | 0.35962 | 0.04646 | 0.62971 | 0.48479 | 0.056064 | 0.055847 | 0.80041 | 0.57054 | 0.058065 | 0.53722
290 | 0.07771 | 0.85207 | 0.54356 | 0.042614 | 0.5102 | 0.66179 | 0.070475 | 0.052322 | 0.80204 | 0.55583 | 0.046514 | 0.44978
291 | 0.020648 | 0.84605 | 0.55066 | 0.072285 | 0.43922 | 0.70009 | 0.087516 | 0.051161 | 0.79688 | 0.53741 | 0.040122 | 0.3617
292 | 0 | 0.84586 | 0.48695 | 0.055605 | 0.40091 | 0.69537 | 0.10152 | 0.052256 | 0.79016 | 0.51554 | 0.037536 | 0.27723
293 | 0.065902 | 0.83901 | 0.53399 | 0.041587 | 0.41204 | 0.73611 | 0.11225 | 0.056862 | 0.77754 | 0.4836 | 0.0378 | 0.2127
294 | 0.099999 | 0.7883 | 0.54875 | 0.027968 | 0.36412 | 0.68365 | 0.12475 | 0.06722 | 0.76727 | 0.4374 | 0.041025 | 0.16542
295 | 0.13137 | 0.77019 | 0.59339 | 0.021519 | 0.27024 | 0.49967 | 0.14606 | 0.088603 | 0.7595 | 0.38414 | 0.041048 | 0.12464
296 | 0.23553 | 0.71741 | 0.6989 | 0.030931 | 0.31123 | 0.38691 | 0.18815 | 0.11482 | 0.75908 | 0.31486 | 0.036027 | 0.090366
297 | 0.20303 | 0.57384 | 0.72078 | 0.034778 | 0.41446 | 0.64436 | 0.24177 | 0.14099 | 0.76187 | 0.24754 | 0.032395 | 0.073735
298 | 0.25088 | 0.47354 | 0.73013 | 0.018729 | 0.41457 | 0.82205 | 0.27282 | 0.15581 | 0.76295 | 0.18901 | 0.026402 | 0.066952
299 | 0.47284 | 0.33723 | 0.77536 | 0.017181 | 0.29058 | 0.85119 | 0.26222 | 0.15263 | 0.76365 | 0.13631 | 0.015734 | 0.065491
300 | 0.48454 | 0.12983 | 0.76801 | 0.034893 | 0.41251 | 0.82929 | 0.23688 | 0.1425 | 0.76698 | 0.10083 | 0.011235 | 0.064713
301 | 0.37123 | 0.063143 | 0.79666 | 0.034137 | 0.47966 | 0.80275 | 0.24425 | 0.15192 | 0.793 | 0.097757 | 0.012829 | 0.061703
302 | 0.24549 | 0.13149 | 0.82237 | 0.032637 | 0.61411 | 0.76078 | 0.26636 | 0.16542 | 0.80491 | 0.11269 | 0.014618 | 0.041131
303 | 0.037922 | 0.24407 | 0.78156 | 0.026616 | 0.80351 | 0.77913 | 0.30946 | 0.18958 | 0.81686 | 0.14249 | 0.018273 | 0.023701
304 | 0.016832 | 0.39821 | 0.72701 | 0.01395 | 0.76438 | 0.7267 | 0.37538 | 0.23537 | 0.8227 | 0.17851 | 0.026396 | 0.021416
305 | 0.20037 | 0.65153 | 0.62773 | 0.01666 | 0.77359 | 0.38274 | 0.44187 | 0.28872 | 0.82149 | 0.19609 | 0.041107 | 0.04017
306 | 0.22186 | 0.77468 | 0.5705 | 0.12111 | 0.78445 | 0.32093 | 0.49622 | 0.33654 | 0.81118 | 0.19743 | 0.056438 | 0.072158
307 | 0.2045 | 0.81178 | 0.49401 | 0.16576 | 0.78134 | 0.30748 | 0.53265 | 0.37012 | 0.80073 | 0.19072 | 0.066512 | 0.11359
308 | 0.22093 | 0.81123 | 0.40194 | 0.05982 | 0.81497 | 0.2644 | 0.55098 | 0.3929 | 0.79149 | 0.18266 | 0.067494 | 0.17791
309 | 0.12459 | 0.72995 | 0.36222 | 0.089112 | 0.83754 | 0.32816 | 0.5539 | 0.40907 | 0.784 | 0.17796 | 0.068377 | 0.25448
310 | 0.11365 | 0.61852 | 0.33311 | 0.13508 | 0.83192 | 0.42556 | 0.54798 | 0.42552 | 0.77692 | 0.18033 | 0.078636 | 0.33556
311 | 0.14956 | 0.53863 | 0.3385 | 0.11531 | 0.83779 | 0.41342 | 0.52566 | 0.43892 | 0.76976 | 0.17371 | 0.099611 | 0.40719
312 | 0.25993 | 0.47984 | 0.4342 | 0.17604 | 0.83543 | 0.32766 | 0.52033 | 0.46157 | 0.76657 | 0.18155 | 0.13765 | 0.49008
313 | 0.27805 | 0.40304 | 0.46136 | 0.26094 | 0.80526 | 0.24437 | 0.50174 | 0.47325 | 0.75937 | 0.18243 | 0.16913 | 0.55589
314 | 0.3308 | 0.33068 | 0.48845 | 0.31827 | 0.59164 | 0.18546 | 0.48659 | 0.4885 | 0.75077 | 0.16869 | 0.19444 | 0.59537
315 | 0.11685 | 0.3067 | 0.38095 | 0.41893 | 0.4125 | 0.24544 | 0.46136 | 0.49518 | 0.73644 | 0.14598 | 0.20597 | 0.61844
316 | 0.10386 | 0.25913 | 0.39791 | 0.41584 | 0.23168 | 0.25605 | 0.43727 | 0.49764 | 0.72095 | 0.12203 | 0.2031 | 0.63978
317 | 0.25633 | 0.28478 | 0.40368 | 0.34525 | 0.12647 | 0.10865 | 0.41238 | 0.49767 | 0.70374 | 0.10018 | 0.18928 | 0.6641
318 | 0.35305 | 0.42641 | 0.61527 | 0.31828 | 0.22751 | 0.076873 | 0.38963 | 0.50296 | 0.68336 | 0.077915 | 0.1781 | 0.67875
319 | 0.32519 | 0.48028 | 0.77543 | 0.27649 | 0.46924 | 0.072743 | 0.38622 | 0.50926 | 0.66275 | 0.05621 | 0.17621 | 0.68256
320 | 0.44299 | 0.56726 | 0.82167 | 0.26226 | 0.66862 | 0.091247 | 0.39892 | 0.50506 | 0.63947 | 0.039029 | 0.19072 | 0.65849
321 | 0.48472 | 0.61625 | 0.72063 | 0.34487 | 0.72797 | 0.037252 | 0.40408 | 0.47769 | 0.61421 | 0.028654 | 0.21884 | 0.60308
322 | 0.54406 | 0.71337 | 0.56631 | 0.34561 | 0.69578 | 0.012285 | 0.38093 | 0.42092 | 0.57597 | 0.017841 | 0.22874 | 0.53486
323 | 0.75597 | 0.72448 | 0.49189 | 0.29588 | 0.63231 | 0.012389 | 0.3375 | 0.34998 | 0.53014 | 0.0097659 | 0.20762 | 0.46792
324 | 0.66625 | 0.65743 | 0.51905 | 0.21701 | 0.53736 | 0.071104 | 0.29454 | 0.27631 | 0.48239 | 0.0070503 | 0.17807 | 0.42066
325 | 0.49231 | 0.53305 | 0.51458 | 0.12906 | 0.58642 | 0.26582 | 0.29412 | 0.23506 | 0.48025 | 0.010181 | 0.17828 | 0.42557
326 | 0.40105 | 0.44649 | 0.49832 | 0.055991 | 0.62689 | 0.40779 | 0.30942 | 0.2064 | 0.48128 | 0.013772 | 0.18757 | 0.45633
327 | 0.29947 | 0.39139 | 0.40908 | 0.037673 | 0.66861 | 0.53424 | 0.34607 | 0.19383 | 0.50242 | 0.019383 | 0.20566 | 0.52265
328 | 0.23771 | 0.36715 | 0.24831 | 0 | 0.6439 | 0.54 | 0.40492 | 0.2014 | 0.53457 | 0.030606 | 0.2348 | 0.61859
329 | 0.19781 | 0.34469 | 0.2857 | 0.024672 | 0.54086 | 0.48342 | 0.46107 | 0.21383 | 0.54687 | 0.049366 | 0.25824 | 0.68966
330 | 0.21088 | 0.36276 | 0.38402 | 0.089601 | 0.31493 | 0.46791 | 0.51027 | 0.22157 | 0.54329 | 0.074892 | 0.28618 | 0.73105
331 | 0.23954 | 0.43389 | 0.43443 | 0.085347 | 0.23401 | 0.42105 | 0.54975 | 0.21627 | 0.52973 | 0.11157 | 0.2864 | 0.73711
332 | 0.24903 | 0.56975 | 0.49853 | 0.052167 | 0.27095 | 0.39854 | 0.58318 | 0.20065 | 0.50316 | 0.16178 | 0.27805 | 0.70502
333 | 0.21506 | 0.67952 | 0.59146 | 0.075939 | 0.53567 | 0.47136 | 0.60576 | 0.17868 | 0.4683 | 0.21655 | 0.27474 | 0.63589
334 | 0.24416 | 0.7518 | 0.66868 | 0.0932 | 0.64532 | 0.29017 | 0.6156 | 0.16175 | 0.4341 | 0.26288 | 0.26769 | 0.55546
335 | 0.35417 | 0.75879 | 0.78674 | 0.22446 | 0.74064 | 0.15597 | 0.60119 | 0.14752 | 0.39643 | 0.2881 | 0.24642 | 0.47656
336 | 0.47546 | 0.71609 | 0.82667 | 0.40536 | 0.78571 | 0.10327 | 0.59166 | 0.15135 | 0.37153 | 0.32101 | 0.24265 | 0.40512
337 | 0.49602 | 0.68248 | 0.84921 | 0.4761 | 0.80236 | 0.067363 | 0.57676 | 0.15632 | 0.34363 | 0.34462 | 0.22708 | 0.3331
338 | 0.54674 | 0.65468 | 0.8559 | 0.56374 | 0.82908 | 0.066515 | 0.56302 | 0.16027 | 0.31323 | 0.36117 | 0.22497 | 0.26594
339 | 0.5726 | 0.60628 | 0.79398 | 0.42267 | 0.82014 | 0.089259 | 0.53843 | 0.16248 | 0.28239 | 0.37655 | 0.22369 | 0.19576
340 | 0.50259 | 0.63147 | 0.65496 | 0.40283 | 0.75535 | 0.055561 | 0.51275 | 0.16187 | 0.25657 | 0.39208 | 0.22322 | 0.14126
341 | 0.53239 | 0.6228 | 0.5697 | 0.45636 | 0.74807 | 0.045477 | 0.48457 | 0.15587 | 0.2406 | 0.39299 | 0.22325 | 0.10124
342 | 0.50986 | 0.53757 | 0.56557 | 0.41661 | 0.53839 | 0.046171 | 0.45945 | 0.146 | 0.23263 | 0.38381 | 0.221 | 0.076215
343 | 0.44495 | 0.42581 | 0.58442 | 0.31894 | 0.32409 | 0.058951 | 0.44727 | 0.13306 | 0.22523 | 0.36894 | 0.2121 | 0.074901
344 | 0.41281 | 0.31594 | 0.64305 | 0.2327 | 0.32904 | 0.13115 | 0.44477 | 0.11847 | 0.21717 | 0.33806 | 0.19433 | 0.105
345 | 0.35605 | 0.30895 | 0.57801 | 0.24299 | 0.42311 | 0.44557 | 0.44417 | 0.10862 | 0.21214 | 0.29975 | 0.17243 | 0.14706
346 | 0.28095 | 0.34397 | 0.5291 | 0.23854 | 0.56332 | 0.68849 | 0.42178 | 0.096625 | 0.20448 | 0.26071 | 0.14585 | 0.18488
347 | 0.35517 | 0.27158 | 0.58405 | 0.13206 | 0.69545 | 0.81132 | 0.37895 | 0.076864 | 0.2029 | 0.22549 | 0.11276 | 0.21591
348 | 0.37423 | 0.23252 | 0.59331 | 0.18482 | 0.72567 | 0.63017 | 0.32316 | 0.056543 | 0.20616 | 0.20766 | 0.087213 | 0.24431
349 | 0.34883 | 0.16417 | 0.56349 | 0.39014 | 0.70913 | 0.39852 | 0.31142 | 0.044726 | 0.24592 | 0.23606 | 0.076838 | 0.30582
350 | 0.34227 | 0.14709 | 0.5393 | 0.569 | 0.62415 | 0.35051 | 0.31092 | 0.036938 | 0.29348 | 0.29067 | 0.066962 | 0.37138
351 | 0.31444 | 0.17353 | 0.46657 | 0.52021 | 0.64327 | 0.61796 | 0.33801 | 0.032075 | 0.34785 | 0.36361 | 0.060314 | 0.45071
352 | 0.31968 | 0.19147 | 0.43637 | 0.36441 | 0.56545 | 0.68139 | 0.38777 | 0.028587 | 0.39237 | 0.43715 | 0.064127 | 0.54281
353 | 0.35039 | 0.29285 | 0.33293 | 0.31209 | 0.39451 | 0.82948 | 0.42022 | 0.029385 | 0.4256 | 0.4652 | 0.096926 | 0.62418
354 | 0.32461 | 0.43756 | 0.27952 | 0.22497 | 0.41399 | 0.85118 | 0.4429 | 0.030573 | 0.45648 | 0.45579 | 0.1677 | 0.67291
355 | 0.31136 | 0.47378 | 0.19273 | 0.26756 | 0.72376 | 0.75355 | 0.44769 | 0.032925 | 0.48358 | 0.4292 | 0.23669 | 0.6793
356 | 0.24275 | 0.54672 | 0.34536 | 0.11666 | 0.68397 | 0.73537 | 0.45748 | 0.038868 | 0.50404 | 0.42192 | 0.25867 | 0.64916
357 | 0.015016 | 0.39473 | 0.43906 | 0.020857 | 0.58231 | 0.779 | 0.47414 | 0.047988 | 0.52467 | 0.42793 | 0.25136 | 0.58612
358 | 0.021896 | 0.30574 | 0.55291 | 0 | 0.64648 | 0.63059 | 0.48433 | 0.059717 | 0.55343 | 0.43798 | 0.23458 | 0.51339
359 | 0.10725 | 0.36128 | 0.58881 | 0.010851 | 0.52078 | 0.63637 | 0.47944 | 0.072999 | 0.57813 | 0.43518 | 0.21148 | 0.43832
360 | 0.17877 | 0.37899 | 0.50203 | 0.063422 | 0.36169 | 0.54323 | 0.48486 | 0.096568 | 0.59861 | 0.45123 | 0.20584 | 0.39129
361 | 0.29511 | 0.40865 | 0.49036 | 0.18508 | 0.41734 | 0.3673 | 0.47703 | 0.1212 | 0.60511 | 0.46804 | 0.19769 | 0.33802
362 | 0.32377 | 0.42175 | 0.56527 | 0.279 | 0.53767 | 0.21486 | 0.47506 | 0.14566 | 0.61416 | 0.47606 | 0.20862 | 0.27615
363 | 0.21994 | 0.27325 | 0.51825 | 0.13323 | 0.49383 | 0.20136 | 0.47352 | 0.16386 | 0.61028 | 0.47972 | 0.2241 | 0.21564
364 | 0.22604 | 0.251 | 0.33417 | 0.076676 | 0.47267 | 0.17736 | 0.47656 | 0.17961 | 0.60212 | 0.47752 | 0.23505 | 0.16937
365 | 0.20325 | 0.39243 | 0.14152 | 0.085252 | 0.41552 | 0.09454 | 0.47061 | 0.19247 | 0.5791 | 0.48472 | 0.23363 | 0.13864
366 | 0.17953 | 0.44542 | 0.11118 | 0.11002 | 0.48396 | 0.118 | 0.46022 | 0.20214 | 0.54166 | 0.4962 | 0.21899 | 0.11702
367 | 0.14537 | 0.26796 | 0.28365 | 0.11556 | 0.53038 | 0.15551 | 0.44554 | 0.20936 | 0.50093 | 0.49446 | 0.20077 | 0.10063
368 | 0.16637 | 0.19696 | 0.58367 | 0.14332 | 0.54855 | 0.21391 | 0.42788 | 0.21463 | 0.47491 | 0.47614 | 0.16982 | 0.083183
369 | 0.1027 | 0.11177 | 0.59861 | 0.12703 | 0.52989 | 0.28017 | 0.40029 | 0.21352 | 0.44825 | 0.43259 | 0.1363 | 0.072996
370 | 0.17456 | 0.087667 | 0.57233 | 0.19647 | 0.54836 | 0.50599 | 0.35762 | 0.19746 | 0.40186 | 0.38279 | 0.098467 | 0.057589
371 | 0.39104 | 0.10748 | 0.61733 | 0.28037 | 0.58787 | 0.7439 | 0.30601 | 0.1714 | 0.35177 | 0.34461 | 0.062172 | 0.037682
372 | 0.50422 | 0.10062 | 0.6222 | 0.36531 | 0.52993 | 0.76512 | 0.25134 | 0.14112 | 0.29755 | 0.29629 | 0.041247 | 0.025109
373 | 0.49522 | 0.066754 | 0.54349 | 0.33668 | 0.29577 | 0.76449 | 0.22741 | 0.13167 | 0.28657 | 0.27086 | 0.038197 | 0.021742
374 | 0.46364 | 0.056736 | 0.3905 | 0.2946 | 0.18013 | 0.67869 | 0.20393 | 0.12013 | 0.27892 | 0.23382 | 0.039375 | 0.022733
375 | 0.11895 | 0.064563 | 0.20896 | 0.27555 | 0.067981 | 0.44652 | 0.19722 | 0.11243 | 0.27946 | 0.20272 | 0.045492 | 0.031756
376 | 0.10959 | 0.15401 | 0.13319 | 0.23276 | 0.047373 | 0.37684 | 0.20373 | 0.10897 | 0.28529 | 0.18444 | 0.061779 | 0.04974
377 | 0.25594 | 0.32472 | 0.060761 | 0.10949 | 0.092028 | 0.42792 | 0.21353 | 0.10964 | 0.27245 | 0.17412 | 0.095225 | 0.065794
378 | 0.23062 | 0.49805 | 0.089891 | 0.057368 | 0.14681 | 0.36282 | 0.22824 | 0.10789 | 0.25135 | 0.17065 | 0.1473 | 0.07207
379 | 0.17133 | 0.58424 | 0.14748 | 0.067496 | 0.17327 | 0.3174 | 0.23009 | 0.10019 | 0.23348 | 0.17013 | 0.19502 | 0.071165
380 | 0.16608 | 0.60291 | 0.1714 | 0.060066 | 0.19405 | 0.29894 | 0.23401 | 0.089011 | 0.22023 | 0.16551 | 0.23246 | 0.073083
381 | 0 | 0.46006 | 0.16019 | 0.053662 | 0.1291 | 0.24862 | 0.23859 | 0.081171 | 0.21364 | 0.16337 | 0.25297 | 0.078582
382 | 0.016815 | 0.55412 | 0.16072 | 0.059372 | 0.11062 | 0.28453 | 0.23332 | 0.080198 | 0.21599 | 0.16077 | 0.26321 | 0.083983
383 | 0.11852 | 0.74577 | 0.26345 | 0.21001 | 0.19486 | 0.32312 | 0.21149 | 0.078569 | 0.21418 | 0.15569 | 0.25736 | 0.077202
384 | 0.12762 | 0.66975 | 0.38906 | 0.29327 | 0.29343 | 0.29325 | 0.19639 | 0.080877 | 0.22991 | 0.16953 | 0.26571 | 0.075829
385 | 0.18371 | 0.60376 | 0.37666 | 0.33084 | 0.2755 | 0.17717 | 0.17513 | 0.087171 | 0.23765 | 0.19604 | 0.26288 | 0.076715
386 | 0.16855 | 0.5565 | 0.40583 | 0.33587 | 0.30023 | 0.084455 | 0.16163 | 0.098291 | 0.24433 | 0.23308 | 0.27121 | 0.081153
387 | 0.056013 | 0.45722 | 0.31032 | 0.29644 | 0.36581 | 0.055534 | 0.14997 | 0.12292 | 0.24868 | 0.27522 | 0.27736 | 0.093382
388 | 0.062209 | 0.47069 | 0.27971 | 0.36084 | 0.45488 | 0.093582 | 0.13738 | 0.16109 | 0.25211 | 0.31965 | 0.29046 | 0.1152
389 | 0.18242 | 0.4346 | 0.22418 | 0.69273 | 0.61012 | 0.071514 | 0.12003 | 0.21578 | 0.25809 | 0.37082 | 0.30369 | 0.14086
390 | 0.35175 | 0.36162 | 0.2232 | 0.70183 | 0.72099 | 0.1035 | 0.10451 | 0.27259 | 0.26431 | 0.42409 | 0.31662 | 0.16432
391 | 0.43736 | 0.35549 | 0.22962 | 0.57012 | 0.60763 | 0.15069 | 0.095802 | 0.31685 | 0.27143 | 0.48474 | 0.32514 | 0.18192
392 | 0.46366 | 0.44668 | 0.22074 | 0.37514 | 0.38816 | 0.21764 | 0.10343 | 0.34212 | 0.28151 | 0.55693 | 0.32705 | 0.19115
393 | 0.21218 | 0.48578 | 0.15941 | 0.18823 | 0.27388 | 0.16949 | 0.12328 | 0.35279 | 0.29126 | 0.61011 | 0.3191 | 0.19571
394 | 0.30901 | 0.534 | 0.13942 | 0.13586 | 0.27123 | 0.14103 | 0.11625 | 0.33296 | 0.2908 | 0.6221 | 0.29289 | 0.18216
395 | 0.65238 | 0.61534 | 0.17351 | 0.090537 | 0.20547 | 0.37314 | 0.077337 | 0.28932 | 0.28705 | 0.58553 | 0.25366 | 0.15392
396 | 0.78971 | 0.7362 | 0.3046 | 0.049617 | 0.18154 | 0.60837 | 0.046073 | 0.24379 | 0.2801 | 0.50945 | 0.21738 | 0.12748
397 | 0.83572 | 0.72604 | 0.36598 | 0.076227 | 0.18769 | 0.78005 | 0.03823 | 0.22782 | 0.29867 | 0.49397 | 0.2178 | 0.12889
398 | 0.8331 | 0.728 | 0.2795 | 0.11835 | 0.19862 | 0.8524 | 0.043715 | 0.20922 | 0.3127 | 0.54136 | 0.22901 | 0.14213
399 | 0.69637 | 0.61068 | 0.19107 | 0.038018 | 0.103 | 0.73158 | 0.059863 | 0.19104 | 0.32674 | 0.62211 | 0.25554 | 0.17297
400 | 0.68031 | 0.58171 | 0.15501 | 0.075909 | 0.11631 | 0.69789 | 0.089313 | 0.17769 | 0.34614 | 0.6761 | 0.30962 | 0.21627
401 | 0.668 | 0.46724 | 0.22542 | 0.050225 | 0.15378 | 0.84825 | 0.12183 | 0.17267 | 0.34489 | 0.67918 | 0.38455 | 0.25339
402 | 0.70594 | 0.22542 | 0.41979 | 0.045652 | 0.26731 | 0.81173 | 0.1605 | 0.16553 | 0.33188 | 0.65372 | 0.47502 | 0.28351
403 | 0.77439 | 0.11845 | 0.62178 | 0.058506 | 0.18772 | 0.72648 | 0.19507 | 0.15091 | 0.3159 | 0.61401 | 0.54004 | 0.31335
404 | 0.75941 | 0.076068 | 0.739 | 0.072861 | 0.11796 | 0.63383 | 0.21134 | 0.13548 | 0.30038 | 0.57268 | 0.57329 | 0.34681
405 | 0.62028 | 0.099229 | 0.64352 | 0.086298 | 0.10099 | 0.60933 | 0.21422 | 0.125 | 0.28583 | 0.5448 | 0.5849 | 0.37468
406 | 0.66703 | 0.18386 | 0.49374 | 0.19542 | 0.13452 | 0.56943 | 0.21279 | 0.12363 | 0.27401 | 0.52391 | 0.58586 | 0.39601
407 | 0.7628 | 0.16964 | 0.43878 | 0.17924 | 0.063601 | 0.70955 | 0.20353 | 0.1295 | 0.25355 | 0.49027 | 0.58145 | 0.3973
408 | 0.76225 | 0.25086 | 0.47648 | 0.16745 | 0.042147 | 0.72254 | 0.20962 | 0.15801 | 0.24514 | 0.47665 | 0.58933 | 0.40237
409 | 0.7077 | 0.41041 | 0.49774 | 0.23024 | 0.042702 | 0.65807 | 0.20314 | 0.18677 | 0.2305 | 0.46484 | 0.58551 | 0.39811
410 | 0.70386 | 0.55767 | 0.72566 | 0.33145 | 0.044127 | 0.47296 | 0.20631 | 0.21741 | 0.2169 | 0.45711 | 0.58855 | 0.39377
411 | 0.80064 | 0.59321 | 0.70976 | 0.31283 | 0.06471 | 0.32198 | 0.21158 | 0.24978 | 0.20493 | 0.45842 | 0.58367 | 0.3991
412 | 0.78802 | 0.67521 | 0.57474 | 0.35221 | 0.066271 | 0.34336 | 0.21824 | 0.28864 | 0.19687 | 0.46476 | 0.57584 | 0.41315
413 | 0.69578 | 0.74899 | 0.61441 | 0.35257 | 0.041288 | 0.30984 | 0.21846 | 0.34324 | 0.19435 | 0.47443 | 0.5661 | 0.4405
414 | 0.55363 | 0.72793 | 0.71605 | 0.30697 | 0.029866 | 0.30014 | 0.21474 | 0.41294 | 0.19451 | 0.48482 | 0.55249 | 0.47365
415 | 0.61013 | 0.7636 | 0.81062 | 0.25582 | 0.068941 | 0.23248 | 0.20794 | 0.48462 | 0.18992 | 0.49022 | 0.5396 | 0.51357
416 | 0.72503 | 0.79029 | 0.78294 | 0.24088 | 0.12597 | 0.17194 | 0.19764 | 0.56357 | 0.18052 | 0.4828 | 0.52767 | 0.55914
417 | 0.70165 | 0.65761 | 0.67731 | 0.098994 | 0.19925 | 0.080306 | 0.17222 | 0.62916 | 0.16598 | 0.45529 | 0.50397 | 0.60573
418 | 0.70192 | 0.65547 | 0.57088 | 0.070247 | 0.25201 | 0.10242 | 0.12513 | 0.65683 | 0.14446 | 0.41815 | 0.46273 | 0.62501
419 | 0.65963 | 0.78473 | 0.42174 | 0.12778 | 0.26556 | 0.37985 | 0.070434 | 0.64573 | 0.1238 | 0.38783 | 0.40834 | 0.6119
420 | 0.4566 | 0.78672 | 0.43866 | 0.15753 | 0.31369 | 0.68143 | 0.038335 | 0.64078 | 0.10687 | 0.36263 | 0.35437 | 0.57158
421 | 0.35715 | 0.73813 | 0.3453 | 0.19336 | 0.22994 | 0.74007 | 0.031482 | 0.66147 | 0.10813 | 0.37695 | 0.33572 | 0.56651
422 | 0.3159 | 0.65078 | 0.22949 | 0.2249 | 0.17398 | 0.56504 | 0.036512 | 0.6927 | 0.10682 | 0.3789 | 0.33208 | 0.57422
423 | 0.41068 | 0.48957 | 0.16168 | 0.090303 | 0.11123 | 0.25307 | 0.059352 | 0.75095 | 0.10069 | 0.39213 | 0.34865 | 0.59702
424 | 0.45426 | 0.49458 | 0.11464 | 0.073874 | 0.15214 | 0.15596 | 0.11109 | 0.7828 | 0.090214 | 0.40915 | 0.38323 | 0.6331
425 | 0.42825 | 0.59107 | 0.06341 | 0.18435 | 0.22889 | 0.22167 | 0.20087 | 0.79981 | 0.070847 | 0.39651 | 0.42682 | 0.64797
426 | 0.32224 | 0.57482 | 0.088764 | 0.30063 | 0.33293 | 0.32955 | 0.31838 | 0.83504 | 0.052643 | 0.36693 | 0.47525 | 0.64003
427 | 0.34609 | 0.42987 | 0.13132 | 0.36621 | 0.34527 | 0.3125 | 0.41353 | 0.82498 | 0.036975 | 0.32572 | 0.52251 | 0.62153
428 | 0.44231 | 0.29829 | 0.19544 | 0.51194 | 0.29281 | 0.28363 | 0.47577 | 0.82623 | 0.02552 | 0.29308 | 0.54119 | 0.60921
429 | 0.31751 | 0.19488 | 0.24859 | 0.4383 | 0.22624 | 0.19883 | 0.51723 | 0.83106 | 0.017894 | 0.2685 | 0.54613 | 0.60453
430 | 0.30973 | 0.24768 | 0.2996 | 0.30427 | 0.28606 | 0.10099 | 0.55444 | 0.83308 | 0.013376 | 0.24984 | 0.53272 | 0.59179
431 | 0.53751 | 0.15909 | 0.40329 | 0.44575 | 0.27591 | 0.068283 | 0.5675 | 0.82237 | 0.0092416 | 0.21835 | 0.49914 | 0.55226
432 | 0.57741 | 0.081533 | 0.50494 | 0.44856 | 0.30948 | 0.053991 | 0.59137 | 0.81791 | 0.0078224 | 0.20887 | 0.47605 | 0.51635
433 | 0.56323 | 0.034342 | 0.5562 | 0.41975 | 0.30402 | 0.046 | 0.5971 | 0.80753 | 0.0071411 | 0.20317 | 0.43443 | 0.47873
434 | 0.59261 | 0.019159 | 0.48949 | 0.35775 | 0.22801 | 0.096111 | 0.60023 | 0.80634 | 0.0068438 | 0.20227 | 0.40928 | 0.4435
435 | 0.58275 | 0 | 0.36678 | 0.2226 | 0.10907 | 0.054849 | 0.59337 | 0.80177 | 0.0067997 | 0.20883 | 0.38454 | 0.41517
436 | 0.63168 | 0.011784 | 0.23024 | 0.14043 | 0.082787 | 0.039305 | 0.582 | 0.79619 | 0.0068708 | 0.22344 | 0.36544 | 0.38587
437 | 0.72628 | 0.01595 | 0.23085 | 0.18166 | 0.085028 | 0.063816 | 0.56719 | 0.78877 | 0.0063522 | 0.25127 | 0.34661 | 0.34952
438 | 0.73369 | 0.032819 | 0.36085 | 0.23436 | 0.18078 | 0.10034 | 0.55252 | 0.7769 | 0.0055141 | 0.29968 | 0.33062 | 0.31579
439 | 0.69831 | 0.024937 | 0.37573 | 0.18125 | 0.22067 | 0.094493 | 0.54108 | 0.75989 | 0.0046075 | 0.36952 | 0.32105 | 0.29142
440 | 0.67925 | 0.020172 | 0.31399 | 0.14267 | 0.28838 | 0.12553 | 0.53493 | 0.73795 | 0.0038612 | 0.46962 | 0.30737 | 0.29295
441 | 0.54762 | 0.027095 | 0.22833 | 0.13394 | 0.3721 | 0.11971 | 0.51929 | 0.70507 | 0.0037436 | 0.56236 | 0.27588 | 0.31609
442 | 0.54372 | 0.09095 | 0.12978 | 0.12377 | 0.44281 | 0.18941 | 0.4765 | 0.64629 | 0.0032224 | 0.62501 | 0.2193 | 0.33757
443 | 0.57689 | 0.095718 | 0.054957 | 0.18076 | 0.36007 | 0.21952 | 0.41353 | 0.57316 | 0.0034386 | 0.66449 | 0.15214 | 0.35998
444 | 0.47486 | 0.13662 | 0.085678 | 0.25033 | 0.30609 | 0.2141 | 0.34393 | 0.49491 | 0.0035963 | 0.69616 | 0.1036 | 0.39226
445 | 0.37373 | 0.11602 | 0.080599 | 0.23477 | 0.17407 | 0.13804 | 0.3134 | 0.45404 | 0.0049177 | 0.75402 | 0.084421 | 0.4758
446 | 0.33726 | 0.12039 | 0.10583 | 0.28741 | 0.11996 | 0.2687 | 0.29727 | 0.41234 | 0.0059115 | 0.80416 | 0.077462 | 0.57444
447 | 0.1838 | 0.1138 | 0.14632 | 0.31561 | 0.01544 | 0.41597 | 0.29878 | 0.38021 | 0.0062982 | 0.83395 | 0.082153 | 0.65622
448 | 0.16753 | 0.085413 | 0.24426 | 0.25967 | 0.019837 | 0.36803 | 0.31726 | 0.35272 | 0.0074231 | 0.84629 | 0.10171 | 0.71153
449 | 0.28898 | 0.088495 | 0.30207 | 0.38699 | 0.031036 | 0.28189 | 0.33537 | 0.31815 | 0.013105 | 0.84506 | 0.13902 | 0.72433
450 | 0.3192 | 0.11994 | 0.43159 | 0.40239 | 0.066037 | 0.086602 | 0.35084 | 0.28674 | 0.022173 | 0.82941 | 0.18457 | 0.70644
451 | 0.33369 | 0.095064 | 0.48077 | 0.29302 | 0.089876 | 0.062147 | 0.35535 | 0.25081 | 0.0344 | 0.82925 | 0.21971 | 0.66564
452 | 0.33137 | 0.055476 | 0.41047 | 0.27767 | 0.095321 | 0.12747 | 0.35659 | 0.21663 | 0.048114 | 0.8502 | 0.24038 | 0.61932
453 | 0.22754 | 0.023434 | 0.30007 | 0.21757 | 0.067435 | 0.13658 | 0.34687 | 0.18737 | 0.064765 | 0.83917 | 0.24845 | 0.57992
454 | 0.2621 | 0.025609 | 0.297 | 0.1304 | 0.069716 | 0.17026 | 0.32795 | 0.16142 | 0.084893 | 0.8145 | 0.24813 | 0.54116
455 | 0.27885 | 0.049569 | 0.23387 | 0.20531 | 0.16012 | 0.17137 | 0.28656 | 0.13335 | 0.099556 | 0.75844 | 0.23379 | 0.48779
456 | 0.3263 | 0.090572 | 0.21669 | 0.16763 | 0.28511 | 0.21413 | 0.25721 | 0.12008 | 0.1243 | 0.68877 | 0.23666 | 0.45233
457 | 0.33432 | 0.11478 | 0.1871 | 0.080463 | 0.24061 | 0.27319 | 0.21294 | 0.1151 | 0.15033 | 0.60525 | 0.22748 | 0.41617
458 | 0.31674 | 0.17859 | 0.13312 | 0.071717 | 0.18818 | 0.35394 | 0.17985 | 0.12284 | 0.1866 | 0.53482 | 0.23438 | 0.37623
459 | 0.2138 | 0.19947 | 0.093027 | 0.053383 | 0.11409 | 0.28005 | 0.15106 | 0.14767 | 0.22956 | 0.47864 | 0.23751 | 0.33546
460 | 0.26172 | 0.3165 | 0.10646 | 0.084654 | 0.25986 | 0.21045 | 0.13443 | 0.18821 | 0.26821 | 0.43962 | 0.23699 | 0.29422
461 | 0.39041 | 0.50264 | 0.19314 | 0.23146 | 0.26481 | 0.099018 | 0.12704 | 0.23141 | 0.29353 | 0.41063 | 0.22156 | 0.25297
462 | 0.43157 | 0.54609 | 0.30795 | 0.40485 | 0.38635 | 0.061262 | 0.12286 | 0.26666 | 0.31187 | 0.39537 | 0.20993 | 0.22998
463 | 0.34922 | 0.57123 | 0.26995 | 0.43368 | 0.48461 | 0.08727 | 0.11677 | 0.29743 | 0.33278 | 0.3847 | 0.20962 | 0.24557
464 | 0.32529 | 0.67184 | 0.1951 | 0.45336 | 0.52009 | 0.105 | 0.10377 | 0.31818 | 0.36624 | 0.37543 | 0.21143 | 0.30101
465 | 0.11513 | 0.55921 | 0.16422 | 0.40543 | 0.67744 | 0.066866 | 0.082296 | 0.32559 | 0.39232 | 0.37749 | 0.21117 | 0.3807
466 | 0.083537 | 0.47473 | 0.16052 | 0.29186 | 0.82421 | 0.076436 | 0.058447 | 0.31781 | 0.38669 | 0.38303 | 0.19086 | 0.43793
467 | 0.30809 | 0.43476 | 0.16226 | 0.3472 | 0.83262 | 0.14179 | 0.04309 | 0.30157 | 0.36422 | 0.40281 | 0.15327 | 0.46455
468 | 0.40909 | 0.23183 | 0.35169 | 0.30857 | 0.79192 | 0.16299 | 0.043524 | 0.28294 | 0.34258 | 0.42735 | 0.11949 | 0.4698
469 | 0.34782 | 0.083379 | 0.49693 | 0.17561 | 0.7209 | 0.14469 | 0.05553 | 0.30165 | 0.36736 | 0.47785 | 0.11476 | 0.52482
470 | 0.27624 | 0.044232 | 0.62464 | 0.10202 | 0.69723 | 0.13952 | 0.066719 | 0.31413 | 0.41246 | 0.48868 | 0.12702 | 0.60143
471 | 0.17765 | 0.04519 | 0.62578 | 0.080571 | 0.80328 | 0.066958 | 0.079995 | 0.33186 | 0.47568 | 0.49354 | 0.15972 | 0.68729
472 | 0.25431 | 0.061869 | 0.71201 | 0.15668 | 0.80816 | 0.10603 | 0.10256 | 0.36331 | 0.53915 | 0.50675 | 0.20974 | 0.74821
473 | 0.41614 | 0.11816 | 0.72315 | 0.10635 | 0.83238 | 0.12021 | 0.13055 | 0.38828 | 0.5675 | 0.52009 | 0.27346 | 0.76259
474 | 0.53608 | 0.21882 | 0.70704 | 0.10442 | 0.77581 | 0.09212 | 0.16445 | 0.40152 | 0.57972 | 0.5374 | 0.33686 | 0.75047
475 | 0.62234 | 0.2624 | 0.68036 | 0.080672 | 0.70333 | 0.072494 | 0.1949 | 0.40461 | 0.59279 | 0.54931 | 0.37185 | 0.71846
476 | 0.61926 | 0.34617 | 0.70407 | 0.072506 | 0.56869 | 0.060036 | 0.22974 | 0.39921 | 0.60979 | 0.56771 | 0.37716 | 0.68832
477 | 0.5349 | 0.32886 | 0.55859 | 0.069347 | 0.52823 | 0.069457 | 0.26741 | 0.38834 | 0.62729 | 0.58243 | 0.36827 | 0.65505
478 | 0.52203 | 0.35908 | 0.3571 | 0.12472 | 0.47102 | 0.095556 | 0.30236 | 0.3786 | 0.6422 | 0.59362 | 0.35817 | 0.62764
479 | 0.47389 | 0.49622 | 0.29879 | 0.067547 | 0.48924 | 0.09956 | 0.31569 | 0.36569 | 0.64795 | 0.59858 | 0.34352 | 0.59138
480 | 0.49036 | 0.56733 | 0.31669 | 0.056894 | 0.57356 | 0.079903 | 0.34174 | 0.36636 | 0.65149 | 0.6193 | 0.35636 | 0.57784
481 | 0.49074 | 0.56142 | 0.31126 | 0.12323 | 0.63644 | 0.073397 | 0.35176 | 0.35402 | 0.64501 | 0.63589 | 0.35951 | 0.57909
482 | 0.46451 | 0.5605 | 0.29732 | 0.32274 | 0.59034 | 0.086562 | 0.37128 | 0.32549 | 0.63037 | 0.635 | 0.37485 | 0.59397
483 | 0.3788 | 0.38362 | 0.31796 | 0.2137 | 0.50474 | 0.044802 | 0.39058 | 0.2885 | 0.60168 | 0.62114 | 0.39065 | 0.61471
484 | 0.32531 | 0.35061 | 0.34658 | 0.20163 | 0.52115 | 0.04444 | 0.40807 | 0.2602 | 0.5552 | 0.60072 | 0.39778 | 0.6398
485 | 0.36706 | 0.32695 | 0.24231 | 0.26613 | 0.5214 | 0.055257 | 0.41977 | 0.25288 | 0.49019 | 0.57386 | 0.38905 | 0.66748
486 | 0.43748 | 0.25929 | 0.15948 | 0.31676 | 0.56265 | 0.049489 | 0.42266 | 0.25038 | 0.42185 | 0.54091 | 0.37367 | 0.69174
487 | 0.43489 | 0.15144 | 0.14865 | 0.27513 | 0.53533 | 0.04376 | 0.43071 | 0.2394 | 0.35184 | 0.51588 | 0.35873 | 0.71423
488 | 0.34393 | 0.098222 | 0.17988 | 0.17717 | 0.54272 | 0.049042 | 0.44206 | 0.20995 | 0.29323 | 0.50774 | 0.34736 | 0.73504
489 | 0.14108 | 0.056866 | 0.16965 | 0.17986 | 0.68187 | 0.032734 | 0.44844 | 0.17125 | 0.23858 | 0.49869 | 0.3286 | 0.74402
490 | 0.089872 | 0.047108 | 0.18362 | 0.085364 | 0.75821 | 0.028623 | 0.44997 | 0.13497 | 0.19242 | 0.48369 | 0.28386 | 0.72641
491 | 0.12468 | 0.077826 | 0.17314 | 0.18399 | 0.79363 | 0.049751 | 0.45649 | 0.10403 | 0.15445 | 0.46538 | 0.22318 | 0.67607
492 | 0.096977 | 0.16626 | 0.16036 | 0.3536 | 0.81321 | 0.065364 | 0.45776 | 0.081099 | 0.12533 | 0.44177 | 0.16895 | 0.59033
493 | 0.11004 | 0.29376 | 0.15304 | 0.4284 | 0.84606 | 0.047243 | 0.47766 | 0.07671 | 0.12754 | 0.47108 | 0.154 | 0.53782
494 | 0.12969 | 0.34997 | 0.14282 | 0.58673 | 0.84211 | 0.0509 | 0.49359 | 0.074155 | 0.13256 | 0.50208 | 0.16961 | 0.51457
495 | 0.033131 | 0.26482 | 0.10688 | 0.77963 | 0.83709 | 0.05032 | 0.51716 | 0.072024 | 0.15891 | 0.5413 | 0.21652 | 0.52445
496 | 0.035251 | 0.22192 | 0.10238 | 0.81341 | 0.81255 | 0.11806 | 0.54916 | 0.069437 | 0.22692 | 0.57548 | 0.29654 | 0.54973
497 | 0.058861 | 0.09414 | 0.046103 | 0.78773 | 0.8079 | 0.14496 | 0.56928 | 0.075149 | 0.33485 | 0.56561 | 0.38565 | 0.5456
498 | 0.071103 | 0.030727 | 0.036874 | 0.73663 | 0.7775 | 0.19705 | 0.57869 | 0.078196 | 0.43136 | 0.53586 | 0.47001 | 0.51411
499 | 0.090022 | 0.023788 | 0.03956 | 0.74951 | 0.74839 | 0.21365 | 0.57972 | 0.073691 | 0.50341 | 0.50478 | 0.53101 | 0.4517
500 | 0.09022 | 0.027756 | 0.060496 | 0.73604 | 0.626 | 0.27573 | 0.5764 | 0.067434 | 0.56032 | 0.5009 | 0.57094 | 0.38322
501 | 0.072753 | 0.024087 | 0.080211 | 0.60095 | 0.64118 | 0.38938 | 0.57106 | 0.064649 | 0.60709 | 0.51005 | 0.59534 | 0.31962
502 | 0.10707 | 0.056181 | 0.099717 | 0.45787 | 0.51566 | 0.5848 | 0.56754 | 0.067363 | 0.63555 | 0.5167 | 0.61397 | 0.26849
503 | 0.16841 | 0.064215 | 0.15969 | 0.22674 | 0.46105 | 0.67604 | 0.56152 | 0.069652 | 0.62263 | 0.49303 | 0.62125 | 0.21206
504 | 0.28527 | 0.07406 | 0.21545 | 0.22756 | 0.48945 | 0.68143 | 0.56554 | 0.081038 | 0.61282 | 0.48264 | 0.63493 | 0.17792
505 | 0.35063 | 0.065391 | 0.17778 | 0.52498 | 0.46196 | 0.7109 | 0.55985 | 0.093343 | 0.60383 | 0.46303 | 0.63981 | 0.15384
506 | 0.38774 | 0.065866 | 0.16643 | 0.74187 | 0.35217 | 0.75398 | 0.55807 | 0.10807 | 0.58638 | 0.44111 | 0.64721 | 0.14124
507 | 0.40987 | 0.058483 | 0.12756 | 0.5936 | 0.29906 | 0.69817 | 0.55727 | 0.12542 | 0.57059 | 0.42211 | 0.64897 | 0.13766
508 | 0.38744 | 0.070944 | 0.10346 | 0.55838 | 0.36236 | 0.6762 | 0.5697 | 0.14468 | 0.57574 | 0.39768 | 0.64716 | 0.1385
509 | 0.35179 | 0.069597 | 0.085288 | 0.59662 | 0.3619 | 0.69722 | 0.59033 | 0.16394 | 0.59474 | 0.36137 | 0.64152 | 0.13933
510 | 0.24781 | 0.063241 | 0.084214 | 0.54834 | 0.343 | 0.71703 | 0.61207 | 0.18567 | 0.62301 | 0.31469 | 0.63201 | 0.14343
511 | 0.28352 | 0.053726 | 0.054031 | 0.53815 | 0.26501 | 0.71903 | 0.631 | 0.20107 | 0.66257 | 0.27486 | 0.61943 | 0.15325
512 | 0.37465 | 0.045704 | 0.044709 | 0.45571 | 0.22141 | 0.7301 | 0.64734 | 0.21191 | 0.7006 | 0.23908 | 0.60916 | 0.16963
513 | 0.29795 | 0.031644 | 0.029268 | 0.36499 | 0.26488 | 0.66419 | 0.64795 | 0.21446 | 0.73245 | 0.20049 | 0.59226 | 0.19754
514 | 0.24628 | 0.043392 | 0.034427 | 0.30157 | 0.25018 | 0.59545 | 0.62168 | 0.20386 | 0.7512 | 0.15594 | 0.56904 | 0.2195
515 | 0.18139 | 0.044332 | 0.034588 | 0.23087 | 0.13061 | 0.70245 | 0.56535 | 0.18323 | 0.7443 | 0.10247 | 0.54 | 0.23997
516 | 0.16131 | 0.055346 | 0.053532 | 0.20907 | 0.1418 | 0.65544 | 0.4833 | 0.16305 | 0.72359 | 0.066308 | 0.51048 | 0.26427
517 | 0.29283 | 0.065107 | 0.039678 | 0.11159 | 0.37496 | 0.59983 | 0.45097 | 0.16377 | 0.72248 | 0.058059 | 0.51372 | 0.31856
518 | 0.42334 | 0.087477 | 0.032867 | 0.091344 | 0.56014 | 0.65085 | 0.45602 | 0.16739 | 0.70953 | 0.055797 | 0.52394 | 0.35358
519 | 0.42934 | 0.07957 | 0.01713 | 0.10908 | 0.62694 | 0.54092 | 0.49097 | 0.17729 | 0.70198 | 0.058493 | 0.54719 | 0.37957
520 | 0.42022 | 0.1427 | 0.030163 | 0.18458 | 0.6341 | 0.40374 | 0.54364 | 0.19314 | 0.70906 | 0.064505 | 0.58462 | 0.40475
521 | 0.27713 | 0.21333 | 0.045983 | 0.46567 | 0.53538 | 0.49189 | 0.56696 | 0.20778 | 0.71561 | 0.067822 | 0.61565 | 0.4013
522 | 0.24635 | 0.27835 | 0.071425 | 0.51304 | 0.53531 | 0.44228 | 0.56473 | 0.21978 | 0.72283 | 0.062039 | 0.6395 | 0.3794
523 | 0.21913 | 0.31272 | 0.057486 | 0.4781 | 0.63288 | 0.38186 | 0.55135 | 0.22338 | 0.73131 | 0.054503 | 0.65056 | 0.34422
524 | 0.24647 | 0.30889 | 0.062 | 0.62471 | 0.68002 | 0.4033 | 0.53084 | 0.22478 | 0.73759 | 0.050907 | 0.65482 | 0.31685
525 | 0.26041 | 0.22234 | 0.056905 | 0.76338 | 0.75034 | 0.3162 | 0.50328 | 0.2269 | 0.7367 | 0.051912 | 0.65502 | 0.29655
526 | 0.33943 | 0.23407 | 0.073578 | 0.81669 | 0.73515 | 0.30546 | 0.47191 | 0.22626 | 0.73042 | 0.05514 | 0.64837 | 0.27696
527 | 0.33072 | 0.16155 | 0.09225 | 0.73791 | 0.76305 | 0.36273 | 0.42085 | 0.21625 | 0.71321 | 0.0585 | 0.61683 | 0.24256
528 | 0.16429 | 0.082299 | 0.13972 | 0.6096 | 0.60995 | 0.32409 | 0.38433 | 0.21799 | 0.70363 | 0.073474 | 0.59459 | 0.21752
529 | 0.088737 | 0.056556 | 0.12693 | 0.43683 | 0.51049 | 0.30996 | 0.32729 | 0.2164 | 0.68743 | 0.094934 | 0.54844 | 0.19667
530 | 0.059808 | 0.04259 | 0.11102 | 0.26931 | 0.44503 | 0.41471 | 0.28039 | 0.21838 | 0.67372 | 0.11977 | 0.51117 | 0.17974
531 | 0.05791 | 0.044842 | 0.098739 | 0.23074 | 0.41288 | 0.37002 | 0.23725 | 0.22411 | 0.65531 | 0.15365 | 0.47154 | 0.1701
532 | 0.059237 | 0.052835 | 0.078478 | 0.14772 | 0.26905 | 0.29104 | 0.20294 | 0.23074 | 0.63611 | 0.1872 | 0.42807 | 0.17383
533 | 0.068225 | 0.032917 | 0.046147 | 0.052635 | 0.17648 | 0.5091 | 0.17913 | 0.23732 | 0.61537 | 0.21174 | 0.38344 | 0.18696
534 | 0.11409 | 0.028745 | 0.044565 | 0.14102 | 0.048721 | 0.54145 | 0.16324 | 0.24749 | 0.58818 | 0.23724 | 0.35559 | 0.23118
535 | 0.12335 | 0.023293 | 0.035264 | 0.28679 | 0.042579 | 0.57157 | 0.15322 | 0.25873 | 0.55335 | 0.264 | 0.35977 | 0.31804
536 | 0.068831 | 0.019333 | 0.050501 | 0.32193 | 0.088272 | 0.64604 | 0.14641 | 0.26708 | 0.52042 | 0.28235 | 0.39772 | 0.45097
537 | 0.024218 | 0.033536 | 0.067148 | 0.40797 | 0.075744 | 0.49336 | 0.13838 | 0.27662 | 0.47136 | 0.29787 | 0.43262 | 0.57078
538 | 0.016461 | 0.037956 | 0.12359 | 0.50298 | 0.12904 | 0.56729 | 0.11718 | 0.26893 | 0.39609 | 0.29014 | 0.45924 | 0.64653
539 | 0.048128 | 0.059156 | 0.14086 | 0.32162 | 0.36345 | 0.78117 | 0.088106 | 0.25216 | 0.32274 | 0.25606 | 0.47714 | 0.69051
540 | 0.23624 | 0.06847 | 0.067359 | 0.22006 | 0.18028 | 0.75843 | 0.06667 | 0.23146 | 0.256 | 0.21447 | 0.47086 | 0.71518
541 | 0.20298 | 0.10462 | 0.067371 | 0.17529 | 0.13084 | 0.65834 | 0.066787 | 0.24229 | 0.23078 | 0.20727 | 0.49022 | 0.75282
542 | 0.091499 | 0.16761 | 0.072041 | 0.081352 | 0.10233 | 0.42065 | 0.073095 | 0.25706 | 0.20908 | 0.21848 | 0.50579 | 0.77073
543 | 0.13735 | 0.28795 | 0.10731 | 0.18608 | 0.10106 | 0.12802 | 0.089628 | 0.27938 | 0.19656 | 0.24873 | 0.53589 | 0.77889
544 | 0.12877 | 0.47907 | 0.24102 | 0.3632 | 0.13543 | 0.12089 | 0.12328 | 0.30987 | 0.1887 | 0.28951 | 0.58383 | 0.78469
545 | 0.11 | 0.60492 | 0.29369 | 0.15173 | 0.11628 | 0.12185 | 0.15606 | 0.3403 | 0.1748 | 0.3149 | 0.61673 | 0.79061
546 | 0.19885 | 0.65532 | 0.44765 | 0.07926 | 0.19925 | 0.10341 | 0.18044 | 0.36638 | 0.16004 | 0.31927 | 0.63523 | 0.79311
547 | 0.14218 | 0.52261 | 0.5778 | 0.091411 | 0.35575 | 0.064089 | 0.19229 | 0.38123 | 0.14063 | 0.32234 | 0.6374 | 0.79296
548 | 0.072189 | 0.35459 | 0.63892 | 0.095252 | 0.39609 | 0.034948 | 0.19187 | 0.39119 | 0.12273 | 0.33314 | 0.62965 | 0.78956
549 | 0.080053 | 0.14751 | 0.47783 | 0.22426 | 0.50503 | 0.017188 | 0.18498 | 0.39682 | 0.10588 | 0.34785 | 0.61843 | 0.77844
550 | 0.15762 | 0.048211 | 0.54268 | 0.23732 | 0.52272 | 0.051588 | 0.17847 | 0.39997 | 0.096508 | 0.3605 | 0.61031 | 0.76367
551 | 0.17575 | 0.064169 | 0.63971 | 0.3681 | 0.56619 | 0.10143 | 0.16649 | 0.39721 | 0.091429 | 0.36033 | 0.6057 | 0.74383
552 | 0.2906 | 0.19212 | 0.72956 | 0.51098 | 0.62246 | 0.15823 | 0.16241 | 0.40122 | 0.10011 | 0.36754 | 0.61886 | 0.73242
553 | 0.27897 | 0.29969 | 0.73314 | 0.50265 | 0.64639 | 0.1361 | 0.15459 | 0.39969 | 0.1128 | 0.37561 | 0.61868 | 0.71677
554 | 0.24411 | 0.32049 | 0.61036 | 0.31133 | 0.64596 | 0.083877 | 0.15291 | 0.3918 | 0.13201 | 0.37247 | 0.61665 | 0.6948
555 | 0.13271 | 0.1456 | 0.37181 | 0.17582 | 0.51745 | 0.13947 | 0.15495 | 0.37827 | 0.15345 | 0.36907 | 0.60528 | 0.65825
556 | 0.1042 | 0.17829 | 0.38033 | 0.22071 | 0.63647 | 0.23023 | 0.15815 | 0.37067 | 0.16971 | 0.37091 | 0.59233 | 0.61163
557 | 0.11572 | 0.23307 | 0.47771 | 0.18785 | 0.73014 | 0.34545 | 0.16027 | 0.36686 | 0.18133 | 0.37724 | 0.58299 | 0.56332
558 | 0.2131 | 0.26074 | 0.45449 | 0.1942 | 0.73464 | 0.43424 | 0.16882 | 0.36755 | 0.19444 | 0.38504 | 0.57452 | 0.51225
559 | 0.26858 | 0.22547 | 0.28516 | 0.13821 | 0.64087 | 0.28919 | 0.18314 | 0.36876 | 0.2075 | 0.3928 | 0.58017 | 0.46364
560 | 0.1963 | 0.21318 | 0.15222 | 0.17389 | 0.57535 | 0.18689 | 0.19671 | 0.36315 | 0.22807 | 0.39822 | 0.59479 | 0.42091
561 | 0.25063 | 0.19518 | 0.063967 | 0.12145 | 0.67027 | 0.24035 | 0.2043 | 0.34728 | 0.24803 | 0.40194 | 0.60606 | 0.38418
562 | 0.28362 | 0.24618 | 0.097905 | 0.23734 | 0.78094 | 0.27931 | 0.20106 | 0.32214 | 0.24936 | 0.40133 | 0.60848 | 0.34795
563 | 0.16343 | 0.30963 | 0.1427 | 0.44367 | 0.83284 | 0.33493 | 0.18747 | 0.29923 | 0.23787 | 0.40625 | 0.59657 | 0.31281
564 | 0.36417 | 0.37881 | 0.16894 | 0.4612 | 0.84283 | 0.46319 | 0.17257 | 0.27846 | 0.21765 | 0.39588 | 0.56681 | 0.29037
565 | 0.42025 | 0.34004 | 0.18141 | 0.33649 | 0.82713 | 0.30998 | 0.17913 | 0.28745 | 0.22134 | 0.40572 | 0.56799 | 0.28963
566 | 0.38164 | 0.32644 | 0.21426 | 0.20277 | 0.82636 | 0.24771 | 0.19826 | 0.29621 | 0.22395 | 0.37601 | 0.58322 | 0.25279
567 | 0.462 | 0.35976 | 0.17735 | 0.2913 | 0.80617 | 0.1877 | 0.2308 | 0.30665 | 0.23135 | 0.34866 | 0.61962 | 0.21301
568 | 0.56273 | 0.49543 | 0.1984 | 0.62912 | 0.81085 | 0.15701 | 0.27226 | 0.31993 | 0.25084 | 0.33955 | 0.66192 | 0.18123
569 | 0.52205 | 0.57296 | 0.17666 | 0.39471 | 0.80609 | 0.23694 | 0.30294 | 0.32584 | 0.26687 | 0.34452 | 0.68741 | 0.15899
570 | 0.2958 | 0.6218 | 0.18175 | 0.32858 | 0.79304 | 0.26512 | 0.32167 | 0.33075 | 0.27394 | 0.35217 | 0.69932 | 0.14137
571 | 0.16369 | 0.60507 | 0.19623 | 0.25107 | 0.757 | 0.18545 | 0.33506 | 0.33379 | 0.26808 | 0.35721 | 0.70731 | 0.12719
572 | 0.24097 | 0.59709 | 0.24464 | 0.14464 | 0.72772 | 0.14841 | 0.34646 | 0.34747 | 0.2567 | 0.35273 | 0.71326 | 0.11846
573 | 0.38509 | 0.57937 | 0.19787 | 0.15846 | 0.58024 | 0.088545 | 0.34918 | 0.37091 | 0.24174 | 0.33369 | 0.71615 | 0.11188
574 | 0.39363 | 0.6853 | 0.28159 | 0.13796 | 0.65402 | 0.11223 | 0.34572 | 0.3997 | 0.23044 | 0.31409 | 0.7136 | 0.10455
575 | 0.17473 | 0.77874 | 0.2426 | 0.1493 | 0.74669 | 0.18837 | 0.32507 | 0.42826 | 0.21747 | 0.27777 | 0.70134 | 0.089601
576 | 0.17934 | 0.78274 | 0.12785 | 0.41536 | 0.48413 | 0.25706 | 0.30288 | 0.47117 | 0.21836 | 0.26273 | 0.69871 | 0.081231
577 | 0.16561 | 0.72312 | 0.089971 | 0.5171 | 0.23997 | 0.20893 | 0.27019 | 0.50401 | 0.21232 | 0.2505 | 0.69017 | 0.074986
578 | 0.053709 | 0.68967 | 0.061223 | 0.49235 | 0.13133 | 0.19637 | 0.24274 | 0.53612 | 0.20239 | 0.2391 | 0.68332 | 0.067605
579 | 0.022496 | 0.57546 | 0.068612 | 0.38218 | 0.16825 | 0.14312 | 0.22 | 0.56475 | 0.18325 | 0.23252 | 0.67382 | 0.06185
580 | 0.028117 | 0.52554 | 0.1474 | 0.27584 | 0.28766 | 0.17337 | 0.20355 | 0.59614 | 0.1578 | 0.23163 | 0.6596 | 0.057262
581 | 0.074291 | 0.59352 | 0.15375 | 0.23448 | 0.25488 | 0.29308 | 0.19291 | 0.63532 | 0.13384 | 0.24085 | 0.64534 | 0.054092
582 | 0.082295 | 0.63197 | 0.1583 | 0.13348 | 0.40884 | 0.41675 | 0.18576 | 0.67163 | 0.11478 | 0.25821 | 0.63014 | 0.054119
583 | 0.08718 | 0.47657 | 0.14935 | 0.0774 | 0.55404 | 0.34144 | 0.178 | 0.7119 | 0.10516 | 0.26064 | 0.62542 | 0.056401
584 | 0.066747 | 0.38639 | 0.1482 | 0.064219 | 0.62467 | 0.29 | 0.16536 | 0.75116 | 0.10944 | 0.24772 | 0.63261 | 0.063621
585 | 0.092515 | 0.23404 | 0.13408 | 0.033242 | 0.6619 | 0.22428 | 0.14639 | 0.769 | 0.12854 | 0.25233 | 0.63507 | 0.076052
586 | 0.059096 | 0.15304 | 0.10532 | 0.039811 | 0.71507 | 0.25942 | 0.12471 | 0.75917 | 0.14595 | 0.27984 | 0.61604 | 0.077044
587 | 0.082483 | 0.11868 | 0.070406 | 0.1601 | 0.64773 | 0.29479 | 0.098862 | 0.72282 | 0.15618 | 0.34222 | 0.57862 | 0.057083
588 | 0.25069 | 0.14293 | 0.089339 | 0.18018 | 0.55481 | 0.38137 | 0.079351 | 0.67614 | 0.15883 | 0.41429 | 0.53391 | 0.039099
589 | 0.275 | 0.09584 | 0.062666 | 0.15235 | 0.51496 | 0.31079 | 0.077206 | 0.68045 | 0.18157 | 0.46069 | 0.53013 | 0.036215
590 | 0.11055 | 0.072475 | 0.027257 | 0.15373 | 0.54706 | 0.26948 | 0.079217 | 0.69656 | 0.21387 | 0.39909 | 0.53184 | 0.036924
591 | 0.038795 | 0.046366 | 0.010634 | 0.10608 | 0.67096 | 0.28505 | 0.087382 | 0.72912 | 0.26484 | 0.32452 | 0.54365 | 0.043738
592 | 0.026037 | 0.073135 | 0.025719 | 0.13586 | 0.78997 | 0.30351 | 0.099977 | 0.76768 | 0.34768 | 0.27536 | 0.5657 | 0.055766
593 | 0.055942 | 0.07732 | 0.045783 | 0.080685 | 0.84689 | 0.23934 | 0.11312 | 0.78105 | 0.43475 | 0.27924 | 0.57696 | 0.067131
594 | 0.16403 | 0.13391 | 0.065978 | 0.051802 | 0.84435 | 0.28071 | 0.12538 | 0.77741 | 0.50609 | 0.32784 | 0.57619 | 0.062238
595 | 0.19935 | 0.15837 | 0.054376 | 0.077706 | 0.81916 | 0.21984 | 0.12951 | 0.75818 | 0.56205 | 0.39601 | 0.562 | 0.050647
596 | 0.16802 | 0.15403 | 0.03111 | 0.21976 | 0.79777 | 0.20279 | 0.12856 | 0.72569 | 0.60405 | 0.46492 | 0.53832 | 0.046149
597 | 0.10685 | 0.094376 | 0.01171 | 0.19352 | 0.76278 | 0.17984 | 0.12486 | 0.68646 | 0.63235 | 0.51864 | 0.50408 | 0.045757
598 | 0.22849 | 0.085419 | 0.017757 | 0.38637 | 0.82479 | 0.19777 | 0.12275 | 0.64738 | 0.65175 | 0.56038 | 0.46299 | 0.048981
599 | 0.44104 | 0.13667 | 0.028585 | 0.60391 | 0.84268 | 0.2151 | 0.11909 | 0.603 | 0.65264 | 0.59059 | 0.41137 | 0.050675
600 | 0.4779 | 0.25855 | 0.064994 | 0.68025 | 0.7913 | 0.30546 | 0.12669 | 0.58072 | 0.65567 | 0.63115 | 0.37442 | 0.058172
601 | 0.45403 | 0.27594 | 0.04645 | 0.69816 | 0.73873 | 0.25154 | 0.13323 | 0.56482 | 0.64492 | 0.66976 | 0.32972 | 0.067531
602 | 0.45659 | 0.25908 | 0.028543 | 0.6825 | 0.69736 | 0.205 | 0.14751 | 0.57337 | 0.63799 | 0.709 | 0.29383 | 0.071447
603 | 0.23097 | 0.12998 | 0.02299 | 0.41465 | 0.71176 | 0.13809 | 0.17011 | 0.57699 | 0.62617 | 0.73446 | 0.25881 | 0.072981
604 | 0.21133 | 0.098973 | 0.037349 | 0.38925 | 0.70448 | 0.10394 | 0.20627 | 0.56439 | 0.61353 | 0.74724 | 0.22658 | 0.071879
605 | 0.3303 | 0.12827 | 0.052054 | 0.50496 | 0.67484 | 0.13164 | 0.26087 | 0.52342 | 0.60583 | 0.74782 | 0.1906 | 0.070948
606 | 0.13424 | 0.15178 | 0.13726 | 0.59742 | 0.67114 | 0.23217 | 0.3345 | 0.46607 | 0.59749 | 0.74844 | 0.1585 | 0.076782
607 | 0.074549 | 0.10257 | 0.12595 | 0.5777 | 0.762 | 0.22918 | 0.43279 | 0.40965 | 0.59003 | 0.75559 | 0.13902 | 0.086302
608 | 0.12031 | 0.061323 | 0.1054 | 0.49287 | 0.75932 | 0.2172 | 0.53526 | 0.36656 | 0.58249 | 0.76689 | 0.13455 | 0.098142
609 | 0.106 | 0.012991 | 0.076529 | 0.33527 | 0.77038 | 0.14379 | 0.61106 | 0.33737 | 0.56531 | 0.77525 | 0.14113 | 0.11822
610 | 0.18649 | 0.014348 | 0.091068 | 0.4135 | 0.81143 | 0.13653 | 0.651 | 0.31604 | 0.52821 | 0.76214 | 0.15115 | 0.12998
611 | 0.26112 | 0.032364 | 0.088427 | 0.41157 | 0.81823 | 0.19061 | 0.67271 | 0.29802 | 0.47764 | 0.72002 | 0.15637 | 0.12089
612 | 0.19138 | 0.05139 | 0.14835 | 0.41149 | 0.77842 | 0.2745 | 0.68219 | 0.28166 | 0.42406 | 0.6559 | 0.16407 | 0.10083
613 | 0.18623 | 0.036659 | 0.12207 | 0.3282 | 0.70666 | 0.22335 | 0.73042 | 0.29056 | 0.41091 | 0.62194 | 0.19965 | 0.087663
614 | 0.19394 | 0.029906 | 0.086234 | 0.29481 | 0.65674 | 0.15554 | 0.77677 | 0.28619 | 0.40015 | 0.59133 | 0.2508 | 0.069879
615 | 0.11796 | 0.023041 | 0.050775 | 0.23153 | 0.66685 | 0.074801 | 0.81249 | 0.27538 | 0.40684 | 0.58306 | 0.32253 | 0.055997
616 | 0.056877 | 0.035603 | 0.052109 | 0.23413 | 0.68975 | 0.05906 | 0.8222 | 0.27005 | 0.4277 | 0.58323 | 0.42508 | 0.056004
617 | 0.029021 | 0.076214 | 0.055053 | 0.19447 | 0.69135 | 0.10477 | 0.80756 | 0.2716 | 0.44612 | 0.57619 | 0.51417 | 0.073629
618 | 0.10247 | 0.16284 | 0.090695 | 0.12261 | 0.37598 | 0.16647 | 0.77696 | 0.28205 | 0.45685 | 0.57423 | 0.57426 | 0.097345
619 | 0.18138 | 0.20357 | 0.071135 | 0.064382 | 0.29526 | 0.12492 | 0.71811 | 0.29525 | 0.4642 | 0.57608 | 0.62156 | 0.1141
620 | 0.36159 | 0.25628 | 0.054539 | 0.025346 | 0.51319 | 0.10248 | 0.66111 | 0.31365 | 0.46859 | 0.57146 | 0.67156 | 0.11305
621 | 0.45994 | 0.23962 | 0.034945 | 0.018278 | 0.65596 | 0.032561 | 0.60838 | 0.33974 | 0.46924 | 0.57057 | 0.72165 | 0.098151
622 | 0.52865 | 0.29832 | 0.046953 | 0.029411 | 0.74794 | 0.032939 | 0.55858 | 0.37015 | 0.46861 | 0.57149 | 0.75762 | 0.080061
623 | 0.28624 | 0.36238 | 0.039613 | 0.046683 | 0.76984 | 0.076217 | 0.50659 | 0.40369 | 0.45788 | 0.56754 | 0.76591 | 0.062108
624 | 0.43205 | 0.47072 | 0.074906 | 0.052686 | 0.72856 | 0.068264 | 0.4808 | 0.4529 | 0.46386 | 0.5701 | 0.77515 | 0.053734
625 | 0.43134 | 0.43298 | 0.049081 | 0.049783 | 0.72163 | 0.057004 | 0.45913 | 0.49996 | 0.46144 | 0.5677 | 0.77875 | 0.049576
626 | 0.29867 | 0.39463 | 0.03922 | 0.083678 | 0.75393 | 0.091952 | 0.4566 | 0.54991 | 0.45515 | 0.56098 | 0.78842 | 0.044412
627 | 0.35783 | 0.25883 | 0.024556 | 0.18361 | 0.77807 | 0.023197 | 0.45585 | 0.58722 | 0.43468 | 0.55008 | 0.79479 | 0.040644
628 | 0.3952 | 0.28415 | 0.046195 | 0.24312 | 0.82584 | 0.029376 | 0.45612 | 0.61711 | 0.40581 | 0.53935 | 0.79849 | 0.037969
629 | 0.28635 | 0.36807 | 0.071478 | 0.23146 | 0.83191 | 0.13789 | 0.45063 | 0.64345 | 0.36786 | 0.53763 | 0.80197 | 0.034866
630 | 0.53932 | 0.40135 | 0.13814 | 0.31188 | 0.75838 | 0.37155 | 0.44892 | 0.6652 | 0.32997 | 0.54808 | 0.80235 | 0.032925
631 | 0.47979 | 0.36998 | 0.11931 | 0.23969 | 0.63946 | 0.42204 | 0.4654 | 0.68535 | 0.29935 | 0.55459 | 0.80168 | 0.034343
632 | 0.19837 | 0.32347 | 0.11362 | 0.2447 | 0.61539 | 0.44603 | 0.50873 | 0.70328 | 0.28035 | 0.54946 | 0.79812 | 0.04235
633 | 0.12661 | 0.24113 | 0.10616 | 0.28503 | 0.55044 | 0.26146 | 0.55151 | 0.70991 | 0.26261 | 0.53064 | 0.78401 | 0.056528
634 | 0.1136 | 0.28569 | 0.15378 | 0.29182 | 0.61947 | 0.14269 | 0.56951 | 0.70294 | 0.22919 | 0.49243 | 0.73483 | 0.064524
635 | 0.066733 | 0.40617 | 0.20449 | 0.23561 | 0.61529 | 0.10307 | 0.56642 | 0.68059 | 0.18997 | 0.44571 | 0.64374 | 0.05486
636 | 0.078017 | 0.39615 | 0.26795 | 0.25786 | 0.35205 | 0.038615 | 0.54795 | 0.646 | 0.14903 | 0.39051 | 0.52158 | 0.040665
637 | 0.05922 | 0.294 | 0.23689 | 0.20493 | 0.25047 | 0.10022 | 0.55802 | 0.64097 | 0.12318 | 0.36832 | 0.45102 | 0.032256
638 | 0.021226 | 0.20566 | 0.2127 | 0.17638 | 0.23233 | 0.304 | 0.56054 | 0.63591 | 0.095459 | 0.32585 | 0.42283 | 0.021656
639 | 0 | 0.095141 | 0.17789 | 0.15415 | 0.17733 | 0.12337 | 0.55993 | 0.63568 | 0.076398 | 0.29217 | 0.42696 | 0.013318
640 | 0.01606 | 0.083618 | 0.27187 | 0.14445 | 0.16683 | 0.071149 | 0.54784 | 0.63521 | 0.076101 | 0.25718 | 0.44359 | 0.011415
641 | 0.050843 | 0.092323 | 0.32708 | 0.14246 | 0.11956 | 0.17106 | 0.49827 | 0.61155 | 0.10147 | 0.21336 | 0.44067 | 0.018099
642 | 0.25178 | 0.11579 | 0.42982 | 0.21714 | 0.097672 | 0.19823 | 0.43497 | 0.5673 | 0.14335 | 0.16464 | 0.42648 | 0.026127
643 | 0.19822 | 0.077143 | 0.40352 | 0.19393 | 0.079313 | 0.1269 | 0.35866 | 0.51416 | 0.18574 | 0.12477 | 0.39789 | 0.033032
644 | 0.075899 | 0.057147 | 0.38189 | 0.21041 | 0.091176 | 0.067849 | 0.30633 | 0.46845 | 0.22162 | 0.10368 | 0.37578 | 0.035321
645 | 0.03273 | 0.044438 | 0.3159 | 0.13064 | 0.0953 | 0.099758 | 0.28709 | 0.42492 | 0.25051 | 0.093687 | 0.35554 | 0.032349
646 | 0.043791 | 0.076814 | 0.35881 | 0.19804 | 0.21858 | 0.10305 | 0.27258 | 0.39582 | 0.28058 | 0.085764 | 0.33183 | 0.029277
647 | 0.055896 | 0.039162 | 0.44951 | 0.18956 | 0.44678 | 0.17526 | 0.24533 | 0.37013 | 0.30339 | 0.071171 | 0.29099 | 0.024893
648 | 0.32474 | 0.05713 | 0.45375 | 0.29323 | 0.52783 | 0.37004 | 0.22545 | 0.37909 | 0.34359 | 0.064437 | 0.26491 | 0.023721
649 | 0.16549 | 0.055345 | 0.32545 | 0.22475 | 0.52988 | 0.37246 | 0.20591 | 0.39648 | 0.3835 | 0.061866 | 0.23634 | 0.024948
650 | 0.040677 | 0.02979 | 0.24985 | 0.18466 | 0.47471 | 0.32583 | 0.19971 | 0.43463 | 0.41985 | 0.062359 | 0.22238 | 0.025377
651 | 0 | 0.024942 | 0.13008 | 0.081968 | 0.22225 | 0.22869 | 0.19785 | 0.48645 | 0.45344 | 0.073165 | 0.21201 | 0.028682
652 | 0 | 0.056875 | 0.10986 | 0.057841 | 0.18472 | 0.19621 | 0.19943 | 0.53617 | 0.48354 | 0.094509 | 0.19693 | 0.035753
653 | 0.016073 | 0.039595 | 0.13771 | 0.070485 | 0.43801 | 0.15377 | 0.19646 | 0.57919 | 0.50505 | 0.11876 | 0.17676 | 0.055939
654 | 0.046625 | 0.13085 | 0.13023 | 0.082261 | 0.57673 | 0.17576 | 0.19173 | 0.61361 | 0.51882 | 0.14782 | 0.15617 | 0.099297
655 | 0.055903 | 0.25993 | 0.070871 | 0.05194 | 0.59815 | 0.20825 | 0.18458 | 0.64643 | 0.52568 | 0.18774 | 0.14634 | 0.17712
656 | 0.049607 | 0.2896 | 0.049443 | 0.080286 | 0.57163 | 0.2033 | 0.17781 | 0.67178 | 0.53291 | 0.24529 | 0.15075 | 0.29289
657 | 0.02035 | 0.14201 | 0.016292 | 0.049099 | 0.46317 | 0.30548 | 0.16782 | 0.6834 | 0.5252 | 0.29182 | 0.16137 | 0.37387
658 | 0.042149 | 0.096226 | 0.018981 | 0.053559 | 0.43164 | 0.44892 | 0.14041 | 0.67085 | 0.49065 | 0.2786 | 0.15833 | 0.36455
659 | 0.24145 | 0.066845 | 0.060565 | 0.10435 | 0.48807 | 0.3057 | 0.097477 | 0.63688 | 0.44124 | 0.19949 | 0.1419 | 0.25421
660 | 0.2565 | 0.0941 | 0.080851 | 0.21372 | 0.19914 | 0.25913 | 0.065354 | 0.59564 | 0.39752 | 0.11916 | 0.13376 | 0.11839
661 | 0.23143 | 0.078352 | 0.069589 | 0.17109 | 0.16527 | 0.23737 | 0.057937 | 0.60125 | 0.4037 | 0.098851 | 0.15103 | 0.05812
662 | 0.28003 | 0.068292 | 0.066962 | 0.24621 | 0.17752 | 0.18588 | 0.065154 | 0.62027 | 0.4221 | 0.12072 | 0.17378 | 0.034274
663 | 0.1086 | 0.04112 | 0.032603 | 0.1364 | 0.1176 | 0.1719 | 0.081755 | 0.65052 | 0.46142 | 0.1776 | 0.20311 | 0.022975
664 | 0.12603 | 0.046486 | 0.066369 | 0.11527 | 0.10567 | 0.15789 | 0.10691 | 0.68819 | 0.51181 | 0.26003 | 0.24391 | 0.02129
665 | 0.30557 | 0.026461 | 0.12928 | 0.26225 | 0.061046 | 0.20121 | 0.12748 | 0.70928 | 0.54658 | 0.3215 | 0.28074 | 0.031421
666 | 0.34529 | 0.050688 | 0.14706 | 0.32558 | 0.153 | 0.19024 | 0.14466 | 0.71892 | 0.5567 | 0.34641 | 0.31223 | 0.04668
667 | 0.28082 | 0.038309 | 0.1359 | 0.28515 | 0.19652 | 0.18081 | 0.15411 | 0.71801 | 0.55115 | 0.35169 | 0.33738 | 0.061916
668 | 0.25421 | 0.023606 | 0.14599 | 0.23333 | 0.1542 | 0.22456 | 0.1589 | 0.71553 | 0.53276 | 0.36431 | 0.36716 | 0.065704
669 | 0.065422 | 0.010597 | 0.078455 | 0.20098 | 0.101 | 0.27971 | 0.15746 | 0.71083 | 0.50779 | 0.39338 | 0.40029 | 0.060598
670 | 0.07059 | 0.029919 | 0.14198 | 0.31502 | 0.097212 | 0.59696 | 0.15486 | 0.7016 | 0.49214 | 0.41724 | 0.42672 | 0.052595
671 | 0.19098 | 0.03395 | 0.21645 | 0.26377 | 0.068943 | 0.47472 | 0.14649 | 0.68576 | 0.47868 | 0.41907 | 0.42703 | 0.042971
672 | 0.11113 | 0.047329 | 0.17559 | 0.086152 | 0.16844 | 0.28203 | 0.14821 | 0.68425 | 0.49612 | 0.45812 | 0.429 | 0.040396
673 | 0.11335 | 0.051387 | 0.14318 | 0.069179 | 0.23863 | 0.15014 | 0.14651 | 0.67584 | 0.51012 | 0.51424 | 0.41587 | 0.04236
674 | 0.18573 | 0.032618 | 0.1313 | 0.095916 | 0.15083 | 0.12511 | 0.14809 | 0.67043 | 0.53146 | 0.57013 | 0.41469 | 0.045587
675 | 0.069711 | 0.013552 | 0.12792 | 0.07373 | 0.15703 | 0.058527 | 0.15318 | 0.6629 | 0.55271 | 0.62093 | 0.41344 | 0.052302
676 | 0.10328 | 0.016038 | 0.19214 | 0.049095 | 0.25986 | 0.050635 | 0.1596 | 0.65429 | 0.57403 | 0.67324 | 0.40679 | 0.063741
677 | 0.36268 | 0.010374 | 0.2036 | 0.02755 | 0.2507 | 0.024762 | 0.16422 | 0.64372 | 0.5983 | 0.71684 | 0.39038 | 0.075062
678 | 0.53994 | 0 | 0.23998 | 0.045109 | 0.17206 | 0.13126 | 0.17131 | 0.63379 | 0.62078 | 0.74477 | 0.373 | 0.094481
679 | 0.5637 | 0 | 0.20855 | 0.15291 | 0.12653 | 0.34537 | 0.19366 | 0.62527 | 0.6411 | 0.75705 | 0.37918 | 0.13003
680 | 0.57108 | 0 | 0.21755 | 0.26323 | 0.15633 | 0.3348 | 0.24526 | 0.62157 | 0.65137 | 0.74943 | 0.4073 | 0.19651
681 | 0.31872 | 0 | 0.18251 | 0.029098 | 0.034515 | 0.10176 | 0.31791 | 0.61487 | 0.64281 | 0.72963 | 0.43476 | 0.2618
682 | 0.29135 | 0 | 0.27019 | 0.028642 | 0.027434 | 0.15326 | 0.35019 | 0.58671 | 0.60351 | 0.70525 | 0.43419 | 0.26904
683 | 0.51855 | 0.010051 | 0.27209 | 0.043651 | 0.045144 | 0.12079 | 0.3209 | 0.54932 | 0.55469 | 0.69712 | 0.40503 | 0.19349
684 | 0.55195 | 0.022139 | 0.2918 | 0.12095 | 0.087597 | 0.20077 | 0.28429 | 0.51138 | 0.49427 | 0.6805 | 0.36095 | 0.11058
685 | 0.45931 | 0.014439 | 0.28896 | 0.14862 | 0.049675 | 0.13791 | 0.29909 | 0.50562 | 0.47237 | 0.67151 | 0.3687 | 0.073927
686 | 0.38158 | 0 | 0.22972 | 0.15597 | 0.11143 | 0.052164 | 0.33818 | 0.50561 | 0.44228 | 0.6202 | 0.38948 | 0.056628
687 | 0.16905 | 0 | 0.15282 | 0.075306 | 0.043174 | 0.074354 | 0.40272 | 0.518 | 0.40849 | 0.5276 | 0.42818 | 0.04584
688 | 0.22978 | 0 | 0.19284 | 0.061212 | 0.067737 | 0.143 | 0.48096 | 0.53485 | 0.37442 | 0.43834 | 0.47029 | 0.042777
689 | 0.4045 | 0.011764 | 0.10787 | 0.026906 | 0.141 | 0.066634 | 0.52893 | 0.54658 | 0.32586 | 0.36917 | 0.47136 | 0.054288
690 | 0.44119 | 0.037316 | 0.11374 | 0.057015 | 0.05227 | 0.028218 | 0.54508 | 0.55112 | 0.30026 | 0.31679 | 0.44908 | 0.073578
691 | 0.56493 | 0.037173 | 0.1776 | 0.15113 | 0.098157 | 0.090862 | 0.55395 | 0.54897 | 0.30537 | 0.25496 | 0.40982 | 0.091629
692 | 0.62967 | 0.04037 | 0.1954 | 0.10153 | 0.29856 | 0.21009 | 0.57069 | 0.55213 | 0.3184 | 0.19679 | 0.37427 | 0.099941
693 | 0.33106 | 0.028474 | 0.17693 | 0.037166 | 0.2219 | 0.17997 | 0.57947 | 0.55309 | 0.31948 | 0.14698 | 0.34659 | 0.099777
694 | 0.31359 | 0.063019 | 0.19273 | 0.046694 | 0.36941 | 0.15226 | 0.57362 | 0.5538 | 0.30547 | 0.11088 | 0.31615 | 0.098301
695 | 0.46607 | 0.13009 | 0.20843 | 0.070441 | 0.61965 | 0.076802 | 0.55623 | 0.54591 | 0.27788 | 0.080775 | 0.26206 | 0.090665
696 | 0.18896 | 0.16927 | 0.26173 | 0.22788 | 0.59747 | 0.015112 | 0.54607 | 0.55142 | 0.2762 | 0.063861 | 0.22327 | 0.090045
697 | 0.13502 | 0.13173 | 0.21736 | 0.28266 | 0.53275 | 0.036668 | 0.53085 | 0.54579 | 0.27194 | 0.051242 | 0.17651 | 0.089726
698 | 0.29001 | 0.10592 | 0.15125 | 0.34108 | 0.53365 | 0.15972 | 0.52638 | 0.5393 | 0.26547 | 0.042024 | 0.15032 | 0.087762
699 | 0.15469 | 0.053892 | 0.072848 | 0.31854 | 0.32178 | 0.02949 | 0.52347 | 0.52439 | 0.25159 | 0.043811 | 0.13384 | 0.085815
700 | 0.21825 | 0.074541 | 0.12952 | 0.3194 | 0.24103 | 0.07737 | 0.52601 | 0.50025 | 0.23592 | 0.058142 | 0.1182 | 0.084293
701 | 0.36001 | 0.12021 | 0.17169 | 0.37121 | 0.2232 | 0.11804 | 0.53591 | 0.46909 | 0.2182 | 0.079525 | 0.099728 | 0.080396
702 | 0.1105 | 0.14234 | 0.19159 | 0.4632 | 0.082691 | 0.26299 | 0.54939 | 0.43271 | 0.19444 | 0.1154 | 0.085387 | 0.082774
703 | 0.14823 | 0.13812 | 0.22777 | 0.60651 | 0.12143 | 0.23496 | 0.56543 | 0.40322 | 0.17313 | 0.15622 | 0.079195 | 0.10248
704 | 0.32287 | 0.13468 | 0.2651 | 0.69067 | 0.1981 | 0.19168 | 0.57979 | 0.38704 | 0.16574 | 0.19814 | 0.089117 | 0.15194
705 | 0.1461 | 0.076938 | 0.27083 | 0.44158 | 0.12212 | 0.099528 | 0.57985 | 0.36781 | 0.17943 | 0.23257 | 0.11781 | 0.19331
706 | 0.12844 | 0.088879 | 0.31241 | 0.20978 | 0.15378 | 0.042202 | 0.56427 | 0.33654 | 0.19528 | 0.23358 | 0.14852 | 0.18976
707 | 0.25512 | 0.1306 | 0.24345 | 0.081031 | 0.36558 | 0.11496 | 0.54423 | 0.29943 | 0.21743 | 0.19963 | 0.16168 | 0.12416
708 | 0.12127 | 0.1742 | 0.14901 | 0.16421 | 0.37236 | 0.20305 | 0.51178 | 0.26078 | 0.2506 | 0.15866 | 0.16264 | 0.067352
709 | 0.15091 | 0.11023 | 0.096667 | 0.24627 | 0.3296 | 0.28981 | 0.52063 | 0.25064 | 0.30912 | 0.16308 | 0.18789 | 0.042791
710 | 0.30537 | 0.068463 | 0.057775 | 0.32496 | 0.34574 | 0.30325 | 0.52171 | 0.24002 | 0.37683 | 0.21016 | 0.2239 | 0.027119
711 | 0.22909 | 0.029472 | 0.020244 | 0.2767 | 0.14875 | 0.15718 | 0.53163 | 0.23664 | 0.46752 | 0.28312 | 0.2779 | 0.015693
712 | 0.28795 | 0.047441 | 0.018166 | 0.26023 | 0.12679 | 0.15047 | 0.55094 | 0.24255 | 0.5635 | 0.34963 | 0.35131 | 0.009971
713 | 0.52553 | 0.10948 | 0.039346 | 0.14635 | 0.25655 | 0.38246 | 0.55326 | 0.25866 | 0.63264 | 0.36627 | 0.41022 | 0.012104
714 | 0.67286 | 0.2336 | 0.11095 | 0.1002 | 0.27149 | 0.37576 | 0.54238 | 0.28143 | 0.67284 | 0.35231 | 0.4691 | 0.015521
715 | 0.65076 | 0.23659 | 0.12142 | 0.13869 | 0.25022 | 0.33534 | 0.52144 | 0.30232 | 0.69165 | 0.34143 | 0.53426 | 0.019889
716 | 0.61939 | 0.21046 | 0.12028 | 0.28631 | 0.26402 | 0.27952 | 0.49057 | 0.32392 | 0.6988 | 0.36366 | 0.6078 | 0.021459
717 | 0.44039 | 0.097382 | 0.096319 | 0.28569 | 0.075382 | 0.065065 | 0.45545 | 0.34309 | 0.69414 | 0.40414 | 0.67396 | 0.022034
718 | 0.44781 | 0.15252 | 0.087485 | 0.23593 | 0.062846 | 0.10203 | 0.41976 | 0.36293 | 0.68615 | 0.43699 | 0.72642 | 0.021949
719 | 0.34009 | 0.19578 | 0.072866 | 0.16529 | 0.12343 | 0.15418 | 0.38488 | 0.37767 | 0.6693 | 0.43665 | 0.75668 | 0.020093
720 | 0.36862 | 0.19448 | 0.11682 | 0.021924 | 0.068408 | 0.16266 | 0.36736 | 0.4063 | 0.65318 | 0.43758 | 0.7873 | 0.021854
721 | 0.44641 | 0.36527 | 0.2218 | 0.045412 | 0.051561 | 0.32911 | 0.3434 | 0.43406 | 0.61814 | 0.43906 | 0.80255 | 0.024209
722 | 0.15885 | 0.27348 | 0.20009 | 0.071836 | 0.02912 | 0.44056 | 0.32912 | 0.46616 | 0.57359 | 0.45441 | 0.81497 | 0.025248
723 | 0.13531 | 0.14155 | 0.16594 | 0.064653 | 0.024902 | 0.39064 | 0.31444 | 0.49815 | 0.5101 | 0.48755 | 0.81326 | 0.02634
724 | 0.30174 | 0.16867 | 0.26594 | 0.0822 | 0.030114 | 0.16172 | 0.30278 | 0.52753 | 0.43729 | 0.53215 | 0.80614 | 0.027734
725 | 0.26049 | 0.16715 | 0.3011 | 0.0139 | 0.031955 | 0.19769 | 0.2899 | 0.55804 | 0.37529 | 0.5801 | 0.79826 | 0.029502
726 | 0.54782 | 0.14981 | 0.43887 | 0.072129 | 0.027827 | 0.44511 | 0.28177 | 0.58982 | 0.33194 | 0.62375 | 0.81366 | 0.0364
727 | 0.42712 | 0.10782 | 0.34449 | 0.26981 | 0.031188 | 0.41836 | 0.28059 | 0.62347 | 0.31564 | 0.64619 | 0.8322 | 0.061204
728 | 0.2453 | 0.07211 | 0.20261 | 0.16488 | 0.02396 | 0.27421 | 0.29209 | 0.65405 | 0.3188 | 0.6491 | 0.8315 | 0.1318
729 | 0.25838 | 0.072053 | 0.096584 | 0.074364 | 0.017757 | 0.20491 | 0.30019 | 0.6732 | 0.32829 | 0.6337 | 0.81673 | 0.21681
730 | 0.24339 | 0.10408 | 0.098672 | 0.1967 | 0.019064 | 0.33009 | 0.2782 | 0.67665 | 0.33104 | 0.6152 | 0.77294 | 0.23224
731 | 0.21512 | 0.11936 | 0.081243 | 0.48002 | 0.023132 | 0.19781 | 0.23015 | 0.67029 | 0.33083 | 0.63367 | 0.71884 | 0.14809
732 | 0.3109 | 0.15667 | 0.23751 | 0.77012 | 0.051173 | 0.24144 | 0.17563 | 0.65353 | 0.32142 | 0.65748 | 0.6659 | 0.058897
733 | 0.29543 | 0.20199 | 0.25023 | 0.76508 | 0.089199 | 0.37823 | 0.1569 | 0.65382 | 0.3432 | 0.70017 | 0.65576 | 0.020222
734 | 0.19669 | 0.21674 | 0.18025 | 0.69956 | 0.11534 | 0.41944 | 0.14903 | 0.63738 | 0.35307 | 0.71915 | 0.64074 | 0.0063105
735 | 0.18538 | 0.28024 | 0.11121 | 0.64774 | 0.097681 | 0.40578 | 0.15705 | 0.61064 | 0.37812 | 0.73117 | 0.62749 | 0.0017288
736 | 0.22999 | 0.40351 | 0.10046 | 0.51142 | 0.12827 | 0.30463 | 0.1756 | 0.56453 | 0.42304 | 0.73714 | 0.61235 | 0.00066005
737 | 0.21384 | 0.52783 | 0.11527 | 0.2097 | 0.13157 | 0.063165 | 0.19068 | 0.49333 | 0.46459 | 0.72389 | 0.54561 | 0.00095661
738 | 0.17882 | 0.53049 | 0.24305 | 0.30826 | 0.12915 | 0.12373 | 0.21199 | 0.40456 | 0.49614 | 0.69889 | 0.441 | 0.0035395
739 | 0.16896 | 0.43187 | 0.25772 | 0.56489 | 0.1455 | 0.28968 | 0.22494 | 0.32068 | 0.52072 | 0.66842 | 0.3544 | 0.013785
740 | 0.11722 | 0.31951 | 0.23804 | 0.58367 | 0.24081 | 0.19023 | 0.22483 | 0.26445 | 0.54193 | 0.64106 | 0.3588 | 0.031832
741 | 0.03686 | 0.24191 | 0.20435 | 0.50708 | 0.19431 | 0.14077 | 0.21616 | 0.23509 | 0.55471 | 0.62232 | 0.42176 | 0.056087
742 | 0.041324 | 0.29954 | 0.26719 | 0.50398 | 0.2379 | 0.13929 | 0.19784 | 0.22189 | 0.55978 | 0.62359 | 0.4818 | 0.083401
743 | 0.053447 | 0.33816 | 0.34395 | 0.5401 | 0.22056 | 0.052705 | 0.16252 | 0.20402 | 0.54206 | 0.62619 | 0.50416 | 0.091782
744 | 0.25532 | 0.39225 | 0.50288 | 0.66181 | 0.33468 | 0.092691 | 0.14477 | 0.19923 | 0.52553 | 0.64945 | 0.52535 | 0.09383
745 | 0.26191 | 0.39698 | 0.47228 | 0.72555 | 0.31444 | 0.051924 | 0.18668 | 0.28431 | 0.61169 | 0.64544 | 0.62926 | 0.10868
746 | 0.23284 | 0.31757 | 0.3346 | 0.78865 | 0.39534 | 0.021366 | 0.18499 | 0.29651 | 0.57681 | 0.64661 | 0.64825 | 0.095283
747 | 0.24891 | 0.27642 | 0.26191 | 0.79044 | 0.37502 | 0.081047 | 0.19187 | 0.30529 | 0.5372 | 0.62843 | 0.66779 | 0.075694
748 | 0.35673 | 0.27791 | 0.30139 | 0.72627 | 0.43714 | 0.14597 | 0.21522 | 0.30553 | 0.50354 | 0.60317 | 0.69036 | 0.057476
749 | 0.37513 | 0.21964 | 0.28992 | 0.69418 | 0.46179 | 0.30311 | 0.25106 | 0.29704 | 0.48617 | 0.58041 | 0.71239 | 0.044796
750 | 0.55452 | 0.19375 | 0.31129 | 0.70126 | 0.56828 | 0.36619 | 0.28183 | 0.28127 | 0.4845 | 0.5509 | 0.72973 | 0.040898
751 | 0.63015 | 0.16034 | 0.22621 | 0.6299 | 0.51289 | 0.29293 | 0.27953 | 0.26781 | 0.49091 | 0.52505 | 0.74854 | 0.044753
752 | 0.60054 | 0.16311 | 0.17631 | 0.52985 | 0.38067 | 0.22357 | 0.23124 | 0.26158 | 0.50343 | 0.4853 | 0.75379 | 0.056185
753 | 0.54657 | 0.19954 | 0.090156 | 0.52599 | 0.22264 | 0.26448 | 0.16546 | 0.2473 | 0.5168 | 0.41786 | 0.73904 | 0.063035
754 | 0.52071 | 0.31384 | 0.036479 | 0.44187 | 0.18489 | 0.17 | 0.13554 | 0.22449 | 0.51993 | 0.37652 | 0.72772 | 0.047246
755 | 0.31959 | 0.33302 | 0.018912 | 0.256 | 0.18404 | 0.037473 | 0.14096 | 0.20316 | 0.53151 | 0.38161 | 0.73658 | 0.025337
756 | 0.17353 | 0.30344 | 0.047374 | 0.10226 | 0.25558 | 0.02959 | 0.15797 | 0.17113 | 0.53407 | 0.39565 | 0.74846 | 0.010354
757 | 0.27375 | 0.18282 | 0.059463 | 0.14619 | 0.19333 | 0.18888 | 0.19319 | 0.15791 | 0.56471 | 0.42683 | 0.76296 | 0.0052915
758 | 0.3041 | 0.093951 | 0.07511 | 0.097095 | 0.11419 | 0.13328 | 0.21281 | 0.14407 | 0.59311 | 0.4117 | 0.74394 | 0.0030823
759 | 0.2001 | 0.057535 | 0.08091 | 0.08783 | 0.073358 | 0.07711 | 0.23205 | 0.13276 | 0.61898 | 0.38228 | 0.70734 | 0.0023956
760 | 0.18607 | 0.090007 | 0.10392 | 0.19472 | 0.079638 | 0.084576 | 0.27212 | 0.12962 | 0.65907 | 0.41906 | 0.69273 | 0.0019407
761 | 0.15253 | 0.098098 | 0.065681 | 0.15785 | 0.11479 | 0.073671 | 0.34744 | 0.12979 | 0.70135 | 0.54253 | 0.70146 | 0.0022399
762 | 0.15829 | 0.057395 | 0.086239 | 0.42718 | 0.23797 | 0.17439 | 0.47304 | 0.13398 | 0.70425 | 0.63943 | 0.6957 | 0.0085657
763 | 0.30612 | 0.043317 | 0.043893 | 0.47836 | 0.23203 | 0.20467 | 0.57141 | 0.13953 | 0.68881 | 0.70196 | 0.68041 | 0.025164
764 | 0.28635 | 0.031094 | 0.037645 | 0.3458 | 0.13528 | 0.12276 | 0.62842 | 0.13977 | 0.65569 | 0.7522 | 0.66698 | 0.043744
765 | 0.2707 | 0.045685 | 0.037853 | 0.32033 | 0.072947 | 0.19624 | 0.66773 | 0.13789 | 0.61261 | 0.78221 | 0.65431 | 0.056294
766 | 0.2987 | 0.11155 | 0.03036 | 0.23686 | 0.090283 | 0.2315 | 0.69702 | 0.13382 | 0.56734 | 0.79719 | 0.64032 | 0.062
767 | 0.34399 | 0.15554 | 0.051622 | 0.094504 | 0.13515 | 0.16441 | 0.70493 | 0.12197 | 0.51489 | 0.80838 | 0.62113 | 0.061244
768 | 0.45646 | 0.14126 | 0.14433 | 0.012692 | 0.16054 | 0.13945 | 0.70907 | 0.11233 | 0.46512 | 0.81761 | 0.60521 | 0.060111
769 | 0.39975 | 0.096567 | 0.14257 | 0.079579 | 0.14096 | 0.18904 | 0.70146 | 0.10678 | 0.42767 | 0.81858 | 0.58701 | 0.056684
770 | 0.31894 | 0.07546 | 0.11198 | 0.20659 | 0.12833 | 0.2903 | 0.68715 | 0.11229 | 0.39839 | 0.82325 | 0.58863 | 0.056085
771 | 0.21887 | 0.054319 | 0.11903 | 0.046001 | 0.071942 | 0.13571 | 0.66362 | 0.12333 | 0.36999 | 0.82752 | 0.59446 | 0.058668
772 | 0.42906 | 0.083777 | 0.1714 | 0.082036 | 0.11322 | 0.070621 | 0.63906 | 0.1358 | 0.34097 | 0.82893 | 0.61853 | 0.061039
773 | 0.7025 | 0.15382 | 0.1384 | 0.10282 | 0.12146 | 0.10051 | 0.61766 | 0.14481 | 0.31077 | 0.82905 | 0.65507 | 0.056457
774 | 0.76595 | 0.17236 | 0.1564 | 0.36251 | 0.34016 | 0.14423 | 0.59726 | 0.15191 | 0.28266 | 0.82623 | 0.70099 | 0.0498
775 | 0.64353 | 0.2095 | 0.14881 | 0.36531 | 0.2955 | 0.10865 | 0.56951 | 0.15709 | 0.25482 | 0.81933 | 0.74172 | 0.046756
776 | 0.5433 | 0.21886 | 0.10595 | 0.34899 | 0.15603 | 0.05359 | 0.52597 | 0.15658 | 0.23032 | 0.80536 | 0.7718 | 0.048048
777 | 0.37563 | 0.14157 | 0.082435 | 0.28246 | 0.049933 | 0.023506 | 0.44437 | 0.15229 | 0.21124 | 0.76722 | 0.77604 | 0.046371
778 | 0.32434 | 0.16726 | 0.097973 | 0.29323 | 0.051716 | 0 | 0.36416 | 0.1329 | 0.18549 | 0.70755 | 0.77045 | 0.033085
779 | 0.13218 | 0.1568 | 0.043668 | 0.2641 | 0.040173 | 0.010603 | 0.31056 | 0.12351 | 0.1696 | 0.65478 | 0.76693 | 0.017992
780 | 0.21265 | 0.075715 | 0.050743 | 0.51244 | 0.31281 | 0.1957 | 0.25755 | 0.1086 | 0.14926 | 0.60596 | 0.75507 | 0.0089927
781 | 0.26645 | 0.034806 | 0.0481 | 0.4765 | 0.16638 | 0.21761 | 0.2349 | 0.10499 | 0.15056 | 0.60687 | 0.75258 | 0.0060192
782 | 0.17697 | 0.015455 | 0.022626 | 0.35557 | 0.17327 | 0.10101 | 0.19122 | 0.091499 | 0.14743 | 0.61674 | 0.74258 | 0.0042582
783 | 0.14267 | 0.02827 | 0 | 0.26567 | 0.13299 | 0.038218 | 0.14479 | 0.077486 | 0.14731 | 0.63355 | 0.73599 | 0.0027249
784 | 0.13838 | 0.063613 | 0.013206 | 0.29185 | 0.24391 | 0.059053 | 0.10514 | 0.067847 | 0.16451 | 0.66845 | 0.74758 | 0.0023274
785 | 0.062046 | 0.17675 | 0.015045 | 0.33293 | 0.48708 | 0.034699 | 0.078583 | 0.06785 | 0.21313 | 0.72776 | 0.76615 | 0.0039448
786 | 0.033023 | 0.33058 | 0.027456 | 0.22977 | 0.37547 | 0.13151 | 0.088502 | 0.088776 | 0.28004 | 0.76536 | 0.77287 | 0.014423
787 | 0.040563 | 0.43594 | 0.030672 | 0.14911 | 0.32275 | 0.12413 | 0.1305 | 0.11411 | 0.34635 | 0.78531 | 0.77809 | 0.034934
788 | 0.012685 | 0.29473 | 0.017119 | 0.1314 | 0.41291 | 0.074971 | 0.15498 | 0.12982 | 0.39318 | 0.8061 | 0.78921 | 0.049336
789 | 0 | 0.17218 | 0.01274 | 0.10175 | 0.25591 | 0.061849 | 0.15306 | 0.13897 | 0.42494 | 0.82082 | 0.80428 | 0.053148
790 | 0.019024 | 0.15722 | 0.016429 | 0.11355 | 0.33896 | 0.075137 | 0.14752 | 0.14374 | 0.44009 | 0.82527 | 0.82043 | 0.051041
791 | 0.023435 | 0.19206 | 0.034957 | 0.16946 | 0.52631 | 0.025223 | 0.14973 | 0.14485 | 0.44411 | 0.82206 | 0.84393 | 0.045546
792 | 0.14113 | 0.18632 | 0.052927 | 0.078984 | 0.2831 | 0.071401 | 0.16399 | 0.14821 | 0.44767 | 0.82215 | 0.85493 | 0.041718
793 | 0.10849 | 0.19049 | 0.038416 | 0.03968 | 0.11879 | 0.048719 | 0.17774 | 0.14786 | 0.45031 | 0.81939 | 0.85784 | 0.039424
794 | 0.019323 | 0.28544 | 0.026254 | 0.040359 | 0.18757 | 0.031098 | 0.1898 | 0.14824 | 0.4584 | 0.82241 | 0.8565 | 0.043638
795 | 0.020145 | 0.35766 | 0 | 0.024984 | 0.14185 | 0.01833 | 0.19833 | 0.14789 | 0.46717 | 0.82376 | 0.84853 | 0.052581
796 | 0.030215 | 0.38981 | 0.021318 | 0.049222 | 0.16237 | 0.016874 | 0.20046 | 0.14994 | 0.47086 | 0.8256 | 0.83098 | 0.069043
797 | 0.042505 | 0.28358 | 0.046997 | 0.084306 | 0.24006 | 0 | 0.19486 | 0.15223 | 0.47252 | 0.83082 | 0.80679 | 0.097368
798 | 0.13152 | 0.24644 | 0.086931 | 0.063274 | 0.23314 | 0.12966 | 0.18151 | 0.15307 | 0.46342 | 0.83701 | 0.77482 | 0.14478
799 | 0.19589 | 0.21823 | 0.094951 | 0.039101 | 0.27807 | 0.381 | 0.15727 | 0.15299 | 0.43851 | 0.83854 | 0.73901 | 0.19661
800 | 0.16338 | 0.1368 | 0.091849 | 0.032252 | 0.08853 | 0.34798 | 0.11654 | 0.15085 | 0.40308 | 0.83525 | 0.68352 | 0.21967
801 | 0.16723 | 0.073634 | 0.045841 | 0.020967 | 0.068677 | 0.21244 | 0.098156 | 0.14613 | 0.34505 | 0.80534 | 0.60437 | 0.19637
802 | 0.25126 | 0.03314 | 0.062216 | 0.027979 | 0.054401 | 0.24544 | 0.09017 | 0.12867 | 0.27695 | 0.73152 | 0.54267 | 0.15004
803 | 0.14925 | 0.020647 | 0.099095 | 0.049284 | 0.082289 | 0.23736 | 0.097316 | 0.12485 | 0.22563 | 0.64874 | 0.53038 | 0.11005
804 | 0.34484 | 0.022532 | 0.13351 | 0.043603 | 0.12908 | 0.2975 | 0.10207 | 0.12383 | 0.17864 | 0.56914 | 0.52279 | 0.082615
805 | 0.25329 | 0.026502 | 0.11412 | 0.022803 | 0.16791 | 0.2258 | 0.11422 | 0.13965 | 0.1619 | 0.54843 | 0.55092 | 0.081128
806 | 0.1874 | 0.045067 | 0.078757 | 0.014054 | 0.13292 | 0.26898 | 0.10996 | 0.14976 | 0.14633 | 0.54504 | 0.55457 | 0.088626
807 | 0.16888 | 0.091735 | 0.029165 | 0 | 0.122 | 0.27298 | 0.10083 | 0.15603 | 0.13419 | 0.55958 | 0.54958 | 0.10292
808 | 0.28706 | 0.1343 | 0.030444 | 0 | 0.18717 | 0.38537 | 0.098722 | 0.17006 | 0.1271 | 0.60379 | 0.57485 | 0.12616
809 | 0.3859 | 0.10005 | 0.036272 | 0.010932 | 0.298 | 0.60614 | 0.11036 | 0.2045 | 0.12409 | 0.66283 | 0.63683 | 0.16251
810 | 0.28632 | 0.10408 | 0.043039 | 0.069029 | 0.42813 | 0.70551 | 0.14886 | 0.2604 | 0.13888 | 0.66482 | 0.67963 | 0.19735
811 | 0.22417 | 0.12023 | 0.042426 | 0.07835 | 0.49335 | 0.68062 | 0.22991 | 0.32845 | 0.15842 | 0.66721 | 0.70658 | 0.22546
812 | 0.11057 | 0.10997 | 0.030341 | 0.048398 | 0.61204 | 0.69097 | 0.27892 | 0.38085 | 0.16926 | 0.67966 | 0.72278 | 0.24034
813 | 0.086883 | 0.11637 | 0.015054 | 0 | 0.59923 | 0.49737 | 0.28016 | 0.42308 | 0.18783 | 0.69294 | 0.72817 | 0.24392
814 | 0.11406 | 0.11341 | 0.019853 | 0.020951 | 0.6349 | 0.42179 | 0.2598 | 0.45367 | 0.2176 | 0.7074 | 0.73057 | 0.23401
815 | 0.10662 | 0.032464 | 0.063654 | 0.067607 | 0.68906 | 0.55175 | 0.24647 | 0.46662 | 0.25835 | 0.71541 | 0.73558 | 0.21565
816 | 0.15795 | 0.035827 | 0.088516 | 0.36186 | 0.71076 | 0.49431 | 0.24707 | 0.47959 | 0.30902 | 0.72214 | 0.74301 | 0.1972
817 | 0.19666 | 0.046595 | 0.10917 | 0.59284 | 0.6758 | 0.36173 | 0.24715 | 0.49545 | 0.35705 | 0.72443 | 0.74425 | 0.18121
818 | 0.13729 | 0.047772 | 0.10373 | 0.50558 | 0.67643 | 0.31267 | 0.25637 | 0.51024 | 0.3958 | 0.73195 | 0.7497 | 0.18692
819 | 0.14249 | 0.034994 | 0.072673 | 0.41308 | 0.55701 | 0.26332 | 0.26953 | 0.52235 | 0.43191 | 0.73741 | 0.75477 | 0.20226
820 | 0.1186 | 0.087764 | 0.15081 | 0.50039 | 0.64089 | 0.30126 | 0.29068 | 0.536 | 0.45878 | 0.74173 | 0.76009 | 0.21922
821 | 0.17687 | 0.24042 | 0.26787 | 0.71317 | 0.69295 | 0.33619 | 0.32457 | 0.54699 | 0.46607 | 0.74211 | 0.77353 | 0.22862
822 | 0.19013 | 0.33403 | 0.39748 | 0.73124 | 0.68597 | 0.18918 | 0.36029 | 0.55413 | 0.45811 | 0.7373 | 0.78475 | 0.23105
823 | 0.25367 | 0.32714 | 0.41393 | 0.68664 | 0.61734 | 0.095855 | 0.3868 | 0.54928 | 0.44013 | 0.72521 | 0.79259 | 0.2407
824 | 0.22049 | 0.25605 | 0.32245 | 0.63393 | 0.60934 | 0.064421 | 0.38547 | 0.52553 | 0.41708 | 0.70594 | 0.78949 | 0.25083
825 | 0.20118 | 0.12941 | 0.19963 | 0.53339 | 0.55293 | 0.046234 | 0.33955 | 0.47334 | 0.37142 | 0.64637 | 0.77282 | 0.23912
826 | 0.20337 | 0.13976 | 0.26219 | 0.50484 | 0.54308 | 0.024506 | 0.2744 | 0.41082 | 0.30696 | 0.56003 | 0.74544 | 0.20873
827 | 0.13768 | 0.182 | 0.39455 | 0.66992 | 0.4984 | 0.020823 | 0.23392 | 0.3706 | 0.24121 | 0.49153 | 0.73919 | 0.17739
828 | 0.14499 | 0.23958 | 0.48042 | 0.65437 | 0.38667 | 0.15436 | 0.20809 | 0.3392 | 0.17704 | 0.45408 | 0.7346 | 0.14546
829 | 0.094711 | 0.17222 | 0.45781 | 0.65761 | 0.30683 | 0.26558 | 0.21044 | 0.33579 | 0.15354 | 0.49039 | 0.75481 | 0.1402
830 | 0.052692 | 0.11062 | 0.37952 | 0.63212 | 0.2532 | 0.22186 | 0.21137 | 0.32519 | 0.13484 | 0.53953 | 0.7662 | 0.14111
831 | 0.054679 | 0.068214 | 0.29269 | 0.44837 | 0.15372 | 0.20671 | 0.2115 | 0.30707 | 0.12078 | 0.57725 | 0.7625 | 0.15009
832 | 0.098636 | 0.057216 | 0.36793 | 0.46581 | 0.23557 | 0.31785 | 0.23177 | 0.29122 | 0.10491 | 0.63535 | 0.76962 | 0.16987
833 | 0.23766 | 0.039808 | 0.38404 | 0.70694 | 0.38367 | 0.1359 | 0.27953 | 0.27778 | 0.092125 | 0.68643 | 0.77541 | 0.19665
834 | 0.28905 | 0.049816 | 0.35132 | 0.70262 | 0.26452 | 0.097522 | 0.34765 | 0.25935 | 0.090775 | 0.69412 | 0.75058 | 0.20667
835 | 0.38382 | 0.038114 | 0.28758 | 0.65967 | 0.21499 | 0.12295 | 0.43939 | 0.256 | 0.093498 | 0.69933 | 0.7108 | 0.20936
836 | 0.32999 | 0.0202 | 0.19493 | 0.71727 | 0.33066 | 0.11662 | 0.49111 | 0.26317 | 0.093802 | 0.70918 | 0.69675 | 0.19777
837 | 0.19319 | 0.045077 | 0.15833 | 0.51784 | 0.30443 | 0.19126 | 0.49794 | 0.27291 | 0.099581 | 0.71565 | 0.70871 | 0.18216
838 | 0.15217 | 0.14759 | 0.14339 | 0.41475 | 0.38705 | 0.30415 | 0.48789 | 0.27745 | 0.11791 | 0.71068 | 0.726 | 0.16269
839 | 0.24159 | 0.24941 | 0.13845 | 0.57636 | 0.52921 | 0.25414 | 0.47831 | 0.27094 | 0.14358 | 0.69476 | 0.73138 | 0.14694
840 | 0.14418 | 0.32371 | 0.13495 | 0.35159 | 0.34773 | 0.16938 | 0.49115 | 0.25915 | 0.18415 | 0.67892 | 0.73703 | 0.13945
841 | 0.10138 | 0.3147 | 0.14979 | 0.22562 | 0.29414 | 0.10834 | 0.50787 | 0.24719 | 0.22969 | 0.66671 | 0.73331 | 0.12807
842 | 0.14639 | 0.22426 | 0.14807 | 0.27705 | 0.50833 | 0.096815 | 0.53077 | 0.2372 | 0.26118 | 0.67375 | 0.7345 | 0.12549
843 | 0.096991 | 0.19981 | 0.1641 | 0.28529 | 0.30189 | 0.11396 | 0.55815 | 0.23022 | 0.28275 | 0.69769 | 0.72574 | 0.12369
844 | 0.07378 | 0.17119 | 0.2052 | 0.40693 | 0.38628 | 0.13236 | 0.59016 | 0.22574 | 0.30026 | 0.72542 | 0.7089 | 0.12681
845 | 0.10863 | 0.069812 | 0.14487 | 0.47156 | 0.53474 | 0.049437 | 0.61565 | 0.21971 | 0.31162 | 0.74802 | 0.67204 | 0.13394
846 | 0.14457 | 0.06624 | 0.091702 | 0.48795 | 0.26738 | 0.036283 | 0.64049 | 0.21796 | 0.328 | 0.76653 | 0.62576 | 0.14828
847 | 0.1285 | 0.070724 | 0.15215 | 0.45319 | 0.20588 | 0.032664 | 0.66106 | 0.22007 | 0.34905 | 0.77566 | 0.57788 | 0.16413
848 | 0.078035 | 0.048414 | 0.24096 | 0.36289 | 0.27574 | 0.024151 | 0.66893 | 0.22193 | 0.37951 | 0.7706 | 0.53982 | 0.17216
849 | 0.089331 | 0.028695 | 0.25937 | 0.39052 | 0.25067 | 0.051846 | 0.64465 | 0.22282 | 0.38532 | 0.75313 | 0.49392 | 0.16382
850 | 0.083024 | 0.018387 | 0.29412 | 0.57879 | 0.31875 | 0.05546 | 0.61423 | 0.21127 | 0.35967 | 0.73384 | 0.45847 | 0.13398
851 | 0.14424 | 0.016238 | 0.41017 | 0.54723 | 0.42212 | 0.026526 | 0.59068 | 0.21505 | 0.32939 | 0.72191 | 0.45658 | 0.10231
852 | 0.085125 | 0.042921 | 0.5047 | 0.31941 | 0.30745 | 0.094922 | 0.56628 | 0.21619 | 0.29688 | 0.72177 | 0.44188 | 0.069891
853 | 0.070891 | 0.042202 | 0.44438 | 0.2199 | 0.30875 | 0.14469 | 0.56712 | 0.23723 | 0.3136 | 0.75738 | 0.45596 | 0.054498
854 | 0.0606 | 0.025514 | 0.33167 | 0.16045 | 0.38289 | 0.070563 | 0.56763 | 0.24494 | 0.35548 | 0.78709 | 0.43136 | 0.040764
855 | 0.064184 | 0 | 0.28041 | 0.097439 | 0.33054 | 0.021076 | 0.57675 | 0.24092 | 0.40991 | 0.80783 | 0.39773 | 0.034433
856 | 0.064007 | 0 | 0.27359 | 0.06778 | 0.38224 | 0.033183 | 0.61002 | 0.2446 | 0.48044 | 0.82995 | 0.43176 | 0.0327
857 | 0.057629 | 0.010494 | 0.09961 | 0.041253 | 0.42502 | 0.045 | 0.64711 | 0.26372 | 0.55879 | 0.83072 | 0.55207 | 0.03978
858 | 0.13993 | 0.031853 | 0.059085 | 0.058389 | 0.21159 | 0.18678 | 0.66078 | 0.29558 | 0.60713 | 0.80372 | 0.66409 | 0.065863
859 | 0.13595 | 0.026818 | 0.076053 | 0.17855 | 0.16439 | 0.20369 | 0.67002 | 0.33429 | 0.64777 | 0.76788 | 0.72949 | 0.10382
860 | 0.058014 | 0.026383 | 0.1114 | 0.084766 | 0.11305 | 0.17946 | 0.66905 | 0.36608 | 0.67795 | 0.7309 | 0.75576 | 0.1191
861 | 0.018993 | 0.02018 | 0.14707 | 0 | 0.080377 | 0.25592 | 0.66181 | 0.39236 | 0.69984 | 0.69651 | 0.75473 | 0.11681
862 | 0.01955 | 0.050039 | 0.2164 | 0 | 0.072539 | 0.30431 | 0.65889 | 0.40398 | 0.71879 | 0.65542 | 0.73224 | 0.10834
863 | 0 | 0.10266 | 0.30071 | 0.073352 | 0.087512 | 0.32236 | 0.66556 | 0.39415 | 0.73532 | 0.62268 | 0.68429 | 0.099143
864 | 0.076784 | 0.12222 | 0.35591 | 0.2089 | 0.10285 | 0.4141 | 0.67874 | 0.38293 | 0.76106 | 0.58443 | 0.61476 | 0.097752
865 | 0.11223 | 0.087394 | 0.38534 | 0.23144 | 0.21969 | 0.39593 | 0.68881 | 0.37361 | 0.77851 | 0.54171 | 0.53497 | 0.09599
866 | 0.030532 | 0.079629 | 0.28639 | 0.12096 | 0.059601 | 0.32762 | 0.69457 | 0.37291 | 0.7923 | 0.50954 | 0.49144 | 0.098836
867 | 0 | 0.055527 | 0.23978 | 0.093409 | 0.019199 | 0.13337 | 0.69167 | 0.3666 | 0.80203 | 0.47884 | 0.48405 | 0.10426
868 | 0.029071 | 0.061212 | 0.22613 | 0.10521 | 0.032338 | 0.047511 | 0.68777 | 0.35287 | 0.80978 | 0.45602 | 0.50795 | 0.11111
869 | 0.067643 | 0.1049 | 0.11813 | 0.18221 | 0.073171 | 0.023381 | 0.68454 | 0.32269 | 0.81237 | 0.43741 | 0.55901 | 0.12041
870 | 0.12649 | 0.14968 | 0.064926 | 0.091715 | 0.21559 | 0.14562 | 0.68062 | 0.28472 | 0.80941 | 0.4212 | 0.61814 | 0.13035
871 | 0.088774 | 0.11054 | 0.065953 | 0.087825 | 0.26349 | 0.21865 | 0.67495 | 0.25186 | 0.79935 | 0.417 | 0.65978 | 0.14022
872 | 0.1141 | 0.071146 | 0.042899 | 0.12287 | 0.1179 | 0.25567 | 0.65229 | 0.22323 | 0.77872 | 0.41637 | 0.67168 | 0.14538
873 | 0.061242 | 0.014739 | 0.028167 | 0.067427 | 0.083939 | 0.15182 | 0.58383 | 0.1984 | 0.73153 | 0.38248 | 0.62904 | 0.14378
874 | 0.063311 | 0 | 0.01891 | 0.061917 | 0.10443 | 0.1903 | 0.50238 | 0.18134 | 0.67054 | 0.34285 | 0.57386 | 0.13146
875 | 0.085952 | 0.035447 | 0.018644 | 0.073666 | 0.13425 | 0.1501 | 0.44097 | 0.18216 | 0.6272 | 0.30694 | 0.54815 | 0.11856
876 | 0.13384 | 0.098965 | 0.089298 | 0.11585 | 0.19932 | 0.38777 | 0.38636 | 0.18244 | 0.58477 | 0.26815 | 0.52036 | 0.095189
877 | 0.11624 | 0.1327 | 0.092246 | 0.10414 | 0.20625 | 0.30795 | 0.35848 | 0.19853 | 0.57368 | 0.26226 | 0.5248 | 0.080632
878 | 0.069527 | 0.13249 | 0.058213 | 0.090959 | 0.26529 | 0.19996 | 0.32424 | 0.20446 | 0.54863 | 0.25741 | 0.51128 | 0.060013
879 | 0.070212 | 0.11464 | 0.039015 | 0.035523 | 0.28496 | 0.31376 | 0.28749 | 0.20193 | 0.52144 | 0.26131 | 0.48135 | 0.043968
880 | 0.16031 | 0.19671 | 0.036435 | 0.033868 | 0.36005 | 0.28583 | 0.27367 | 0.20727 | 0.52934 | 0.28931 | 0.45995 | 0.036015
881 | 0.26759 | 0.30302 | 0.071772 | 0.063574 | 0.28768 | 0.42952 | 0.29669 | 0.22411 | 0.58005 | 0.34496 | 0.47488 | 0.041571
882 | 0.24028 | 0.39461 | 0.23839 | 0.046808 | 0.36837 | 0.29371 | 0.32584 | 0.26172 | 0.62264 | 0.39145 | 0.49748 | 0.068068
883 | 0.21449 | 0.3675 | 0.26597 | 0.04494 | 0.33541 | 0.23091 | 0.3524 | 0.31421 | 0.67125 | 0.44414 | 0.52393 | 0.10358
884 | 0.18367 | 0.3156 | 0.1834 | 0.061001 | 0.37808 | 0.25267 | 0.34957 | 0.36095 | 0.70724 | 0.49671 | 0.55803 | 0.11834
885 | 0.15096 | 0.22658 | 0.12558 | 0 | 0.37772 | 0.25728 | 0.32403 | 0.39918 | 0.73402 | 0.54009 | 0.58789 | 0.11203
886 | 0.18307 | 0.28628 | 0.11836 | 0 | 0.46742 | 0.22177 | 0.29934 | 0.43214 | 0.75336 | 0.56887 | 0.60754 | 0.099449
887 | 0.19489 | 0.40897 | 0.15863 | 0.072087 | 0.40346 | 0.23926 | 0.28399 | 0.4487 | 0.76165 | 0.57891 | 0.62319 | 0.086046
888 | 0.15718 | 0.51312 | 0.25491 | 0.14827 | 0.43095 | 0.21432 | 0.28564 | 0.46335 | 0.77129 | 0.59792 | 0.63109 | 0.079274
889 | 0.16549 | 0.45913 | 0.23015 | 0.16027 | 0.29577 | 0.22979 | 0.29398 | 0.47833 | 0.7787 | 0.61461 | 0.64162 | 0.07131
890 | 0.10656 | 0.38049 | 0.17168 | 0.22231 | 0.3297 | 0.13509 | 0.31564 | 0.50043 | 0.79296 | 0.65524 | 0.66316 | 0.065558
891 | 0.12756 | 0.28464 | 0.10115 | 0.14428 | 0.2628 | 0.17806 | 0.33948 | 0.52282 | 0.8059 | 0.69768 | 0.69024 | 0.060422
892 | 0.12892 | 0.31644 | 0.099338 | 0.19728 | 0.32861 | 0.1841 | 0.36012 | 0.54871 | 0.81763 | 0.7399 | 0.72237 | 0.057197
893 | 0.10305 | 0.36223 | 0.066066 | 0.18941 | 0.29472 | 0.12086 | 0.36933 | 0.56959 | 0.82354 | 0.77703 | 0.75534 | 0.056197
894 | 0.10189 | 0.42507 | 0.04517 | 0.27444 | 0.35471 | 0.033928 | 0.36791 | 0.58607 | 0.83178 | 0.79273 | 0.78574 | 0.060188
895 | 0.11919 | 0.31097 | 0.048025 | 0.28528 | 0.21394 | 0.020844 | 0.35177 | 0.59878 | 0.83971 | 0.79571 | 0.80572 | 0.067643
896 | 0.078301 | 0.21905 | 0.029587 | 0.24964 | 0.24597 | 0.016465 | 0.31151 | 0.6099 | 0.84472 | 0.78317 | 0.81676 | 0.085742
897 | 0.076239 | 0.13737 | 0.014656 | 0.12663 | 0.20368 | 0 | 0.23821 | 0.6014 | 0.84114 | 0.7425 | 0.81335 | 0.10583
898 | 0.10256 | 0.16397 | 0.014854 | 0.14971 | 0.29092 | 0 | 0.17451 | 0.58117 | 0.82304 | 0.65916 | 0.78754 | 0.099705
899 | 0.1612 | 0.23348 | 0.02661 | 0.1955 | 0.27959 | 0.13094 | 0.14089 | 0.56425 | 0.79568 | 0.56652 | 0.75072 | 0.075803
900 | 0.28147 | 0.31562 | 0.20481 | 0.36986 | 0.19295 | 0.53693 | 0.12013 | 0.54983 | 0.76336 | 0.47269 | 0.7022 | 0.047496
901 | 0.24712 | 0.2608 | 0.27611 | 0.39117 | 0.15891 | 0.60512 | 0.1212 | 0.5582 | 0.74643 | 0.43258 | 0.6923 | 0.036493
902 | 0.15281 | 0.17587 | 0.22028 | 0.23663 | 0.14272 | 0.53027 | 0.11874 | 0.56542 | 0.73389 | 0.42368 | 0.69653 | 0.024986
903 | 0.090973 | 0.061692 | 0.15752 | 0.05361 | 0.14023 | 0.30852 | 0.11394 | 0.57092 | 0.7279 | 0.44927 | 0.694 | 0.016411
904 | 0.10067 | 0.03086 | 0.19946 | 0.02596 | 0.27563 | 0.321 | 0.11317 | 0.58674 | 0.7423 | 0.51833 | 0.68796 | 0.012348
905 | 0.11181 | 0.027801 | 0.21834 | 0.052411 | 0.27117 | 0.49361 | 0.12184 | 0.60827 | 0.77023 | 0.60396 | 0.66041 | 0.014467
906 | 0.10375 | 0.040046 | 0.22661 | 0.16919 | 0.25669 | 0.22215 | 0.16457 | 0.61927 | 0.7711 | 0.64579 | 0.5506 | 0.03029
907 | 0.1324 | 0.049974 | 0.26107 | 0.24563 | 0.13373 | 0.2121 | 0.22579 | 0.62813 | 0.7691 | 0.67066 | 0.43171 | 0.052612
908 | 0.086168 | 0.056859 | 0.29465 | 0.12228 | 0.13992 | 0.2398 | 0.25628 | 0.62977 | 0.76689 | 0.69836 | 0.34179 | 0.06329
909 | 0.11088 | 0.050534 | 0.32032 | 0.027419 | 0.12438 | 0.36683 | 0.263 | 0.62769 | 0.75509 | 0.71775 | 0.28767 | 0.061233
910 | 0.08377 | 0.04899 | 0.27002 | 0.018222 | 0.13972 | 0.47873 | 0.25811 | 0.62112 | 0.73926 | 0.74135 | 0.24837 | 0.057975
911 | 0.040464 | 0.043732 | 0.099426 | 0.030816 | 0.10652 | 0.56641 | 0.24408 | 0.60877 | 0.71916 | 0.7492 | 0.21692 | 0.053213
912 | 0.071179 | 0.035455 | 0.033269 | 0.19875 | 0.21875 | 0.23492 | 0.24222 | 0.5931 | 0.70445 | 0.74227 | 0.1909 | 0.054407
913 | 0.16729 | 0.01966 | 0.046095 | 0.20663 | 0.21979 | 0.19672 | 0.23675 | 0.57617 | 0.68878 | 0.72801 | 0.17151 | 0.056894
914 | 0.097269 | 0 | 0.034321 | 0.18789 | 0.10161 | 0.24094 | 0.24017 | 0.56513 | 0.68095 | 0.72495 | 0.16065 | 0.063987
915 | 0.072952 | 0 | 0.028211 | 0.17688 | 0.127 | 0.28004 | 0.24664 | 0.55353 | 0.67132 | 0.71738 | 0.15402 | 0.07237
916 | 0.12389 | 0.025697 | 0.074525 | 0.19192 | 0.29214 | 0.24223 | 0.24999 | 0.53905 | 0.66653 | 0.71035 | 0.15157 | 0.081044
917 | 0.085084 | 0.050857 | 0.1106 | 0.23413 | 0.21709 | 0.14263 | 0.25122 | 0.51341 | 0.66579 | 0.69852 | 0.14907 | 0.090416
918 | 0.20263 | 0.064423 | 0.15308 | 0.34857 | 0.15004 | 0.061615 | 0.24771 | 0.48507 | 0.66467 | 0.67464 | 0.15085 | 0.10725
919 | 0.19622 | 0.044605 | 0.21709 | 0.35752 | 0.094541 | 0.044365 | 0.2209 | 0.45793 | 0.66056 | 0.63705 | 0.15519 | 0.1405
920 | 0.15212 | 0.029391 | 0.26482 | 0.29919 | 0.13704 | 0.020509 | 0.14495 | 0.43409 | 0.64294 | 0.57339 | 0.17948 | 0.19767
921 | 0.10647 | 0.081003 | 0.31387 | 0.21118 | 0.22661 | 0.017368 | 0.088167 | 0.40541 | 0.58542 | 0.43663 | 0.22466 | 0.23613
922 | 0.17369 | 0.11794 | 0.47546 | 0.19517 | 0.26822 | 0.033011 | 0.069262 | 0.37568 | 0.52866 | 0.31025 | 0.25561 | 0.20975
923 | 0.089501 | 0.14956 | 0.53694 | 0.33951 | 0.12283 | 0.06673 | 0.078382 | 0.36388 | 0.48381 | 0.24438 | 0.2819 | 0.13452
924 | 0.034806 | 0.15673 | 0.5395 | 0.62474 | 0.18361 | 0.15708 | 0.086969 | 0.3567 | 0.44612 | 0.20539 | 0.29966 | 0.072179
925 | 0.027715 | 0.093929 | 0.51449 | 0.63412 | 0.27882 | 0.26612 | 0.099377 | 0.3732 | 0.4574 | 0.19951 | 0.34199 | 0.043635
926 | 0.031802 | 0.054196 | 0.43718 | 0.56467 | 0.058314 | 0.45357 | 0.083015 | 0.37921 | 0.47024 | 0.18891 | 0.3529 | 0.027172
927 | 0.032531 | 0.085458 | 0.37155 | 0.352 | 0.061407 | 0.51246 | 0.059536 | 0.38038 | 0.48273 | 0.18681 | 0.34116 | 0.017612
928 | 0.055774 | 0.12078 | 0.40093 | 0.32484 | 0.10764 | 0.54402 | 0.04943 | 0.40008 | 0.51215 | 0.22239 | 0.32804 | 0.012442
929 | 0.074244 | 0.14613 | 0.34516 | 0.51467 | 0.068527 | 0.62798 | 0.07101 | 0.43308 | 0.56153 | 0.32323 | 0.33677 | 0.013833
930 | 0.060594 | 0.14936 | 0.24234 | 0.68097 | 0.21407 | 0.6249 | 0.20717 | 0.46574 | 0.58284 | 0.44645 | 0.35049 | 0.02636
931 | 0.1039 | 0.1062 | 0.15594 | 0.60454 | 0.21185 | 0.56138 | 0.36738 | 0.50031 | 0.60713 | 0.53604 | 0.36641 | 0.044298
932 | 0.084873 | 0.078186 | 0.083676 | 0.38141 | 0.097924 | 0.5036 | 0.41202 | 0.53222 | 0.6231 | 0.59577 | 0.39791 | 0.052536
933 | 0.071641 | 0.10071 | 0.03785 | 0.21793 | 0.072206 | 0.49057 | 0.40024 | 0.55065 | 0.63274 | 0.64489 | 0.43425 | 0.05105
934 | 0.069315 | 0.14745 | 0.018477 | 0.15728 | 0.064001 | 0.41714 | 0.38062 | 0.56203 | 0.63994 | 0.68551 | 0.4636 | 0.048444
935 | 0.095146 | 0.13163 | 0.024278 | 0.16922 | 0.04393 | 0.53025 | 0.37769 | 0.5649 | 0.64497 | 0.71203 | 0.46901 | 0.044256
936 | 0.097862 | 0.14322 | 0.055257 | 0.16697 | 0.18896 | 0.65999 | 0.38255 | 0.56097 | 0.65324 | 0.73781 | 0.46821 | 0.045207
937 | 0.12747 | 0.10112 | 0.073264 | 0.1131 | 0.24295 | 0.63156 | 0.37994 | 0.55379 | 0.65595 | 0.75546 | 0.46725 | 0.045276
938 | 0.20563 | 0.068436 | 0.071704 | 0.076269 | 0.080981 | 0.42195 | 0.38679 | 0.55179 | 0.65452 | 0.77812 | 0.47598 | 0.04718
939 | 0.14804 | 0.059595 | 0.050774 | 0.087231 | 0.023359 | 0.27931 | 0.38862 | 0.55444 | 0.64075 | 0.78807 | 0.48847 | 0.050421
940 | 0.16443 | 0.080744 | 0.061773 | 0.1423 | 0.034629 | 0.19423 | 0.39476 | 0.55835 | 0.63249 | 0.78966 | 0.50673 | 0.06011
941 | 0.17919 | 0.079145 | 0.073314 | 0.21829 | 0.040987 | 0.31076 | 0.40293 | 0.55555 | 0.62151 | 0.78034 | 0.53211 | 0.077451
942 | 0.2596 | 0.058992 | 0.084723 | 0.26872 | 0.11284 | 0.49389 | 0.40607 | 0.54516 | 0.61226 | 0.75902 | 0.55595 | 0.11433
943 | 0.182 | 0.035964 | 0.05955 | 0.23889 | 0.12869 | 0.46364 | 0.37382 | 0.53492 | 0.60085 | 0.73271 | 0.58471 | 0.17631
944 | 0.19876 | 0.015336 | 0.031094 | 0.23709 | 0.097763 | 0.33023 | 0.28856 | 0.52423 | 0.58363 | 0.70498 | 0.61599 | 0.25707
945 | 0.17023 | 0.024742 | 0.0134 | 0.21796 | 0.074464 | 0.17018 | 0.19173 | 0.49426 | 0.5345 | 0.65206 | 0.62027 | 0.3004
946 | 0.16582 | 0.033889 | 0.02449 | 0.19382 | 0.069261 | 0.12344 | 0.1453 | 0.4455 | 0.47543 | 0.58992 | 0.61524 | 0.28703
947 | 0.25973 | 0.036821 | 0.082569 | 0.2359 | 0.085758 | 0.14856 | 0.13978 | 0.38988 | 0.4221 | 0.54042 | 0.62215 | 0.19281
948 | 0.29745 | 0.046531 | 0.15946 | 0.12434 | 0.08151 | 0.20324 | 0.1378 | 0.33726 | 0.36361 | 0.49201 | 0.62455 | 0.096023
949 | 0.23946 | 0.030429 | 0.21153 | 0.13686 | 0.07409 | 0.19076 | 0.14137 | 0.32122 | 0.33624 | 0.4807 | 0.65362 | 0.056912
950 | 0.23275 | 0 | 0.23909 | 0.10737 | 0.070118 | 0.15353 | 0.11506 | 0.30909 | 0.30273 | 0.4736 | 0.66903 | 0.039016
951 | 0.22836 | 0 | 0.18818 | 0.12312 | 0.074146 | 0.099977 | 0.085848 | 0.3002 | 0.26235 | 0.48627 | 0.68123 | 0.028929
952 | 0.28145 | 0.018941 | 0.15064 | 0.19821 | 0.094925 | 0.089953 | 0.073174 | 0.29716 | 0.22876 | 0.52712 | 0.70047 | 0.025941
953 | 0.3272 | 0.046376 | 0.12172 | 0.43214 | 0.1305 | 0.099563 | 0.093794 | 0.28839 | 0.19943 | 0.58721 | 0.71841 | 0.032347
954 | 0.33826 | 0.12273 | 0.13328 | 0.26322 | 0.17319 | 0.30022 | 0.24267 | 0.28073 | 0.18832 | 0.60619 | 0.71142 | 0.059612
955 | 0.24771 | 0.22389 | 0.19832 | 0.12753 | 0.088645 | 0.37253 | 0.4016 | 0.27927 | 0.18882 | 0.60954 | 0.69898 | 0.10061
956 | 0.13994 | 0.28047 | 0.20388 | 0.12802 | 0.057774 | 0.21417 | 0.45072 | 0.27759 | 0.18872 | 0.61542 | 0.69235 | 0.12744
957 | 0.081468 | 0.33276 | 0.18717 | 0.10352 | 0.054537 | 0.11241 | 0.43502 | 0.272 | 0.1778 | 0.60801 | 0.69412 | 0.13522
958 | 0.084267 | 0.39236 | 0.17586 | 0.1377 | 0.080404 | 0.086258 | 0.39391 | 0.26428 | 0.1579 | 0.60124 | 0.69482 | 0.13362
959 | 0.15672 | 0.33425 | 0.11472 | 0.17488 | 0.13728 | 0.034512 | 0.35201 | 0.25502 | 0.13243 | 0.60222 | 0.69928 | 0.12732
960 | 0.25642 | 0.1313 | 0.12909 | 0.051686 | 0.15896 | 0.10552 | 0.31954 | 0.25036 | 0.11286 | 0.60859 | 0.70818 | 0.12262
961 | 0.34883 | 0.055505 | 0.20423 | 0.046145 | 0.12954 | 0.12612 | 0.29079 | 0.24503 | 0.097444 | 0.60897 | 0.71611 | 0.10795
962 | 0.24337 | 0.04267 | 0.20186 | 0.056404 | 0.10106 | 0.08471 | 0.27123 | 0.25258 | 0.088668 | 0.61125 | 0.73398 | 0.096956
963 | 0.16859 | 0.088788 | 0.1611 | 0.051217 | 0.070183 | 0.059464 | 0.25703 | 0.26356 | 0.080614 | 0.60561 | 0.75021 | 0.082975
964 | 0.20967 | 0.20187 | 0.14616 | 0.0714 | 0.051558 | 0.050528 | 0.25327 | 0.28214 | 0.075144 | 0.59875 | 0.7669 | 0.068237
965 | 0.24687 | 0.26712 | 0.10383 | 0.063444 | 0.074579 | 0.015734 | 0.25699 | 0.30378 | 0.067768 | 0.58895 | 0.77558 | 0.053014
966 | 0.30667 | 0.18503 | 0.12196 | 0.045772 | 0.08371 | 0.057816 | 0.26728 | 0.32931 | 0.059968 | 0.57137 | 0.78072 | 0.041613
967 | 0.30679 | 0.17715 | 0.11841 | 0.11823 | 0.10006 | 0.068044 | 0.26656 | 0.35182 | 0.052913 | 0.5507 | 0.78383 | 0.034858
968 | 0.21552 | 0.28337 | 0.15212 | 0.14406 | 0.1438 | 0.044595 | 0.23644 | 0.37016 | 0.051486 | 0.5129 | 0.78041 | 0.033855
969 | 0.18647 | 0.35316 | 0.21292 | 0.13594 | 0.15798 | 0.04499 | 0.18704 | 0.38429 | 0.049837 | 0.4444 | 0.76198 | 0.032203
970 | 0.15488 | 0.44361 | 0.33326 | 0.21276 | 0.197 | 0.059849 | 0.1482 | 0.39645 | 0.037035 | 0.37194 | 0.74583 | 0.019555
971 | 0.13379 | 0.50915 | 0.35421 | 0.38096 | 0.34807 | 0.074055 | 0.13858 | 0.43768 | 0.031755 | 0.32826 | 0.74263 | 0.0091556
972 | 0.16225 | 0.38568 | 0.30761 | 0.48532 | 0.52387 | 0.057225 | 0.14034 | 0.50298 | 0.025652 | 0.29231 | 0.74551 | 0.0028334
973 | 0.16692 | 0.29411 | 0.25203 | 0.45342 | 0.55627 | 0.050811 | 0.15556 | 0.585 | 0.027819 | 0.29714 | 0.76682 | 0.0014418
974 | 0.10752 | 0.29033 | 0.16461 | 0.52024 | 0.47031 | 0.057898 | 0.15765 | 0.64265 | 0.032205 | 0.29875 | 0.78967 | 0.0007686
975 | 0.073581 | 0.22837 | 0.1169 | 0.42239 | 0.29719 | 0.032326 | 0.15133 | 0.68087 | 0.037584 | 0.30752 | 0.80487 | 0.00050924
976 | 0.10714 | 0.18197 | 0.076735 | 0.3982 | 0.21956 | 0.036939 | 0.1546 | 0.71879 | 0.043942 | 0.33897 | 0.82399 | 0.00036847
977 | 0.1182 | 0.095537 | 0.033146 | 0.49013 | 0.22506 | 0.040796 | 0.17275 | 0.7562 | 0.052332 | 0.4037 | 0.83425 | 0.00060747
978 | 0.10514 | 0.053252 | 0.026839 | 0.34745 | 0.28106 | 0.085957 | 0.19665 | 0.77178 | 0.078009 | 0.44734 | 0.83125 | 0.0022978
979 | 0.08971 | 0.10928 | 0.059547 | 0.13574 | 0.34281 | 0.098379 | 0.23572 | 0.78327 | 0.097375 | 0.47884 | 0.82663 | 0.0084261
980 | 0.057118 | 0.11571 | 0.074631 | 0.081591 | 0.31504 | 0.0911 | 0.25057 | 0.78517 | 0.10776 | 0.50353 | 0.824 | 0.018694
981 | 0.036441 | 0.090358 | 0.10402 | 0.064868 | 0.21219 | 0.12856 | 0.24036 | 0.7867 | 0.1114 | 0.52553 | 0.82113 | 0.028975
982 | 0.032462 | 0.065383 | 0.095327 | 0.054154 | 0.11208 | 0.2486 | 0.2325 | 0.78467 | 0.11144 | 0.54314 | 0.81865 | 0.041396
983 | 0.04418 | 0.046334 | 0.042009 | 0.10772 | 0.048672 | 0.26638 | 0.24432 | 0.77223 | 0.10028 | 0.55219 | 0.81298 | 0.051438
984 | 0.037609 | 0.083653 | 0.10318 | 0.26207 | 0.067332 | 0.38691 | 0.28547 | 0.74908 | 0.097448 | 0.55766 | 0.80322 | 0.065037
985 | 0.040255 | 0.0862 | 0.1216 | 0.33381 | 0.068088 | 0.41571 | 0.33206 | 0.71585 | 0.10301 | 0.55002 | 0.79285 | 0.07607
986 | 0.02598 | 0.049838 | 0.089814 | 0.22605 | 0.045985 | 0.27785 | 0.38227 | 0.67263 | 0.11719 | 0.57032 | 0.7859 | 0.086302
987 | 0.023841 | 0.05744 | 0.12692 | 0.17758 | 0.033605 | 0.14614 | 0.4429 | 0.62669 | 0.13724 | 0.59696 | 0.77736 | 0.090455
988 | 0.027193 | 0.062595 | 0.19377 | 0.30641 | 0.029747 | 0.092197 | 0.52248 | 0.57643 | 0.15561 | 0.62735 | 0.76832 | 0.08932
989 | 0.029935 | 0.032544 | 0.1372 | 0.40579 | 0.027694 | 0.11569 | 0.61839 | 0.52693 | 0.16622 | 0.64346 | 0.75513 | 0.083988
990 | 0.035424 | 0.053476 | 0.091294 | 0.28771 | 0.055181 | 0.264 | 0.69887 | 0.47919 | 0.17216 | 0.64824 | 0.73743 | 0.081458
991 | 0.033362 | 0.0428 | 0.11432 | 0.31729 | 0.045427 | 0.2579 | 0.74906 | 0.44163 | 0.17116 | 0.6486 | 0.71921 | 0.09304
992 | 0.015788 | 0.022545 | 0.10701 | 0.23103 | 0.014159 | 0.17894 | 0.76075 | 0.4078 | 0.16199 | 0.6412 | 0.7031 | 0.12463
993 | 0.013542 | 0.010007 | 0.083045 | 0.26197 | 0.015164 | 0.10986 | 0.72482 | 0.37409 | 0.1459 | 0.60573 | 0.67613 | 0.14733
994 | 0.030593 | 0.01165 | 0.078724 | 0.41402 | 0.010326 | 0.1237 | 0.67441 | 0.34541 | 0.12012 | 0.55215 | 0.64007 | 0.13148
995 | 0.05401 | 0 | 0.034311 | 0.35595 | 0.018178 | 0.22741 | 0.61928 | 0.34008 | 0.10351 | 0.50188 | 0.60739 | 0.084897
996 | 0.063212 | 0.034652 | 0.02813 | 0.11437 | 0.11924 | 0.39921 | 0.55799 | 0.33725 | 0.089215 | 0.45269 | 0.56351 | 0.04318
997 | 0.067754 | 0.033802 | 0.079665 | 0.085723 | 0.24201 | 0.41322 | 0.52083 | 0.3726 | 0.088226 | 0.4455 | 0.54174 | 0.027917
998 | 0.053551 | 0.018594 | 0.10809 | 0.090487 | 0.073875 | 0.22143 | 0.48411 | 0.38858 | 0.078609 | 0.44771 | 0.4972 | 0.022215
999 | 0.044285 | 0.017659 | 0.19453 | 0.081512 | 0.016216 | 0.097821 | 0.45871 | 0.37968 | 0.066894 | 0.44614 | 0.4453 | 0.021381
1000 | 0.072985 | 0.029266 | 0.31808 | 0.058149 | 0.016045 | 0.091299 | 0.4551 | 0.35279 | 0.057042 | 0.45075 | 0.40746 | 0.021322
1001 | 0.10229 | 0.017607 | 0.27776 | 0.045643 | 0.02145 | 0.098189 | 0.47038 | 0.28431 | 0.056174 | 0.45356 | 0.37745 | 0.023463
1002 | 0.11291 | 0.058082 | 0.1781 | 0.029276 | 0.14617 | 0.12885 | 0.50139 | 0.20493 | 0.069852 | 0.40131 | 0.32428 | 0.036005
1003 | 0.092463 | 0.062338 | 0.28799 | 0.018582 | 0.16248 | 0.14833 | 0.54637 | 0.15176 | 0.080388 | 0.349 | 0.31006 | 0.053479
1004 | 0.08675 | 0.028358 | 0.36895 | 0.017566 | 0.056078 | 0.11024 | 0.55539 | 0.12582 | 0.080789 | 0.30265 | 0.36283 | 0.064206
1005 | 0.098987 | 0.043266 | 0.4223 | 0.032753 | 0.018112 | 0.036437 | 0.53688 | 0.11775 | 0.070753 | 0.26417 | 0.4271 | 0.073382
1006 | 0.11188 | 0.097762 | 0.45467 | 0.076964 | 0.017181 | 0.063729 | 0.50002 | 0.11956 | 0.059777 | 0.22261 | 0.47681 | 0.080021
1007 | 0.15104 | 0.148 | 0.39154 | 0.22202 | 0.058879 | 0.1011 | 0.45935 | 0.12343 | 0.048347 | 0.18903 | 0.52117 | 0.080847
1008 | 0.17769 | 0.14135 | 0.23783 | 0.18674 | 0.15397 | 0.2208 | 0.43177 | 0.13195 | 0.043784 | 0.17821 | 0.55041 | 0.083548
1009 | 0.12744 | 0.078197 | 0.18019 | 0.16282 | 0.29877 | 0.26212 | 0.41258 | 0.14067 | 0.044814 | 0.17327 | 0.56442 | 0.083422
1010 | 0.2061 | 0.035385 | 0.22211 | 0.16699 | 0.25233 | 0.25346 | 0.39829 | 0.16077 | 0.049523 | 0.18121 | 0.57132 | 0.089169
1011 | 0.19492 | 0.035328 | 0.27338 | 0.15642 | 0.18278 | 0.14553 | 0.38289 | 0.18569 | 0.054996 | 0.20225 | 0.58965 | 0.09655
1012 | 0.24078 | 0.040431 | 0.2805 | 0.18847 | 0.23554 | 0.14312 | 0.37684 | 0.21441 | 0.059776 | 0.25374 | 0.60038 | 0.10597
1013 | 0.24527 | 0.028143 | 0.1436 | 0.31103 | 0.33679 | 0.056723 | 0.3862 | 0.23869 | 0.06297 | 0.34153 | 0.59361 | 0.11985
1014 | 0.21759 | 0.046961 | 0.039825 | 0.10945 | 0.24564 | 0.13436 | 0.40003 | 0.26359 | 0.061849 | 0.43326 | 0.55741 | 0.1493
1015 | 0.24329 | 0.036072 | 0.019698 | 0.065256 | 0.21048 | 0.12356 | 0.396 | 0.27475 | 0.057254 | 0.50477 | 0.51186 | 0.19306
1016 | 0.25554 | 0.018403 | 0.015717 | 0.087449 | 0.15278 | 0.085846 | 0.37345 | 0.2633 | 0.048424 | 0.55677 | 0.46547 | 0.24678
1017 | 0.18347 | 0.023641 | 0.036574 | 0.10335 | 0.087856 | 0.10664 | 0.33692 | 0.23589 | 0.035977 | 0.55988 | 0.42891 | 0.27707
1018 | 0.25597 | 0.041549 | 0.094115 | 0.11918 | 0.11229 | 0.080787 | 0.30226 | 0.1931 | 0.021122 | 0.50574 | 0.39687 | 0.26789
1019 | 0.2864 | 0.027688 | 0.1059 | 0.1035 | 0.14866 | 0.085387 | 0.28926 | 0.15763 | 0.014781 | 0.44305 | 0.39819 | 0.2178
1020 | 0.29187 | 0.041067 | 0.10242 | 0.093767 | 0.15812 | 0.067638 | 0.27274 | 0.12381 | 0.011435 | 0.36149 | 0.3942 | 0.15672
1021 | 0.28645 | 0.052762 | 0.094402 | 0.18636 | 0.14687 | 0.067422 | 0.27359 | 0.11644 | 0.013078 | 0.3345 | 0.38457 | 0.12737
1022 | 0.22031 | 0.04398 | 0.08453 | 0.20215 | 0.086467 | 0.048509 | 0.26186 | 0.10842 | 0.015703 | 0.33358 | 0.37448 | 0.1103
1023 | 0.16035 | 0.036002 | 0.067806 | 0.21562 | 0.039682 | 0.075792 | 0.24561 | 0.10071 | 0.019421 | 0.35652 | 0.38559 | 0.10142
1024 | 0.12771 | 0.068137 | 0.043179 | 0.16707 | 0.030048 | 0.06724 | 0.24542 | 0.093066 | 0.019869 | 0.42784 | 0.43887 | 0.10558
1025 | 0.17601 | 0.10035 | 0.01246 | 0.1355 | 0.030555 | 0.084557 | 0.25395 | 0.084306 | 0.020677 | 0.52908 | 0.52065 | 0.12845
1026 | 0.11472 | 0.19457 | 0.023758 | 0.17864 | 0.07292 | 0.24928 | 0.26646 | 0.076979 | 0.028119 | 0.5703 | 0.56198 | 0.16499
1027 | 0.068869 | 0.16889 | 0.02421 | 0.089077 | 0.080397 | 0.42076 | 0.29671 | 0.068822 | 0.030615 | 0.58167 | 0.57467 | 0.2052
1028 | 0.085237 | 0.10252 | 0.016417 | 0.07022 | 0.016204 | 0.36152 | 0.30222 | 0.054962 | 0.029622 | 0.58715 | 0.56415 | 0.2354
1029 | 0.12862 | 0.081763 | 0.026812 | 0.073073 | 0 | 0.24532 | 0.28104 | 0.042009 | 0.028656 | 0.58248 | 0.53007 | 0.25436
1030 | 0.21362 | 0.1312 | 0.031806 | 0.076276 | 0.013893 | 0.23787 | 0.25277 | 0.03228 | 0.028223 | 0.56678 | 0.48638 | 0.26358
1031 | 0.30308 | 0.24023 | 0.021242 | 0.063722 | 0.019723 | 0.3702 | 0.21983 | 0.024377 | 0.025313 | 0.53793 | 0.44487 | 0.26211
1032 | 0.4289 | 0.35643 | 0.015156 | 0.018495 | 0.059182 | 0.54703 | 0.19241 | 0.025161 | 0.024749 | 0.51156 | 0.41519 | 0.25927
1033 | 0.44425 | 0.21826 | 0 | 0.021456 | 0.029278 | 0.53467 | 0.1616 | 0.03132 | 0.022771 | 0.4669 | 0.38913 | 0.23749
1034 | 0.34386 | 0.095076 | 0 | 0.045474 | 0 | 0.31259 | 0.1392 | 0.044917 | 0.020446 | 0.42514 | 0.37086 | 0.22546
1035 | 0.1389 | 0.035939 | 0.042961 | 0.017698 | 0.011797 | 0.091045 | 0.11752 | 0.063568 | 0.018069 | 0.38478 | 0.3663 | 0.2203
1036 | 0.10098 | 0.014974 | 0.082701 | 0.018742 | 0.028291 | 0.040114 | 0.096869 | 0.086291 | 0.017837 | 0.35452 | 0.3789 | 0.21424
1037 | 0.081028 | 0.028743 | 0.042649 | 0 | 0.018215 | 0.066087 | 0.081719 | 0.10898 | 0.019255 | 0.33976 | 0.41925 | 0.20912
1038 | 0.048046 | 0.0731 | 0.01656 | 0.1606 | 0.046606 | 0.21078 | 0.072447 | 0.13918 | 0.021525 | 0.3302 | 0.47334 | 0.20638
1039 | 0.061315 | 0.12116 | 0.012841 | 0.42555 | 0.027673 | 0.28528 | 0.065586 | 0.16803 | 0.023706 | 0.30321 | 0.54706 | 0.20484
1040 | 0.10342 | 0.21405 | 0 | 0.29384 | 0.040648 | 0.16606 | 0.059874 | 0.18865 | 0.025124 | 0.24016 | 0.63137 | 0.19205
1041 | 0.086563 | 0.2582 | 0 | 0.15218 | 0.097968 | 0.062007 | 0.057549 | 0.19604 | 0.025047 | 0.17467 | 0.67096 | 0.16427
1042 | 0.10523 | 0.28555 | 0.019159 | 0.23481 | 0.20734 | 0.077155 | 0.049012 | 0.18661 | 0.01904 | 0.1367 | 0.68742 | 0.12172
1043 | 0.13375 | 0.25736 | 0.036438 | 0.21809 | 0.20274 | 0.1395 | 0.041324 | 0.1883 | 0.018293 | 0.13732 | 0.70137 | 0.077294
1044 | 0.10678 | 0.15918 | 0.049871 | 0.30373 | 0.26488 | 0.3372 | 0.033541 | 0.19159 | 0.018019 | 0.14383 | 0.72057 | 0.043666
1045 | 0.15156 | 0.1351 | 0.045354 | 0.20696 | 0.4119 | 0.42466 | 0.036222 | 0.23257 | 0.025078 | 0.15624 | 0.77075 | 0.03635
1046 | 0.21861 | 0.13698 | 0.027403 | 0.094273 | 0.34463 | 0.32592 | 0.041769 | 0.27976 | 0.036034 | 0.13847 | 0.80224 | 0.036806
1047 | 0.25678 | 0.13522 | 0 | 0.044977 | 0.26022 | 0.15592 | 0.051726 | 0.32029 | 0.054395 | 0.11004 | 0.81445 | 0.043032
1048 | 0.38486 | 0.11634 | 0.013413 | 0.049845 | 0.40743 | 0.17723 | 0.061662 | 0.37804 | 0.080854 | 0.093742 | 0.82438 | 0.050107
1049 | 0.62695 | 0.10602 | 0.022299 | 0.061463 | 0.53918 | 0.22069 | 0.06658 | 0.43919 | 0.11744 | 0.10173 | 0.82738 | 0.053955
1050 | 0.70487 | 0.070349 | 0.031368 | 0.049683 | 0.473 | 0.25525 | 0.10776 | 0.47961 | 0.16533 | 0.13875 | 0.80393 | 0.066589
1051 | 0.62245 | 0.094957 | 0.038528 | 0.048948 | 0.45151 | 0.22795 | 0.22119 | 0.51975 | 0.21382 | 0.18336 | 0.75929 | 0.093209
1052 | 0.57708 | 0.14375 | 0.033305 | 0.070966 | 0.3781 | 0.18673 | 0.27765 | 0.55485 | 0.24205 | 0.20312 | 0.70183 | 0.13526
1053 | 0.54798 | 0.13978 | 0.027736 | 0.036956 | 0.35267 | 0.16665 | 0.28967 | 0.581 | 0.25803 | 0.20223 | 0.65498 | 0.17792
1054 | 0.53525 | 0.20463 | 0.053403 | 0.030692 | 0.37115 | 0.20559 | 0.27787 | 0.59985 | 0.26628 | 0.19276 | 0.6045 | 0.22013
1055 | 0.51692 | 0.24471 | 0.056334 | 0.028616 | 0.23155 | 0.28301 | 0.25158 | 0.61429 | 0.26528 | 0.18075 | 0.55228 | 0.25978
1056 | 0.39608 | 0.38745 | 0.059156 | 0.11812 | 0.12497 | 0.20114 | 0.2291 | 0.63388 | 0.28234 | 0.17808 | 0.50139 | 0.30186
1057 | 0.32324 | 0.35557 | 0.071148 | 0.11487 | 0.17451 | 0.12428 | 0.21118 | 0.65183 | 0.30332 | 0.16711 | 0.44623 | 0.32912
1058 | 0.32482 | 0.2033 | 0.069824 | 0.079124 | 0.34458 | 0.09642 | 0.20828 | 0.6715 | 0.33066 | 0.16459 | 0.39592 | 0.35677
1059 | 0.30651 | 0.11144 | 0.14604 | 0.03472 | 0.5507 | 0.064336 | 0.2186 | 0.68968 | 0.36005 | 0.16554 | 0.35205 | 0.37266
1060 | 0.32015 | 0.061648 | 0.16749 | 0.072138 | 0.66534 | 0.12311 | 0.23859 | 0.70609 | 0.38812 | 0.17094 | 0.31447 | 0.38268
1061 | 0.24993 | 0.03703 | 0.16078 | 0.10507 | 0.62688 | 0.13794 | 0.26528 | 0.71616 | 0.4144 | 0.17589 | 0.27876 | 0.37963
1062 | 0.38658 | 0.058905 | 0.16053 | 0.18685 | 0.52487 | 0.098809 | 0.29257 | 0.72454 | 0.43963 | 0.18149 | 0.26252 | 0.36838
1063 | 0.43186 | 0.056807 | 0.2136 | 0.20005 | 0.46417 | 0.10103 | 0.30297 | 0.73312 | 0.45848 | 0.17939 | 0.2789 | 0.34218
1064 | 0.25259 | 0.057225 | 0.20391 | 0.13635 | 0.38088 | 0.08219 | 0.29267 | 0.73384 | 0.46613 | 0.16501 | 0.35154 | 0.28564
1065 | 0.15172 | 0.083094 | 0.16824 | 0.084331 | 0.37505 | 0.08488 | 0.27078 | 0.71268 | 0.44986 | 0.15324 | 0.44522 | 0.22758
1066 | 0.24337 | 0.14763 | 0.1907 | 0.090094 | 0.33813 | 0.16234 | 0.25698 | 0.6831 | 0.41891 | 0.14408 | 0.52268 | 0.18415
1067 | 0.35549 | 0.13458 | 0.14692 | 0.10454 | 0.24719 | 0.19025 | 0.26993 | 0.65313 | 0.38064 | 0.14489 | 0.58345 | 0.17556
1068 | 0.27416 | 0.061399 | 0.082969 | 0.1211 | 0.1361 | 0.1386 | 0.28349 | 0.62036 | 0.33496 | 0.13735 | 0.61337 | 0.1744
1069 | 0.3081 | 0.049684 | 0.072694 | 0.090051 | 0.14554 | 0.16839 | 0.3164 | 0.62418 | 0.3433 | 0.14007 | 0.66961 | 0.21867
1070 | 0.35099 | 0.057309 | 0.052781 | 0.091765 | 0.10494 | 0.10396 | 0.32296 | 0.62896 | 0.36185 | 0.12372 | 0.7008 | 0.27753
1071 | 0.20107 | 0.11142 | 0.05103 | 0.044645 | 0.070063 | 0.041422 | 0.3109 | 0.6337 | 0.39097 | 0.10343 | 0.72627 | 0.34225
1072 | 0.27493 | 0.18715 | 0.041822 | 0.047071 | 0.047611 | 0.06086 | 0.31311 | 0.65843 | 0.43942 | 0.09951 | 0.77495 | 0.42619
1073 | 0.285 | 0.20723 | 0.025072 | 0.055661 | 0.039774 | 0.091089 | 0.3376 | 0.69207 | 0.49831 | 0.11668 | 0.81456 | 0.5326
1074 | 0.14024 | 0.12015 | 0.11499 | 0.24393 | 0.18969 | 0.053339 | 0.35742 | 0.69699 | 0.52806 | 0.16443 | 0.8247 | 0.60683
1075 | 0.1278 | 0.11297 | 0.12904 | 0.36856 | 0.18291 | 0.072423 | 0.37246 | 0.6998 | 0.55037 | 0.22825 | 0.83165 | 0.67043
1076 | 0.10966 | 0.10113 | 0.10427 | 0.38261 | 0.10157 | 0.057914 | 0.37736 | 0.69569 | 0.5618 | 0.27178 | 0.83863 | 0.72684
1077 | 0.12352 | 0.097981 | 0.056015 | 0.34385 | 0.071904 | 0.039464 | 0.37069 | 0.68503 | 0.56022 | 0.30233 | 0.83682 | 0.76665
1078 | 0.10925 | 0.12869 | 0.069683 | 0.38626 | 0.093764 | 0.069334 | 0.3565 | 0.67054 | 0.54788 | 0.31906 | 0.82516 | 0.79006
1079 | 0.13197 | 0.11702 | 0.089871 | 0.3448 | 0.09304 | 0.088299 | 0.33416 | 0.64946 | 0.52692 | 0.31966 | 0.82122 | 0.79258
1080 | 0.26431 | 0.035789 | 0.080087 | 0.19905 | 0.28882 | 0.12111 | 0.31702 | 0.62704 | 0.5138 | 0.32375 | 0.82291 | 0.79047
1081 | 0.45043 | 0.030641 | 0.054708 | 0.12248 | 0.3046 | 0.13903 | 0.29468 | 0.61048 | 0.50503 | 0.31587 | 0.82516 | 0.79302
1082 | 0.49322 | 0.025305 | 0.026126 | 0.12564 | 0.3455 | 0.10462 | 0.28107 | 0.59979 | 0.50361 | 0.32244 | 0.83127 | 0.80129
1083 | 0.49941 | 0.040815 | 0.011278 | 0.2063 | 0.32552 | 0.078186 | 0.26871 | 0.59005 | 0.50237 | 0.32967 | 0.83146 | 0.80815
1084 | 0.58659 | 0.045587 | 0.020871 | 0.16097 | 0.32187 | 0.13612 | 0.25997 | 0.57841 | 0.49767 | 0.34407 | 0.82932 | 0.81753
1085 | 0.62299 | 0.049416 | 0.023277 | 0.10477 | 0.20119 | 0.14731 | 0.25703 | 0.56201 | 0.48852 | 0.36299 | 0.82504 | 0.82545
1086 | 0.58109 | 0.085622 | 0.02451 | 0.024536 | 0.18141 | 0.3016 | 0.25179 | 0.54484 | 0.47185 | 0.39692 | 0.81969 | 0.82306
1087 | 0.51377 | 0.1899 | 0.033141 | 0 | 0.1303 | 0.45714 | 0.24037 | 0.52791 | 0.45782 | 0.45247 | 0.82101 | 0.81403
1088 | 0.47725 | 0.22032 | 0.031639 | 0.01227 | 0.070689 | 0.43147 | 0.22309 | 0.50595 | 0.4413 | 0.50714 | 0.8303 | 0.80489
1089 | 0.29744 | 0.16005 | 0.032406 | 0 | 0.065182 | 0.32019 | 0.19995 | 0.46425 | 0.40146 | 0.52291 | 0.83251 | 0.79436
1090 | 0.28479 | 0.21429 | 0.074839 | 0.015455 | 0.065223 | 0.37652 | 0.18048 | 0.42651 | 0.3431 | 0.51689 | 0.82098 | 0.77531
1091 | 0.32779 | 0.32379 | 0.17694 | 0.058047 | 0.029006 | 0.57635 | 0.19001 | 0.41042 | 0.27855 | 0.5032 | 0.8054 | 0.7587
1092 | 0.29152 | 0.26629 | 0.38076 | 0.060521 | 0.058192 | 0.76374 | 0.19853 | 0.39395 | 0.21349 | 0.48366 | 0.78156 | 0.7438
1093 | 0.26801 | 0.18621 | 0.618 | 0.11705 | 0.033812 | 0.76306 | 0.22902 | 0.41779 | 0.19796 | 0.49502 | 0.78065 | 0.75189
1094 | 0.20922 | 0.10187 | 0.69389 | 0.085823 | 0 | 0.5719 | 0.2396 | 0.43263 | 0.19974 | 0.46701 | 0.7758 | 0.77415
1095 | 0.13729 | 0.037312 | 0.62673 | 0.18418 | 0 | 0.27014 | 0.23167 | 0.44035 | 0.20962 | 0.43764 | 0.77186 | 0.80066
1096 | 0.18084 | 0.022393 | 0.64987 | 0.39148 | 0.028506 | 0.20481 | 0.22694 | 0.4654 | 0.22319 | 0.44942 | 0.78356 | 0.817
1097 | 0.20342 | 0.038286 | 0.63957 | 0.33737 | 0.052845 | 0.2934 | 0.23252 | 0.50652 | 0.23124 | 0.52507 | 0.8079 | 0.8238
1098 | 0.24374 | 0.03938 | 0.55557 | 0.49923 | 0.053354 | 0.50752 | 0.24438 | 0.52721 | 0.23771 | 0.58027 | 0.80872 | 0.77325
1099 | 0.23404 | 0.03685 | 0.51205 | 0.52512 | 0.049363 | 0.49596 | 0.27293 | 0.55007 | 0.25422 | 0.59167 | 0.80625 | 0.6907
1100 | 0.26898 | 0.014726 | 0.45109 | 0.60631 | 0.03636 | 0.29533 | 0.3204 | 0.56462 | 0.26234 | 0.58363 | 0.81161 | 0.62489
1101 | 0.20667 | 0 | 0.41816 | 0.53708 | 0.039815 | 0.13658 | 0.3671 | 0.57303 | 0.26825 | 0.55093 | 0.81867 | 0.55918
1102 | 0.2667 | 0.018638 | 0.42445 | 0.63461 | 0.051719 | 0.12175 | 0.40187 | 0.57696 | 0.26965 | 0.49345 | 0.82428 | 0.49059
1103 | 0.31524 | 0.023329 | 0.40001 | 0.64811 | 0.074081 | 0.17208 | 0.40247 | 0.57286 | 0.24468 | 0.43061 | 0.82709 | 0.42259
1104 | 0.20207 | 0.021213 | 0.33098 | 0.70637 | 0.047169 | 0.21424 | 0.38121 | 0.57403 | 0.21959 | 0.38358 | 0.82951 | 0.372
1105 | 0.1376 | 0.033816 | 0.26236 | 0.73317 | 0.074294 | 0.189 | 0.34362 | 0.57612 | 0.19572 | 0.33373 | 0.82993 | 0.34251
1106 | 0.081655 | 0.048838 | 0.18136 | 0.73952 | 0.068839 | 0.098022 | 0.31632 | 0.58542 | 0.18132 | 0.30257 | 0.83705 | 0.33871
1107 | 0.038993 | 0.099708 | 0.082023 | 0.70496 | 0.058301 | 0.071063 | 0.29317 | 0.59825 | 0.17202 | 0.26662 | 0.84485 | 0.35515
1108 | 0.046514 | 0.13667 | 0.066351 | 0.75058 | 0.058436 | 0.079351 | 0.28214 | 0.61617 | 0.1652 | 0.22742 | 0.84792 | 0.4052
1109 | 0.11315 | 0.1371 | 0.045466 | 0.73573 | 0.051893 | 0.12362 | 0.27982 | 0.63812 | 0.15761 | 0.19586 | 0.84569 | 0.48373
1110 | 0.10635 | 0.12582 | 0.020649 | 0.67356 | 0.034415 | 0.11638 | 0.27508 | 0.6648 | 0.15177 | 0.17362 | 0.83897 | 0.57715
1111 | 0.08624 | 0.15704 | 0.018005 | 0.61905 | 0.070997 | 0.095177 | 0.24606 | 0.69158 | 0.14286 | 0.16862 | 0.82839 | 0.67175
1112 | 0.13525 | 0.12165 | 0.010222 | 0.61372 | 0.042895 | 0.08959 | 0.18088 | 0.71445 | 0.13488 | 0.18194 | 0.81427 | 0.75813
1113 | 0.10213 | 0.072506 | 0.011159 | 0.52085 | 0.03096 | 0.088302 | 0.11606 | 0.72492 | 0.12351 | 0.20378 | 0.78001 | 0.80769
1114 | 0.17212 | 0.1467 | 0 | 0.45802 | 0.057208 | 0.10866 | 0.079039 | 0.72545 | 0.085904 | 0.21837 | 0.72315 | 0.82552
1115 | 0.30503 | 0.16438 | 0 | 0.4553 | 0.15437 | 0.14865 | 0.067557 | 0.73067 | 0.055237 | 0.2262 | 0.66788 | 0.81811
1116 | 0.30263 | 0.10776 | 0.025832 | 0.67092 | 0.12103 | 0.059426 | 0.060386 | 0.73971 | 0.031674 | 0.21974 | 0.61395 | 0.79712
1117 | 0.28694 | 0.073874 | 0.034686 | 0.6645 | 0.1632 | 0.025234 | 0.063673 | 0.77284 | 0.025927 | 0.24219 | 0.60232 | 0.77662
1118 | 0.33592 | 0.06072 | 0.021284 | 0.50538 | 0.32271 | 0.013367 | 0.062955 | 0.78679 | 0.024475 | 0.26898 | 0.58257 | 0.78213
1119 | 0.25603 | 0.040197 | 0.012073 | 0.30128 | 0.21365 | 0.014962 | 0.061742 | 0.7992 | 0.025439 | 0.28873 | 0.55128 | 0.8064
1120 | 0.35563 | 0.016682 | 0 | 0.25306 | 0.36379 | 0.015521 | 0.063064 | 0.82415 | 0.023614 | 0.29613 | 0.51937 | 0.8247
1121 | 0.41434 | 0.017656 | 0 | 0.3304 | 0.58102 | 0.014602 | 0.065253 | 0.84768 | 0.022619 | 0.27456 | 0.48703 | 0.82602
1122 | 0.38697 | 0.03581 | 0.046823 | 0.44305 | 0.58155 | 0.016822 | 0.082763 | 0.85378 | 0.027659 | 0.22407 | 0.40946 | 0.7925
1123 | 0.24179 | 0.021273 | 0.043321 | 0.43007 | 0.58593 | 0.012811 | 0.11538 | 0.85664 | 0.027425 | 0.18799 | 0.35199 | 0.75719
1124 | 0.20704 | 0.013011 | 0.026291 | 0.28659 | 0.51799 | 0.021438 | 0.1337 | 0.85758 | 0.023379 | 0.17903 | 0.34564 | 0.73344
1125 | 0.13599 | 0.01827 | 0.010184 | 0.16382 | 0.38303 | 0.017619 | 0.13226 | 0.85662 | 0.019313 | 0.18481 | 0.37059 | 0.71627
1126 | 0.15585 | 0.04325 | 0.012653 | 0.13144 | 0.34638 | 0.023759 | 0.12105 | 0.85531 | 0.016656 | 0.1927 | 0.39865 | 0.70317
1127 | 0.16178 | 0.057612 | 0.026441 | 0.15002 | 0.51302 | 0.022151 | 0.10775 | 0.85413 | 0.013628 | 0.19273 | 0.4058 | 0.68436
1128 | 0.16549 | 0.12782 | 0.1036 | 0.13287 | 0.57342 | 0.013534 | 0.099316 | 0.8537 | 0.012546 | 0.18607 | 0.41136 | 0.67719
1129 | 0.19139 | 0.14388 | 0.12983 | 0.074373 | 0.5827 | 0.070946 | 0.092852 | 0.84933 | 0.012128 | 0.17293 | 0.41133 | 0.67054
1130 | 0.18203 | 0.16417 | 0.1045 | 0.038892 | 0.50952 | 0.19976 | 0.094177 | 0.83996 | 0.012134 | 0.17159 | 0.41502 | 0.67416
1131 | 0.15725 | 0.16466 | 0.087963 | 0.019201 | 0.30679 | 0.22929 | 0.099912 | 0.82181 | 0.012225 | 0.1719 | 0.4118 | 0.67033
1132 | 0.18398 | 0.19938 | 0.098953 | 0.01549 | 0.37788 | 0.32653 | 0.10898 | 0.80215 | 0.012933 | 0.1711 | 0.40918 | 0.65224
1133 | 0.21735 | 0.16753 | 0.077177 | 0.019691 | 0.50164 | 0.25949 | 0.11911 | 0.78338 | 0.014004 | 0.1708 | 0.39692 | 0.60173
1134 | 0.21061 | 0.14346 | 0.10289 | 0.053888 | 0.47971 | 0.25633 | 0.12531 | 0.76446 | 0.014885 | 0.1787 | 0.39088 | 0.5288
1135 | 0.21185 | 0.17534 | 0.094568 | 0.055305 | 0.46439 | 0.21547 | 0.11882 | 0.74104 | 0.017784 | 0.19941 | 0.40052 | 0.46869
1136 | 0.16075 | 0.1934 | 0.060834 | 0.067597 | 0.38174 | 0.19201 | 0.091087 | 0.7184 | 0.023184 | 0.23831 | 0.40769 | 0.41626
1137 | 0.11663 | 0.16269 | 0.089086 | 0.021586 | 0.21318 | 0.22058 | 0.064696 | 0.68674 | 0.030991 | 0.25426 | 0.41591 | 0.37498
1138 | 0.10991 | 0.1608 | 0.11825 | 0.012985 | 0.25785 | 0.24801 | 0.049085 | 0.66476 | 0.031192 | 0.23964 | 0.42124 | 0.34963
1139 | 0.105 | 0.16012 | 0.11155 | 0.041109 | 0.42165 | 0.27986 | 0.043557 | 0.64824 | 0.033035 | 0.20574 | 0.45601 | 0.34894
1140 | 0.058578 | 0.11261 | 0.069537 | 0.10479 | 0.51903 | 0.1766 | 0.040569 | 0.63775 | 0.032066 | 0.16564 | 0.46886 | 0.34761
1141 | 0.037962 | 0.11022 | 0.071425 | 0.099188 | 0.64178 | 0.12228 | 0.048278 | 0.66238 | 0.036432 | 0.15646 | 0.50795 | 0.34323
1142 | 0.046533 | 0.11723 | 0.10428 | 0.15868 | 0.68135 | 0.093339 | 0.055533 | 0.68919 | 0.041728 | 0.14833 | 0.51952 | 0.29803
1143 | 0.022016 | 0.10457 | 0.1977 | 0.091711 | 0.62578 | 0.066805 | 0.062638 | 0.71218 | 0.050104 | 0.14228 | 0.52059 | 0.24181
1144 | 0.014418 | 0.10016 | 0.26788 | 0.0739 | 0.65727 | 0.063099 | 0.069099 | 0.7603 | 0.056611 | 0.13541 | 0.53299 | 0.21754
1145 | 0.038974 | 0.071094 | 0.25665 | 0.067915 | 0.65779 | 0.078888 | 0.072188 | 0.81628 | 0.064216 | 0.10951 | 0.58113 | 0.24587
1146 | 0.048217 | 0.027541 | 0.16001 | 0.17552 | 0.70414 | 0.036756 | 0.091395 | 0.83632 | 0.085879 | 0.082623 | 0.61993 | 0.31605
1147 | 0.069664 | 0.026235 | 0.15403 | 0.2015 | 0.64437 | 0.019586 | 0.14026 | 0.84727 | 0.11132 | 0.067966 | 0.64164 | 0.3736
1148 | 0.019655 | 0.020686 | 0.21726 | 0.13531 | 0.58042 | 0.017976 | 0.15791 | 0.85275 | 0.1419 | 0.064552 | 0.65945 | 0.39529
1149 | 0 | 0.019785 | 0.41474 | 0.094614 | 0.41248 | 0.012297 | 0.14593 | 0.85341 | 0.17731 | 0.064391 | 0.677 | 0.3993
1150 | 0 | 0 | 0.49521 | 0.089915 | 0.4141 | 0.010516 | 0.12915 | 0.84926 | 0.21059 | 0.065898 | 0.68977 | 0.39735
1151 | 0.028551 | 0.019609 | 0.5324 | 0.096891 | 0.42339 | 0.01386 | 0.11409 | 0.84664 | 0.23859 | 0.059481 | 0.68674 | 0.4047
1152 | 0.14099 | 0.081502 | 0.47203 | 0.068847 | 0.40009 | 0.039587 | 0.10703 | 0.84563 | 0.26531 | 0.053394 | 0.67574 | 0.42043
1153 | 0.1681 | 0.13353 | 0.48008 | 0.07601 | 0.35698 | 0.044485 | 0.09802 | 0.84391 | 0.29603 | 0.046387 | 0.65764 | 0.43575
1154 | 0.078465 | 0.13785 | 0.48239 | 0.093001 | 0.21994 | 0.031606 | 0.09559 | 0.84399 | 0.33294 | 0.045762 | 0.64433 | 0.46276
1155 | 0.030725 | 0.076219 | 0.401 | 0.10465 | 0.092263 | 0 | 0.095042 | 0.84414 | 0.37881 | 0.04672 | 0.62165 | 0.49693
1156 | 0.041125 | 0.085537 | 0.46294 | 0.14138 | 0.14315 | 0 | 0.096587 | 0.84481 | 0.43068 | 0.046972 | 0.59523 | 0.54371
1157 | 0.032491 | 0.099244 | 0.55573 | 0.21411 | 0.21679 | 0 | 0.093897 | 0.84807 | 0.4781 | 0.042899 | 0.55641 | 0.59253
1158 | 0.16819 | 0.10811 | 0.44255 | 0.13603 | 0.12613 | 0.041014 | 0.088346 | 0.85189 | 0.52309 | 0.038209 | 0.5128 | 0.64315
1159 | 0.15008 | 0.10551 | 0.39783 | 0.17529 | 0.096822 | 0.1601 | 0.076118 | 0.85374 | 0.56722 | 0.037381 | 0.48917 | 0.68818
1160 | 0.084339 | 0.096323 | 0.36815 | 0.1787 | 0.058081 | 0.26333 | 0.052477 | 0.85456 | 0.60582 | 0.051967 | 0.48243 | 0.72329
1161 | 0.041636 | 0.12111 | 0.31294 | 0.15398 | 0.048055 | 0.27802 | 0.034766 | 0.85531 | 0.604 | 0.082634 | 0.46543 | 0.72364
1162 | 0.055869 | 0.20325 | 0.40996 | 0.18479 | 0.079185 | 0.41005 | 0.022082 | 0.8498 | 0.57285 | 0.088776 | 0.44282 | 0.70336
1163 | 0.04884 | 0.19102 | 0.39864 | 0.25945 | 0.17919 | 0.51363 | 0.015355 | 0.84335 | 0.53578 | 0.070806 | 0.43507 | 0.69151
1164 | 0.07031 | 0.14707 | 0.30782 | 0.12119 | 0.12244 | 0.43146 | 0.010386 | 0.83573 | 0.49003 | 0.046923 | 0.41357 | 0.68186
1165 | 0.078256 | 0.16329 | 0.26474 | 0.22029 | 0.14941 | 0.3596 | 0.010052 | 0.84009 | 0.49061 | 0.040405 | 0.4223 | 0.69513
1166 | 0.058648 | 0.14219 | 0.24308 | 0.21806 | 0.16502 | 0.35706 | 0.0086132 | 0.84331 | 0.48709 | 0.046985 | 0.41249 | 0.69427
1167 | 0.034109 | 0.12096 | 0.15651 | 0.22387 | 0.13211 | 0.24896 | 0.008032 | 0.84643 | 0.47962 | 0.062645 | 0.39174 | 0.68444
1168 | 0.054946 | 0.13691 | 0.20523 | 0.31838 | 0.19233 | 0.20967 | 0.009718 | 0.8536 | 0.49048 | 0.072385 | 0.37711 | 0.70765
1169 | 0.032317 | 0.13399 | 0.22633 | 0.47451 | 0.33993 | 0.2457 | 0.016563 | 0.85715 | 0.51926 | 0.062216 | 0.3944 | 0.74377
1170 | 0.034994 | 0.084439 | 0.15212 | 0.68313 | 0.30135 | 0.18982 | 0.046093 | 0.84945 | 0.52631 | 0.043969 | 0.41257 | 0.74192
1171 | 0.062879 | 0.074422 | 0.14269 | 0.59948 | 0.2664 | 0.15227 | 0.092727 | 0.83326 | 0.54095 | 0.032183 | 0.42172 | 0.7321
1172 | 0.034174 | 0.05065 | 0.13901 | 0.40203 | 0.24223 | 0.12077 | 0.10822 | 0.81619 | 0.54945 | 0.027981 | 0.41947 | 0.72666
1173 | 0.039966 | 0.034178 | 0.13788 | 0.26417 | 0.1475 | 0.060691 | 0.1071 | 0.80541 | 0.5508 | 0.027899 | 0.41068 | 0.71732
1174 | 0.13425 | 0.042324 | 0.20727 | 0.21922 | 0.13249 | 0.055847 | 0.10026 | 0.79068 | 0.54941 | 0.029974 | 0.38886 | 0.7036
1175 | 0.13757 | 0.076711 | 0.256 | 0.18796 | 0.15499 | 0.057407 | 0.093019 | 0.7808 | 0.54505 | 0.028121 | 0.34632 | 0.67347
1176 | 0.11984 | 0.047588 | 0.38371 | 0.16338 | 0.092734 | 0.058069 | 0.099613 | 0.77633 | 0.54974 | 0.025879 | 0.31061 | 0.6402
1177 | 0.10128 | 0.041838 | 0.45101 | 0.18632 | 0.10094 | 0.049505 | 0.10689 | 0.7725 | 0.56464 | 0.022924 | 0.27868 | 0.58439
1178 | 0.085164 | 0.017615 | 0.37652 | 0.15259 | 0.14624 | 0.030727 | 0.11882 | 0.7721 | 0.58452 | 0.021359 | 0.26717 | 0.52826
1179 | 0.098209 | 0.017056 | 0.29581 | 0.086724 | 0.072188 | 0.014397 | 0.13667 | 0.77044 | 0.60016 | 0.020581 | 0.26654 | 0.47106
1180 | 0.10543 | 0.036796 | 0.38965 | 0.089598 | 0.082506 | 0.018154 | 0.16308 | 0.76571 | 0.62423 | 0.021213 | 0.26859 | 0.41494
1181 | 0.041737 | 0.069619 | 0.46697 | 0.14792 | 0.1652 | 0.036608 | 0.20078 | 0.75111 | 0.65381 | 0.022466 | 0.27567 | 0.36929
1182 | 0.075938 | 0.044473 | 0.39868 | 0.1815 | 0.094121 | 0.045166 | 0.23634 | 0.73159 | 0.68725 | 0.026594 | 0.28695 | 0.35088
1183 | 0.113 | 0.030339 | 0.33482 | 0.16552 | 0.12011 | 0.037152 | 0.25587 | 0.7076 | 0.71762 | 0.032692 | 0.31444 | 0.37551
1184 | 0.091152 | 0.016863 | 0.29003 | 0.060007 | 0.096723 | 0.02402 | 0.24914 | 0.67934 | 0.73692 | 0.041973 | 0.36787 | 0.45197
1185 | 0.052808 | 0.031904 | 0.19335 | 0.047765 | 0.048138 | 0 | 0.22618 | 0.63564 | 0.73632 | 0.050265 | 0.41541 | 0.53175
1186 | 0.077356 | 0.074044 | 0.26535 | 0.056218 | 0.063504 | 0 | 0.20717 | 0.5927 | 0.72404 | 0.041538 | 0.42121 | 0.61326
1187 | 0.034755 | 0.10725 | 0.25481 | 0.060955 | 0.16239 | 0.024849 | 0.19579 | 0.55288 | 0.71352 | 0.028923 | 0.42139 | 0.69072
1188 | 0.076138 | 0.10249 | 0.12998 | 0.065987 | 0.14062 | 0.056762 | 0.18299 | 0.51415 | 0.70925 | 0.018385 | 0.39984 | 0.74171
1189 | 0.070025 | 0.11383 | 0.15274 | 0.062924 | 0.17177 | 0.04253 | 0.20045 | 0.50628 | 0.72079 | 0.016113 | 0.4171 | 0.79512
1190 | 0.049157 | 0.1196 | 0.15883 | 0.059829 | 0.15909 | 0.022724 | 0.22412 | 0.48945 | 0.7262 | 0.016807 | 0.42589 | 0.81982
1191 | 0.029442 | 0.12827 | 0.19513 | 0.024025 | 0.12605 | 0 | 0.25943 | 0.462 | 0.72749 | 0.020767 | 0.41789 | 0.82774
1192 | 0.10579 | 0.18971 | 0.24534 | 0.016634 | 0.2109 | 0 | 0.31951 | 0.43645 | 0.74603 | 0.021229 | 0.39739 | 0.84551
1193 | 0.23959 | 0.24496 | 0.25724 | 0.014946 | 0.31509 | 0.041287 | 0.39993 | 0.41165 | 0.76972 | 0.016123 | 0.36187 | 0.85482
1194 | 0.24863 | 0.21904 | 0.26793 | 0.21086 | 0.26375 | 0.086488 | 0.46448 | 0.36276 | 0.77562 | 0.01435 | 0.2884 | 0.85364
1195 | 0.15713 | 0.16597 | 0.24595 | 0.1908 | 0.28339 | 0.070624 | 0.50557 | 0.31728 | 0.7777 | 0.015884 | 0.24221 | 0.84934
1196 | 0.11057 | 0.16417 | 0.18242 | 0.13787 | 0.26908 | 0.047198 | 0.52139 | 0.25723 | 0.77839 | 0.022368 | 0.26985 | 0.84698
1197 | 0.098908 | 0.14425 | 0.094683 | 0.035601 | 0.20068 | 0.016156 | 0.5191 | 0.19569 | 0.7735 | 0.030242 | 0.33943 | 0.84392
1198 | 0.14664 | 0.15022 | 0.12884 | 0.05556 | 0.22948 | 0.013865 | 0.50135 | 0.14404 | 0.76666 | 0.03687 | 0.40409 | 0.83476
1199 | 0.23513 | 0.21531 | 0.22751 | 0.051463 | 0.32164 | 0.027401 | 0.47321 | 0.10162 | 0.76395 | 0.036397 | 0.44246 | 0.82382
1200 | 0.13101 | 0.16081 | 0.30684 | 0.24025 | 0.24082 | 0.060754 | 0.44447 | 0.077984 | 0.76794 | 0.036063 | 0.46407 | 0.81465
1201 | 0.10092 | 0.13301 | 0.33353 | 0.25831 | 0.27312 | 0.045237 | 0.41308 | 0.062431 | 0.77384 | 0.034409 | 0.46274 | 0.80814
1202 | 0.081962 | 0.13122 | 0.27941 | 0.1476 | 0.35132 | 0.028244 | 0.38604 | 0.058226 | 0.78922 | 0.034638 | 0.46993 | 0.80774
1203 | 0.10761 | 0.11149 | 0.1624 | 0.028195 | 0.28298 | 0 | 0.355 | 0.060168 | 0.8043 | 0.034345 | 0.48413 | 0.80086
1204 | 0.10093 | 0.14956 | 0.21248 | 0.024595 | 0.37101 | 0 | 0.3308 | 0.071746 | 0.81927 | 0.033156 | 0.50184 | 0.79427
1205 | 0.076207 | 0.1324 | 0.20875 | 0.019574 | 0.47925 | 0.013976 | 0.3152 | 0.087257 | 0.82513 | 0.030692 | 0.52148 | 0.78284
1206 | 0.083337 | 0.081715 | 0.20445 | 0.072911 | 0.43113 | 0.17997 | 0.29052 | 0.11126 | 0.82487 | 0.029401 | 0.56146 | 0.75687
1207 | 0.12476 | 0.060301 | 0.19868 | 0.17032 | 0.38501 | 0.17785 | 0.23466 | 0.14291 | 0.82208 | 0.03186 | 0.63821 | 0.74485
1208 | 0.09137 | 0.03515 | 0.12442 | 0.13616 | 0.26623 | 0.12758 | 0.14157 | 0.18452 | 0.81738 | 0.038596 | 0.7353 | 0.75858
1209 | 0.071415 | 0.051523 | 0.093275 | 0.068236 | 0.14267 | 0.07408 | 0.074213 | 0.2227 | 0.8029 | 0.043876 | 0.78941 | 0.76416
1210 | 0.097708 | 0.08195 | 0.090339 | 0.13865 | 0.11844 | 0.082108 | 0.038044 | 0.23788 | 0.7859 | 0.032629 | 0.8158 | 0.76525
1211 | 0.13224 | 0.078641 | 0.050148 | 0.1611 | 0.10688 | 0.16721 | 0.023143 | 0.25274 | 0.77562 | 0.01978 | 0.81884 | 0.78797
1212 | 0.081676 | 0.045764 | 0.027058 | 0.10173 | 0.075688 | 0.26809 | 0.016287 | 0.26295 | 0.76182 | 0.010181 | 0.78999 | 0.79915
1213 | 0.14587 | 0.024169 | 0.020599 | 0.067797 | 0.13314 | 0.25758 | 0.016589 | 0.31685 | 0.76016 | 0.0085971 | 0.76395 | 0.80342
1214 | 0.19684 | 0.01126 | 0.021148 | 0.045905 | 0.057975 | 0.13783 | 0.015824 | 0.3683 | 0.74234 | 0.010835 | 0.75248 | 0.77772
1215 | 0.25508 | 0.011788 | 0.016384 | 0.036671 | 0.053525 | 0.073996 | 0.015568 | 0.4178 | 0.71377 | 0.016447 | 0.75543 | 0.7066
1216 | 0.33687 | 0.038047 | 0.037417 | 0.061793 | 0.074616 | 0.037572 | 0.019346 | 0.48988 | 0.69179 | 0.019922 | 0.78567 | 0.61907
1217 | 0.25128 | 0.065282 | 0.051516 | 0.086987 | 0.081773 | 0.014243 | 0.043177 | 0.58034 | 0.66586 | 0.015408 | 0.79758 | 0.51809
1218 | 0.25639 | 0.075629 | 0.026522 | 0.099356 | 0.20326 | 0.044002 | 0.16116 | 0.63391 | 0.62489 | 0.012921 | 0.77882 | 0.39798
1219 | 0.19567 | 0.0597 | 0.025389 | 0.091959 | 0.23869 | 0.064176 | 0.28432 | 0.67666 | 0.61424 | 0.013421 | 0.75541 | 0.31702
1220 | 0.22878 | 0.033706 | 0 | 0.06958 | 0.19871 | 0.026003 | 0.31283 | 0.7152 | 0.60593 | 0.02489 | 0.76257 | 0.29786
1221 | 0.14822 | 0 | 0.012912 | 0.023384 | 0.16552 | 0.020615 | 0.27854 | 0.7469 | 0.58701 | 0.053477 | 0.77308 | 0.31241
1222 | 0.2218 | 0.027507 | 0.019428 | 0.023739 | 0.19394 | 0.036195 | 0.22838 | 0.77125 | 0.58207 | 0.10207 | 0.78353 | 0.32003
1223 | 0.30468 | 0.092136 | 0.021979 | 0.084052 | 0.12892 | 0.069173 | 0.1933 | 0.78538 | 0.56363 | 0.1461 | 0.79189 | 0.31824
1224 | 0.2157 | 0.10742 | 0.013394 | 0.16208 | 0.2121 | 0.1366 | 0.18722 | 0.7952 | 0.5493 | 0.18278 | 0.78932 | 0.33305
1225 | 0.20492 | 0.13343 | 0.015952 | 0.19751 | 0.13507 | 0.167 | 0.18847 | 0.79995 | 0.5334 | 0.1995 | 0.77179 | 0.33729
1226 | 0.20392 | 0.15106 | 0.013324 | 0.12069 | 0.12761 | 0.13903 | 0.19911 | 0.80943 | 0.50668 | 0.19014 | 0.77632 | 0.3283
1227 | 0.12502 | 0.11513 | 0.026263 | 0.080955 | 0.087128 | 0.18451 | 0.20988 | 0.8164 | 0.48137 | 0.15678 | 0.78534 | 0.29666
1228 | 0.18805 | 0.18873 | 0.052184 | 0.055026 | 0.1541 | 0.29164 | 0.22056 | 0.82134 | 0.45461 | 0.11664 | 0.7919 | 0.26765
1229 | 0.28981 | 0.2525 | 0.069662 | 0.19001 | 0.21776 | 0.22159 | 0.22869 | 0.8199 | 0.42541 | 0.077837 | 0.80163 | 0.25329
1230 | 0.18308 | 0.13802 | 0.042626 | 0.32231 | 0.29055 | 0.20377 | 0.23227 | 0.81464 | 0.40048 | 0.055206 | 0.80824 | 0.25038
1231 | 0.13101 | 0.079869 | 0.034263 | 0.31412 | 0.36591 | 0.16658 | 0.22607 | 0.80835 | 0.38817 | 0.048195 | 0.82086 | 0.26091
1232 | 0.15479 | 0.06119 | 0.021055 | 0.16608 | 0.3542 | 0.14448 | 0.19667 | 0.80201 | 0.39369 | 0.058043 | 0.82916 | 0.29302
1233 | 0.16766 | 0.054331 | 0.019387 | 0.045769 | 0.29989 | 0.14241 | 0.15375 | 0.77969 | 0.39801 | 0.078358 | 0.84662 | 0.32465
1234 | 0.16295 | 0.060609 | 0.015705 | 0.038525 | 0.42114 | 0.12441 | 0.12121 | 0.74573 | 0.38255 | 0.089307 | 0.84302 | 0.33398
1235 | 0.16301 | 0.06714 | 0.015901 | 0.045523 | 0.53349 | 0.075 | 0.11273 | 0.71557 | 0.3548 | 0.095425 | 0.8356 | 0.33315
1236 | 0.3097 | 0.037886 | 0.052034 | 0.059589 | 0.54955 | 0.040624 | 0.11067 | 0.67881 | 0.3135 | 0.093356 | 0.82494 | 0.32084
1237 | 0.29407 | 0.032679 | 0.076505 | 0.070085 | 0.4798 | 0.11356 | 0.12136 | 0.6671 | 0.31619 | 0.10654 | 0.82848 | 0.34921
1238 | 0.1937 | 0.022436 | 0.083995 | 0.15899 | 0.40518 | 0.15663 | 0.11802 | 0.63859 | 0.32664 | 0.12622 | 0.83019 | 0.39766
1239 | 0.15739 | 0.032947 | 0.080375 | 0.12194 | 0.31653 | 0.04879 | 0.1102 | 0.59752 | 0.33978 | 0.14812 | 0.83115 | 0.45886
1240 | 0.13092 | 0.079731 | 0.11524 | 0.11809 | 0.29568 | 0.1008 | 0.10503 | 0.57085 | 0.34984 | 0.15943 | 0.83786 | 0.4965
1241 | 0.053341 | 0.10437 | 0.16313 | 0.069938 | 0.29031 | 0.069665 | 0.10237 | 0.5643 | 0.34452 | 0.14202 | 0.84103 | 0.49429
1242 | 0.036699 | 0.05822 | 0.3588 | 0.33365 | 0.30258 | 0.14388 | 0.12035 | 0.53905 | 0.32348 | 0.1117 | 0.83761 | 0.43009
1243 | 0.028941 | 0.042241 | 0.46693 | 0.31161 | 0.3304 | 0.1787 | 0.1639 | 0.52879 | 0.32572 | 0.098856 | 0.83792 | 0.37591
1244 | 0.023039 | 0.025633 | 0.42435 | 0.18831 | 0.30656 | 0.049951 | 0.21162 | 0.52237 | 0.36029 | 0.10868 | 0.8346 | 0.35341
1245 | 0.04347 | 0.019197 | 0.25394 | 0.22387 | 0.21502 | 0.010493 | 0.24613 | 0.5149 | 0.40336 | 0.1346 | 0.83659 | 0.34733
1246 | 0.079711 | 0.022549 | 0.2439 | 0.3598 | 0.20469 | 0 | 0.26179 | 0.49649 | 0.44034 | 0.1653 | 0.83817 | 0.34213
1247 | 0.068475 | 0.034489 | 0.23753 | 0.39188 | 0.25578 | 0.011105 | 0.26358 | 0.46613 | 0.44793 | 0.19155 | 0.83457 | 0.31846
1248 | 0.07642 | 0.03524 | 0.29226 | 0.50472 | 0.1767 | 0.10055 | 0.26822 | 0.44185 | 0.44515 | 0.2127 | 0.8324 | 0.30271
1249 | 0.087213 | 0.035008 | 0.30977 | 0.31497 | 0.1906 | 0.16396 | 0.26734 | 0.42024 | 0.44569 | 0.22931 | 0.82635 | 0.27368
1250 | 0.064885 | 0.02354 | 0.29596 | 0.16197 | 0.14151 | 0.12881 | 0.26723 | 0.41103 | 0.4553 | 0.25314 | 0.82012 | 0.25528
1251 | 0.05368 | 0 | 0.27675 | 0.071011 | 0.073001 | 0.082661 | 0.27785 | 0.39988 | 0.46651 | 0.27422 | 0.80306 | 0.23575
1252 | 0.049826 | 0 | 0.33434 | 0.048382 | 0.083022 | 0.15587 | 0.29981 | 0.381 | 0.47793 | 0.28707 | 0.77151 | 0.21279
1253 | 0.05699 | 0.020094 | 0.16926 | 0.028813 | 0.1174 | 0.064768 | 0.33603 | 0.35305 | 0.48257 | 0.29015 | 0.7097 | 0.18761
1254 | 0.041745 | 0.07157 | 0.19888 | 0.056534 | 0.062346 | 0.029024 | 0.35856 | 0.32798 | 0.48844 | 0.29256 | 0.62183 | 0.17278
1255 | 0.025985 | 0.080424 | 0.30833 | 0.11772 | 0.086005 | 0.039539 | 0.35075 | 0.31553 | 0.49603 | 0.31882 | 0.53556 | 0.17756
1256 | 0.027231 | 0.047137 | 0.3453 | 0.1122 | 0.074238 | 0.034417 | 0.27788 | 0.32616 | 0.48675 | 0.37155 | 0.49945 | 0.20388
1257 | 0.032918 | 0.010585 | 0.34922 | 0.02867 | 0.052588 | 0.068897 | 0.17289 | 0.33386 | 0.44259 | 0.41898 | 0.47599 | 0.23277
1258 | 0.063455 | 0 | 0.446 | 0.015749 | 0.080505 | 0.15246 | 0.10992 | 0.32062 | 0.39347 | 0.43207 | 0.43954 | 0.24955
1259 | 0.096 | 0.020654 | 0.38861 | 0.023181 | 0.13922 | 0.16292 | 0.09358 | 0.30374 | 0.35866 | 0.4215 | 0.39661 | 0.25162
1260 | 0.1169 | 0.029947 | 0.47122 | 0.086715 | 0.15935 | 0.2403 | 0.091027 | 0.2686 | 0.32906 | 0.40315 | 0.33786 | 0.24782
1261 | 0.076278 | 0.030957 | 0.53565 | 0.13882 | 0.12913 | 0.23009 | 0.10497 | 0.26523 | 0.35986 | 0.41338 | 0.30093 | 0.26842
1262 | 0.078433 | 0.027209 | 0.46658 | 0.13759 | 0.074191 | 0.14311 | 0.10522 | 0.26146 | 0.39308 | 0.42285 | 0.25322 | 0.27586
1263 | 0.055119 | 0.013759 | 0.36617 | 0.048007 | 0.07089 | 0.2654 | 0.10188 | 0.25567 | 0.41349 | 0.41545 | 0.20436 | 0.25437
1264 | 0.048776 | 0.016557 | 0.38706 | 0.052248 | 0.047976 | 0.43789 | 0.10338 | 0.25416 | 0.4252 | 0.41169 | 0.1682 | 0.22554
1265 | 0.058403 | 0.026163 | 0.387 | 0.081131 | 0.032298 | 0.2891 | 0.12104 | 0.2508 | 0.40837 | 0.39446 | 0.1431 | 0.17028
1266 | 0.034819 | 0.064067 | 0.37467 | 0.3914 | 0.060015 | 0.29894 | 0.19702 | 0.26027 | 0.37068 | 0.35222 | 0.12341 | 0.11405
1267 | 0.075877 | 0.12507 | 0.35277 | 0.45672 | 0.05839 | 0.30944 | 0.32747 | 0.29166 | 0.3894 | 0.31976 | 0.11351 | 0.080133
1268 | 0.05128 | 0.10262 | 0.26168 | 0.39275 | 0.028683 | 0.27676 | 0.37977 | 0.3364 | 0.44626 | 0.31455 | 0.12584 | 0.070111
1269 | 0.054723 | 0.083429 | 0.22041 | 0.45016 | 0.027214 | 0.26002 | 0.3851 | 0.38353 | 0.52153 | 0.32108 | 0.15849 | 0.0724
1270 | 0.049333 | 0.12923 | 0.26548 | 0.52993 | 0.026187 | 0.22963 | 0.36359 | 0.42139 | 0.59226 | 0.3274 | 0.20114 | 0.076898
1271 | 0.064017 | 0.14591 | 0.21376 | 0.42812 | 0.017351 | 0.10973 | 0.34001 | 0.44106 | 0.65045 | 0.32116 | 0.24367 | 0.078082
1272 | 0.10133 | 0.10475 | 0.13666 | 0.21626 | 0.074934 | 0.088502 | 0.32352 | 0.45967 | 0.69685 | 0.30347 | 0.30676 | 0.080112
1273 | 0.11928 | 0.10412 | 0.10517 | 0.17898 | 0.078427 | 0.14984 | 0.30933 | 0.46984 | 0.73122 | 0.28262 | 0.37317 | 0.078312
1274 | 0.09646 | 0.12067 | 0.095938 | 0.21549 | 0.054193 | 0.21056 | 0.31644 | 0.47715 | 0.76465 | 0.27815 | 0.44066 | 0.074196
1275 | 0.022594 | 0.11116 | 0.067324 | 0.24204 | 0.027182 | 0.094075 | 0.32737 | 0.47921 | 0.79123 | 0.27585 | 0.50524 | 0.068607
1276 | 0.012468 | 0.2097 | 0.071967 | 0.3731 | 0.028703 | 0.14347 | 0.34763 | 0.4949 | 0.81462 | 0.26931 | 0.55789 | 0.069859
1277 | 0.016961 | 0.3371 | 0.0418 | 0.39113 | 0.0226 | 0.25548 | 0.37428 | 0.52265 | 0.82672 | 0.25151 | 0.60095 | 0.077078
1278 | 0.020681 | 0.29542 | 0.031094 | 0.096239 | 0.10795 | 0.10672 | 0.41547 | 0.55333 | 0.8272 | 0.24216 | 0.63923 | 0.089336
1279 | 0.01947 | 0.30433 | 0.051283 | 0.05348 | 0.11909 | 0.068848 | 0.46692 | 0.58302 | 0.82175 | 0.25558 | 0.69031 | 0.099433
1280 | 0 | 0.29765 | 0.064242 | 0.059766 | 0.067026 | 0.060821 | 0.51527 | 0.61005 | 0.81099 | 0.29978 | 0.744 | 0.09914
1281 | 0 | 0.21616 | 0.0283 | 0.074094 | 0 | 0.041205 | 0.52464 | 0.61744 | 0.78188 | 0.33864 | 0.7645 | 0.081168
1282 | 0 | 0.27616 | 0.01894 | 0.11302 | 0 | 0.036861 | 0.50215 | 0.6119 | 0.74051 | 0.35335 | 0.75681 | 0.043779
1283 | 0.021355 | 0.29903 | 0.076357 | 0.15906 | 0 | 0.055437 | 0.47171 | 0.61317 | 0.70133 | 0.35271 | 0.72357 | 0.017857
1284 | 0.11614 | 0.11664 | 0.15775 | 0.045831 | 0.17535 | 0.1026 | 0.44037 | 0.62247 | 0.65881 | 0.33478 | 0.66699 | 0.0062043
1285 | 0.12231 | 0.063733 | 0.13052 | 0.081406 | 0.18798 | 0.13907 | 0.46775 | 0.67101 | 0.63249 | 0.33969 | 0.65487 | 0.0060553
1286 | 0.14331 | 0.076463 | 0.12106 | 0.20638 | 0.12308 | 0.084321 | 0.5083 | 0.70702 | 0.5921 | 0.34859 | 0.67845 | 0.0093033
1287 | 0.075935 | 0.044295 | 0.084804 | 0.092824 | 0.01864 | 0.019071 | 0.56186 | 0.72972 | 0.53692 | 0.3468 | 0.70924 | 0.015158
1288 | 0.10223 | 0.060718 | 0.12711 | 0.08186 | 0.015805 | 0.015784 | 0.63831 | 0.74575 | 0.50374 | 0.34737 | 0.74055 | 0.018625
1289 | 0.072816 | 0.13883 | 0.23937 | 0.03559 | 0.021711 | 0.049129 | 0.72109 | 0.75414 | 0.4932 | 0.33728 | 0.74491 | 0.014518
1290 | 0.17481 | 0.1289 | 0.33798 | 0.079521 | 0.026681 | 0.065275 | 0.7631 | 0.73079 | 0.48055 | 0.30758 | 0.6812 | 0.011146
1291 | 0.14383 | 0.10271 | 0.39083 | 0.15342 | 0.023389 | 0.042177 | 0.77449 | 0.71105 | 0.48835 | 0.27803 | 0.58024 | 0.0097708
1292 | 0.17633 | 0.11638 | 0.3481 | 0.05714 | 0.069767 | 0.033958 | 0.76518 | 0.70194 | 0.50547 | 0.26062 | 0.5229 | 0.014121
1293 | 0.10882 | 0.079072 | 0.21336 | 0 | 0.04004 | 0.031216 | 0.73803 | 0.69311 | 0.51988 | 0.24851 | 0.51957 | 0.026076
1294 | 0.17598 | 0.15466 | 0.30713 | 0 | 0.08974 | 0.1278 | 0.69602 | 0.67796 | 0.52478 | 0.23224 | 0.53646 | 0.049447
1295 | 0.1329 | 0.23613 | 0.3907 | 0.041239 | 0.16374 | 0.15239 | 0.64073 | 0.64837 | 0.5173 | 0.20704 | 0.54247 | 0.081541
1296 | 0.16209 | 0.22848 | 0.40647 | 0.21293 | 0.097938 | 0.040368 | 0.59024 | 0.61027 | 0.51423 | 0.18025 | 0.55094 | 0.12735
1297 | 0.061936 | 0.19695 | 0.34403 | 0.15305 | 0.072977 | 0.043262 | 0.54088 | 0.5729 | 0.51647 | 0.15405 | 0.55732 | 0.17848
1298 | 0.053663 | 0.18068 | 0.24517 | 0.1604 | 0.11417 | 0.051193 | 0.5059 | 0.54325 | 0.51929 | 0.13781 | 0.58265 | 0.23959
1299 | 0.039759 | 0.098085 | 0.12232 | 0.076275 | 0.097347 | 0.032793 | 0.4755 | 0.52154 | 0.51341 | 0.12084 | 0.59949 | 0.29921
1300 | 0.054491 | 0.074612 | 0.12898 | 0.08176 | 0.18996 | 0.022453 | 0.44698 | 0.49451 | 0.50914 | 0.10354 | 0.60621 | 0.34599
1301 | 0.016644 | 0.080886 | 0.076898 | 0.14517 | 0.26573 | 0 | 0.42083 | 0.46742 | 0.50017 | 0.07917 | 0.59759 | 0.37005
1302 | 0.055838 | 0.16236 | 0.059282 | 0.24779 | 0.15188 | 0.082229 | 0.40153 | 0.44705 | 0.49197 | 0.058176 | 0.59934 | 0.38442
1303 | 0.11733 | 0.21059 | 0.056395 | 0.22376 | 0.1635 | 0.27998 | 0.39349 | 0.43754 | 0.49504 | 0.042236 | 0.62966 | 0.41083
1304 | 0.091114 | 0.2206 | 0.05923 | 0.15464 | 0.12999 | 0.28842 | 0.38833 | 0.43394 | 0.50609 | 0.044383 | 0.68099 | 0.46586
1305 | 0.019647 | 0.13118 | 0.057709 | 0.15612 | 0.069098 | 0.11215 | 0.36196 | 0.42215 | 0.48721 | 0.06049 | 0.70445 | 0.50691
1306 | 0.039871 | 0.18149 | 0.074031 | 0.25434 | 0.091768 | 0.17315 | 0.32056 | 0.40121 | 0.44653 | 0.055134 | 0.69974 | 0.53538
1307 | 0.030385 | 0.24377 | 0.17603 | 0.45028 | 0.1211 | 0.098405 | 0.27891 | 0.38408 | 0.39047 | 0.027418 | 0.66166 | 0.54424
1308 | 0.11726 | 0.35426 | 0.32929 | 0.31939 | 0.13812 | 0.22381 | 0.23646 | 0.3581 | 0.31213 | 0.0076487 | 0.6086 | 0.55044
1309 | 0.20163 | 0.36733 | 0.2943 | 0.17389 | 0.10697 | 0.1446 | 0.2306 | 0.36404 | 0.27651 | 0.0042924 | 0.61147 | 0.58592
1310 | 0.19566 | 0.31484 | 0.26536 | 0.22112 | 0.070882 | 0.11641 | 0.23398 | 0.36833 | 0.24551 | 0.0034357 | 0.63368 | 0.572
1311 | 0.12465 | 0.14367 | 0.10213 | 0.21433 | 0.030639 | 0.15936 | 0.23982 | 0.36719 | 0.23224 | 0.0035661 | 0.65398 | 0.51837
1312 | 0.15196 | 0.11212 | 0.083995 | 0.20278 | 0.035996 | 0.27212 | 0.24645 | 0.36906 | 0.23899 | 0.0040029 | 0.67646 | 0.4837
1313 | 0.10976 | 0.090641 | 0.13286 | 0.13957 | 0.020722 | 0.19997 | 0.22945 | 0.36265 | 0.25326 | 0.0064571 | 0.67597 | 0.48903
1314 | 0.19267 | 0.1026 | 0.17622 | 0.27115 | 0.06638 | 0.10341 | 0.19515 | 0.34233 | 0.26966 | 0.013666 | 0.59634 | 0.47974
1315 | 0.18717 | 0.098594 | 0.17711 | 0.27343 | 0.053714 | 0.12744 | 0.18245 | 0.3345 | 0.29782 | 0.028837 | 0.48313 | 0.48048
1316 | 0.21168 | 0.092826 | 0.2107 | 0.40955 | 0.065777 | 0.3482 | 0.18418 | 0.3393 | 0.32205 | 0.049727 | 0.40802 | 0.48441
1317 | 0.18906 | 0.04856 | 0.13171 | 0.45814 | 0.01285 | 0.37238 | 0.19605 | 0.3503 | 0.35214 | 0.068117 | 0.36601 | 0.48184
1318 | 0.31613 | 0.048808 | 0.15335 | 0.3368 | 0 | 0.36467 | 0.20937 | 0.36205 | 0.37924 | 0.086452 | 0.33552 | 0.47666
1319 | 0.16003 | 0.054732 | 0.22513 | 0.30565 | 0 | 0.28601 | 0.21475 | 0.3658 | 0.3949 | 0.097823 | 0.29564 | 0.46467
1320 | 0.19323 | 0.20831 | 0.36234 | 0.16513 | 0.1159 | 0.36861 | 0.22335 | 0.37288 | 0.40978 | 0.10601 | 0.26255 | 0.44845
1321 | 0.21099 | 0.35389 | 0.44191 | 0.070355 | 0.15007 | 0.54179 | 0.22805 | 0.3863 | 0.42258 | 0.10105 | 0.23541 | 0.42664
1322 | 0.27059 | 0.31691 | 0.38848 | 0.046993 | 0.15692 | 0.59686 | 0.23731 | 0.41571 | 0.43103 | 0.093891 | 0.23097 | 0.42426
1323 | 0.33903 | 0.19112 | 0.22075 | 0.060784 | 0.13362 | 0.36373 | 0.244 | 0.44958 | 0.43809 | 0.081106 | 0.23515 | 0.42096
1324 | 0.49136 | 0.26836 | 0.24896 | 0.045043 | 0.20358 | 0.32326 | 0.24882 | 0.48397 | 0.44601 | 0.065345 | 0.23451 | 0.41236
1325 | 0.50382 | 0.31012 | 0.2651 | 0.030835 | 0.21901 | 0.5983 | 0.24955 | 0.51587 | 0.45985 | 0.051468 | 0.22593 | 0.38627
1326 | 0.54349 | 0.37726 | 0.25204 | 0.11917 | 0.32913 | 0.69649 | 0.25064 | 0.54872 | 0.48081 | 0.0446 | 0.23101 | 0.37107
1327 | 0.54152 | 0.33973 | 0.16281 | 0.3438 | 0.32291 | 0.67183 | 0.24863 | 0.58482 | 0.51033 | 0.047571 | 0.2667 | 0.38708
1328 | 0.54601 | 0.3018 | 0.11496 | 0.48621 | 0.36017 | 0.67399 | 0.24728 | 0.62957 | 0.54314 | 0.065029 | 0.36016 | 0.44975
1329 | 0.45681 | 0.25372 | 0.058721 | 0.24436 | 0.20641 | 0.55937 | 0.23955 | 0.66217 | 0.57173 | 0.085718 | 0.46911 | 0.49936
1330 | 0.46669 | 0.28445 | 0.066058 | 0.17953 | 0.24993 | 0.48104 | 0.22454 | 0.68023 | 0.59285 | 0.084954 | 0.52938 | 0.5095
1331 | 0.43556 | 0.36405 | 0.080159 | 0.087122 | 0.22386 | 0.68905 | 0.20876 | 0.68618 | 0.59752 | 0.07249 | 0.56504 | 0.4757
1332 | 0.40903 | 0.52379 | 0.12357 | 0.19066 | 0.13827 | 0.72755 | 0.18737 | 0.68949 | 0.60373 | 0.060593 | 0.57917 | 0.40087
1333 | 0.35818 | 0.59209 | 0.12091 | 0.25996 | 0.13374 | 0.67516 | 0.2023 | 0.72211 | 0.64062 | 0.066315 | 0.61598 | 0.36025
1334 | 0.28746 | 0.54836 | 0.15544 | 0.14505 | 0.12861 | 0.54646 | 0.22738 | 0.74814 | 0.65497 | 0.079355 | 0.63437 | 0.31122
1335 | 0.15901 | 0.36684 | 0.1001 | 0.09678 | 0.10543 | 0.41236 | 0.25772 | 0.7599 | 0.66856 | 0.099518 | 0.64697 | 0.26216
1336 | 0.16503 | 0.33312 | 0.13452 | 0.078578 | 0.13013 | 0.39066 | 0.28925 | 0.77707 | 0.71058 | 0.12761 | 0.68399 | 0.22704
1337 | 0.16473 | 0.34514 | 0.28916 | 0.14832 | 0.10236 | 0.34692 | 0.32291 | 0.79016 | 0.75869 | 0.16596 | 0.73056 | 0.19671
1338 | 0.087373 | 0.43846 | 0.43282 | 0.1311 | 0.098004 | 0.35851 | 0.33711 | 0.76644 | 0.78109 | 0.20184 | 0.73873 | 0.1622
1339 | 0.073678 | 0.46401 | 0.37689 | 0.099323 | 0.10334 | 0.3371 | 0.3605 | 0.74253 | 0.79696 | 0.24063 | 0.73983 | 0.13932
1340 | 0.15901 | 0.38353 | 0.37327 | 0.073809 | 0.068402 | 0.29564 | 0.39616 | 0.73603 | 0.81023 | 0.28939 | 0.75345 | 0.12564
1341 | 0.21371 | 0.2115 | 0.30374 | 0.074288 | 0.036754 | 0.21606 | 0.44564 | 0.73362 | 0.81823 | 0.34338 | 0.77329 | 0.11815
1342 | 0.45571 | 0.18856 | 0.28577 | 0.087016 | 0.051404 | 0.20646 | 0.48427 | 0.72663 | 0.82498 | 0.39528 | 0.78712 | 0.11081
1343 | 0.61244 | 0.19341 | 0.23303 | 0.11877 | 0.018395 | 0.17282 | 0.48928 | 0.70918 | 0.82978 | 0.43257 | 0.78972 | 0.098027
1344 | 0.72657 | 0.27101 | 0.20461 | 0.05027 | 0.045476 | 0.097171 | 0.48263 | 0.69493 | 0.83367 | 0.45022 | 0.7927 | 0.086101
1345 | 0.63284 | 0.28669 | 0.19291 | 0.025382 | 0.099414 | 0.056615 | 0.47552 | 0.68395 | 0.83841 | 0.45456 | 0.79157 | 0.073908
1346 | 0.68295 | 0.30023 | 0.16079 | 0.012178 | 0.033956 | 0.059246 | 0.48629 | 0.68292 | 0.84637 | 0.4662 | 0.79794 | 0.069062
1347 | 0.61665 | 0.23438 | 0.091883 | 0 | 0.044939 | 0.031003 | 0.50317 | 0.68144 | 0.85415 | 0.48078 | 0.80579 | 0.064886
1348 | 0.65207 | 0.27849 | 0.1058 | 0.01004 | 0.17529 | 0.026338 | 0.51909 | 0.68162 | 0.85789 | 0.50284 | 0.81414 | 0.061597
1349 | 0.61883 | 0.27089 | 0.1522 | 0.029305 | 0.15562 | 0.032793 | 0.51689 | 0.67194 | 0.85834 | 0.53455 | 0.81746 | 0.058641
1350 | 0.49608 | 0.3346 | 0.17542 | 0.065028 | 0.12758 | 0.040721 | 0.51908 | 0.65419 | 0.85648 | 0.56349 | 0.82305 | 0.059562
1351 | 0.39442 | 0.37808 | 0.17815 | 0.0699 | 0.1419 | 0.019377 | 0.54757 | 0.64491 | 0.85503 | 0.58169 | 0.8329 | 0.065705
1352 | 0.23806 | 0.33287 | 0.11721 | 0.099053 | 0.15223 | 0.036839 | 0.6034 | 0.64769 | 0.85375 | 0.57524 | 0.84289 | 0.082151
1353 | 0.21758 | 0.20575 | 0.050972 | 0.030725 | 0.15834 | 0.016246 | 0.61006 | 0.6315 | 0.84325 | 0.5213 | 0.84267 | 0.10617
1354 | 0.18286 | 0.19193 | 0.064573 | 0.041557 | 0.29695 | 0.071067 | 0.59814 | 0.61207 | 0.82085 | 0.44148 | 0.83061 | 0.10622
1355 | 0.12246 | 0.15802 | 0.065005 | 0.082917 | 0.34796 | 0.20077 | 0.56765 | 0.59834 | 0.7842 | 0.38262 | 0.81563 | 0.084192
1356 | 0.10721 | 0.068759 | 0.10283 | 0.15191 | 0.30184 | 0.19519 | 0.51456 | 0.58323 | 0.72764 | 0.34527 | 0.79164 | 0.060455
1357 | 0.0829 | 0.027526 | 0.11998 | 0.16071 | 0.20908 | 0.1903 | 0.49846 | 0.61505 | 0.69799 | 0.36193 | 0.77984 | 0.053656
1358 | 0.094542 | 0.011899 | 0.15716 | 0.18786 | 0.11545 | 0.13471 | 0.49383 | 0.62962 | 0.66915 | 0.38963 | 0.76474 | 0.052581
1359 | 0.085136 | 0 | 0.10195 | 0.16158 | 0.062258 | 0.13219 | 0.49892 | 0.63363 | 0.63651 | 0.41372 | 0.74085 | 0.056955
1360 | 0.080092 | 0 | 0.11115 | 0.13841 | 0.039414 | 0.1645 | 0.51915 | 0.64758 | 0.61618 | 0.44605 | 0.73598 | 0.059054
1361 | 0.053697 | 0.031597 | 0.15814 | 0.08947 | 0.015388 | 0.17952 | 0.54128 | 0.66117 | 0.60663 | 0.46985 | 0.76051 | 0.051443
1362 | 0.091686 | 0.081345 | 0.35152 | 0.22489 | 0.17306 | 0.12597 | 0.53695 | 0.63132 | 0.56859 | 0.45815 | 0.76434 | 0.045365
1363 | 0.032318 | 0.088624 | 0.41422 | 0.19867 | 0.27257 | 0.086858 | 0.52818 | 0.60694 | 0.5506 | 0.44959 | 0.75004 | 0.042776
1364 | 0.02287 | 0.11411 | 0.34706 | 0.12962 | 0.14026 | 0.088908 | 0.52315 | 0.59179 | 0.55298 | 0.44785 | 0.71739 | 0.042324
1365 | 0.022747 | 0.090192 | 0.17453 | 0.099163 | 0.10882 | 0.095077 | 0.52009 | 0.58054 | 0.56556 | 0.44557 | 0.66215 | 0.043567
1366 | 0.048496 | 0.17175 | 0.20068 | 0.1185 | 0.16079 | 0.10473 | 0.51906 | 0.5608 | 0.57233 | 0.43646 | 0.58053 | 0.047571
1367 | 0.029499 | 0.22792 | 0.17788 | 0.10521 | 0.10944 | 0.10642 | 0.5068 | 0.52416 | 0.5658 | 0.40739 | 0.48953 | 0.046892
1368 | 0.063491 | 0.22011 | 0.12569 | 0.30956 | 0.14186 | 0.031976 | 0.49348 | 0.48478 | 0.55857 | 0.37704 | 0.42135 | 0.046651
1369 | 0.037786 | 0.25067 | 0.055322 | 0.37568 | 0.11543 | 0.031216 | 0.47198 | 0.45291 | 0.55472 | 0.34434 | 0.36839 | 0.046969
1370 | 0.041121 | 0.27143 | 0.036506 | 0.26724 | 0.048331 | 0.034858 | 0.45387 | 0.43522 | 0.57141 | 0.32917 | 0.33664 | 0.053466
1371 | 0.033551 | 0.24323 | 0 | 0.13284 | 0.014727 | 0.012679 | 0.43368 | 0.41802 | 0.59621 | 0.31333 | 0.30563 | 0.063104
1372 | 0.063204 | 0.32508 | 0 | 0.14582 | 0.036148 | 0.016423 | 0.42028 | 0.3971 | 0.61532 | 0.2889 | 0.28569 | 0.072263
1373 | 0.059337 | 0.4413 | 0.014603 | 0.2909 | 0.016892 | 0.030936 | 0.40823 | 0.35914 | 0.63084 | 0.25208 | 0.29186 | 0.079696
1374 | 0.034355 | 0.49092 | 0.035791 | 0.49135 | 0.054602 | 0.03055 | 0.40575 | 0.31666 | 0.64095 | 0.22249 | 0.31823 | 0.096248
1375 | 0.020217 | 0.51417 | 0.038249 | 0.53304 | 0.066857 | 0.029401 | 0.41147 | 0.29053 | 0.64801 | 0.21742 | 0.34079 | 0.13541
1376 | 0.014696 | 0.49584 | 0.04725 | 0.46811 | 0.13494 | 0.021666 | 0.42581 | 0.29742 | 0.65241 | 0.23879 | 0.36527 | 0.21324
1377 | 0.020952 | 0.46715 | 0.018954 | 0.2328 | 0.14285 | 0.015338 | 0.42134 | 0.30732 | 0.62897 | 0.26347 | 0.40035 | 0.31133
1378 | 0.1026 | 0.47932 | 0.032985 | 0.18641 | 0.25224 | 0.024 | 0.38509 | 0.31023 | 0.59836 | 0.2648 | 0.41858 | 0.40054
1379 | 0.087691 | 0.40756 | 0.036273 | 0.39165 | 0.29468 | 0.038948 | 0.33532 | 0.31415 | 0.56398 | 0.23934 | 0.43045 | 0.49369
1380 | 0.083822 | 0.35308 | 0.037499 | 0.54027 | 0.23544 | 0.041558 | 0.28243 | 0.30409 | 0.52074 | 0.20435 | 0.44306 | 0.57671
1381 | 0.17851 | 0.29423 | 0.085321 | 0.52784 | 0.16012 | 0.046343 | 0.26536 | 0.33527 | 0.52748 | 0.20617 | 0.48966 | 0.64769
1382 | 0.17492 | 0.21802 | 0.14169 | 0.33074 | 0.062269 | 0.062485 | 0.26787 | 0.35415 | 0.52683 | 0.22821 | 0.52972 | 0.67729
1383 | 0.21918 | 0.1571 | 0.16437 | 0.1203 | 0.045602 | 0.025388 | 0.2836 | 0.35149 | 0.52148 | 0.255 | 0.58247 | 0.6927
1384 | 0.23263 | 0.11524 | 0.24247 | 0.10709 | 0.043508 | 0.026169 | 0.30696 | 0.33495 | 0.54061 | 0.26476 | 0.65144 | 0.73628
1385 | 0.10016 | 0.079654 | 0.36423 | 0.23835 | 0.017505 | 0.046628 | 0.33014 | 0.30435 | 0.57225 | 0.21568 | 0.70899 | 0.80002
1386 | 0.1275 | 0.041797 | 0.50426 | 0.23385 | 0.14014 | 0.11887 | 0.34326 | 0.27162 | 0.57799 | 0.13289 | 0.70333 | 0.82194
1387 | 0.29239 | 0.019072 | 0.54734 | 0.16724 | 0.15821 | 0.11754 | 0.36799 | 0.2565 | 0.58725 | 0.086744 | 0.67556 | 0.82082
1388 | 0.41226 | 0 | 0.47334 | 0.11531 | 0.061219 | 0.12924 | 0.3793 | 0.25385 | 0.59871 | 0.092921 | 0.69392 | 0.80249
1389 | 0.2685 | 0 | 0.25917 | 0.035964 | 0.067151 | 0.10982 | 0.38478 | 0.25343 | 0.60036 | 0.12338 | 0.70904 | 0.75043
1390 | 0.33663 | 0.019309 | 0.23024 | 0.045622 | 0.15091 | 0.076227 | 0.38244 | 0.24702 | 0.59859 | 0.16483 | 0.71371 | 0.67108
1391 | 0.48408 | 0.022714 | 0.25605 | 0.11711 | 0.079077 | 0.069643 | 0.37009 | 0.22678 | 0.58978 | 0.20598 | 0.73345 | 0.58206
1392 | 0.57541 | 0.038354 | 0.27122 | 0.12391 | 0.14871 | 0.13011 | 0.3596 | 0.20285 | 0.58452 | 0.24507 | 0.74648 | 0.51713
1393 | 0.63713 | 0.080998 | 0.19052 | 0.092868 | 0.2159 | 0.094154 | 0.3441 | 0.18077 | 0.57974 | 0.28796 | 0.74508 | 0.45987
1394 | 0.60951 | 0.11293 | 0.12792 | 0.048148 | 0.086215 | 0.082447 | 0.34508 | 0.16828 | 0.573 | 0.3566 | 0.72151 | 0.4171
1395 | 0.32915 | 0.10752 | 0.038666 | 0.014996 | 0.10104 | 0.1038 | 0.35138 | 0.15818 | 0.55715 | 0.42665 | 0.69556 | 0.37682
1396 | 0.37308 | 0.16391 | 0.061883 | 0.016907 | 0.15186 | 0.11803 | 0.35477 | 0.14944 | 0.54406 | 0.48933 | 0.67439 | 0.34031
1397 | 0.21054 | 0.26032 | 0.073224 | 0.052038 | 0.085208 | 0.13255 | 0.34372 | 0.14054 | 0.53473 | 0.53239 | 0.6388 | 0.30164
1398 | 0.32266 | 0.3104 | 0.082667 | 0.072687 | 0.14851 | 0.21016 | 0.33253 | 0.13837 | 0.53582 | 0.55761 | 0.60468 | 0.28848
1399 | 0.45149 | 0.25941 | 0.037607 | 0.076487 | 0.17605 | 0.19163 | 0.33781 | 0.14505 | 0.54083 | 0.57935 | 0.60615 | 0.3392
1400 | 0.35034 | 0.15215 | 0.022591 | 0.077135 | 0.079322 | 0.19837 | 0.35503 | 0.16439 | 0.54581 | 0.60663 | 0.64697 | 0.47274
1401 | 0.33184 | 0.076661 | 0.027608 | 0.043681 | 0.11319 | 0.13179 | 0.35918 | 0.18429 | 0.5252 | 0.59366 | 0.67508 | 0.58255
1402 | 0.34276 | 0.14225 | 0.048621 | 0.056656 | 0.13947 | 0.11865 | 0.33452 | 0.18197 | 0.48608 | 0.54814 | 0.66716 | 0.63815
1403 | 0.24529 | 0.18854 | 0.1573 | 0.088373 | 0.072133 | 0.11922 | 0.30183 | 0.17357 | 0.4473 | 0.50141 | 0.63724 | 0.63791
1404 | 0.30737 | 0.288 | 0.39292 | 0.13511 | 0.23478 | 0.18584 | 0.26224 | 0.15427 | 0.40772 | 0.43763 | 0.59358 | 0.61326
1405 | 0.31043 | 0.35839 | 0.40629 | 0.10991 | 0.2926 | 0.17544 | 0.27038 | 0.1626 | 0.42031 | 0.41696 | 0.57687 | 0.60301
1406 | 0.44133 | 0.29868 | 0.29477 | 0.094115 | 0.10611 | 0.1914 | 0.30002 | 0.18019 | 0.43869 | 0.38345 | 0.57319 | 0.6381
1407 | 0.4655 | 0.22054 | 0.11333 | 0.048623 | 0.089141 | 0.13868 | 0.3361 | 0.20084 | 0.44369 | 0.34137 | 0.56293 | 0.70237
1408 | 0.46487 | 0.28376 | 0.077065 | 0.070897 | 0.11111 | 0.12517 | 0.37223 | 0.22227 | 0.44279 | 0.31585 | 0.54883 | 0.78209
1409 | 0.25787 | 0.36628 | 0.092792 | 0.088282 | 0.060269 | 0.11209 | 0.39983 | 0.24667 | 0.41018 | 0.31548 | 0.5073 | 0.82391
1410 | 0.19688 | 0.40401 | 0.13184 | 0.10584 | 0.075826 | 0.13659 | 0.37221 | 0.26842 | 0.34003 | 0.30256 | 0.41319 | 0.8273
1411 | 0.20779 | 0.36162 | 0.11788 | 0.11621 | 0.15604 | 0.086114 | 0.32321 | 0.30374 | 0.29952 | 0.30648 | 0.33269 | 0.82867
1412 | 0.18025 | 0.27097 | 0.11344 | 0.08461 | 0.077333 | 0.050694 | 0.3063 | 0.35258 | 0.282 | 0.32385 | 0.32487 | 0.83803
1413 | 0.30984 | 0.18878 | 0.060152 | 0.023014 | 0.090983 | 0.027447 | 0.31792 | 0.40352 | 0.27603 | 0.33358 | 0.35349 | 0.84774
1414 | 0.37252 | 0.24228 | 0.093832 | 0.021273 | 0.22352 | 0.031625 | 0.32996 | 0.43984 | 0.27831 | 0.28818 | 0.39428 | 0.85225
1415 | 0.24254 | 0.21244 | 0.18655 | 0.011138 | 0.23808 | 0.013603 | 0.32635 | 0.45117 | 0.27411 | 0.17704 | 0.43492 | 0.85139
1416 | 0.36704 | 0.1389 | 0.26535 | 0.052964 | 0.22959 | 0.063357 | 0.32422 | 0.45572 | 0.28964 | 0.10107 | 0.47328 | 0.85333
1417 | 0.49884 | 0.09376 | 0.24546 | 0.29216 | 0.13905 | 0.047941 | 0.33248 | 0.44043 | 0.17193 | 0.27778 | 0.73767 | 0.77712
1418 | 0.57958 | 0.059253 | 0.23659 | 0.28547 | 0.084842 | 0.018828 | 0.31568 | 0.45888 | 0.17574 | 0.30324 | 0.726 | 0.76589
1419 | 0.56768 | 0.032374 | 0.17646 | 0.062419 | 0.058059 | 0 | 0.30074 | 0.48427 | 0.19563 | 0.26964 | 0.71653 | 0.74368
1420 | 0.58932 | 0.029151 | 0.19166 | 0.098753 | 0.047984 | 0 | 0.29652 | 0.51154 | 0.22763 | 0.21959 | 0.71484 | 0.7275
1421 | 0.50804 | 0.064269 | 0.24977 | 0.079563 | 0.014114 | 0 | 0.30626 | 0.53803 | 0.27139 | 0.17638 | 0.70687 | 0.72592
1422 | 0.35808 | 0.20178 | 0.3535 | 0.21975 | 0.017273 | 0.021886 | 0.30224 | 0.55766 | 0.32373 | 0.13319 | 0.70023 | 0.71965
1423 | 0.40967 | 0.21867 | 0.29323 | 0.22457 | 0.029679 | 0.022818 | 0.24464 | 0.56377 | 0.37988 | 0.093414 | 0.68501 | 0.72358
1424 | 0.40393 | 0.17796 | 0.23945 | 0.17948 | 0.023493 | 0.016043 | 0.11787 | 0.52742 | 0.40646 | 0.063651 | 0.64376 | 0.77234
1425 | 0.40145 | 0.089022 | 0.16105 | 0.33171 | 0.017488 | 0 | 0.030683 | 0.4688 | 0.41976 | 0.039193 | 0.6061 | 0.8259
1426 | 0.39494 | 0.090961 | 0.10819 | 0.48451 | 0.024274 | 0 | 0.011023 | 0.40959 | 0.42265 | 0.02396 | 0.56606 | 0.80667
1427 | 0.26563 | 0.10934 | 0.081264 | 0.43601 | 0.067437 | 0.010855 | 0.0089204 | 0.36804 | 0.44157 | 0.013996 | 0.56686 | 0.77339
1428 | 0.21502 | 0.20083 | 0.082265 | 0.57869 | 0.14588 | 0.20077 | 0.0094364 | 0.3325 | 0.47224 | 0.0062771 | 0.59021 | 0.71004
1429 | 0.13779 | 0.1702 | 0.086594 | 0.56409 | 0.25113 | 0.27739 | 0.013944 | 0.32154 | 0.51329 | 0.0028695 | 0.63959 | 0.66518
1430 | 0.099723 | 0.12798 | 0.081551 | 0.3939 | 0.25127 | 0.19198 | 0.018317 | 0.30868 | 0.53633 | 0.0018475 | 0.66568 | 0.63506
1431 | 0.11297 | 0.090063 | 0.055682 | 0.39482 | 0.15546 | 0.12809 | 0.023695 | 0.29772 | 0.56627 | 0.0018766 | 0.65851 | 0.61712
1432 | 0.098829 | 0.13862 | 0.092965 | 0.28791 | 0.17872 | 0.13059 | 0.03163 | 0.29502 | 0.59574 | 0.0023238 | 0.62214 | 0.60499
1433 | 0.067079 | 0.18242 | 0.15355 | 0.43481 | 0.092487 | 0.1943 | 0.041363 | 0.31766 | 0.62096 | 0.0024599 | 0.60197 | 0.63147
1434 | 0.13196 | 0.24315 | 0.2253 | 0.57695 | 0.16986 | 0.4942 | 0.072507 | 0.36219 | 0.61102 | 0.004647 | 0.55949 | 0.65632
1435 | 0.15557 | 0.16192 | 0.26526 | 0.6142 | 0.14003 | 0.67191 | 0.14358 | 0.37838 | 0.5779 | 0.011439 | 0.48598 | 0.63398
1436 | 0.068733 | 0.10145 | 0.21378 | 0.67859 | 0.053647 | 0.69658 | 0.17156 | 0.38689 | 0.54536 | 0.02486 | 0.43567 | 0.62369
1437 | 0.064863 | 0.082885 | 0.11261 | 0.51979 | 0.084329 | 0.61876 | 0.1687 | 0.38388 | 0.51924 | 0.039423 | 0.38267 | 0.60434
1438 | 0.12871 | 0.13881 | 0.13618 | 0.42027 | 0.14264 | 0.52867 | 0.16747 | 0.3786 | 0.50812 | 0.052495 | 0.35211 | 0.56954
1439 | 0.10378 | 0.24128 | 0.11994 | 0.38851 | 0.17999 | 0.29274 | 0.17751 | 0.37438 | 0.494 | 0.067614 | 0.34684 | 0.52265
1440 | 0.10031 | 0.42642 | 0.1452 | 0.39943 | 0.27916 | 0.18969 | 0.20142 | 0.37913 | 0.48675 | 0.094155 | 0.36513 | 0.47639
1441 | 0.091154 | 0.54061 | 0.19715 | 0.28518 | 0.26751 | 0.11073 | 0.23641 | 0.39268 | 0.48185 | 0.13094 | 0.38403 | 0.43799
1442 | 0.034749 | 0.45347 | 0.24866 | 0.1444 | 0.19642 | 0.086829 | 0.28267 | 0.40278 | 0.47697 | 0.17029 | 0.40442 | 0.39063
1443 | 0.036095 | 0.21851 | 0.27018 | 0.22924 | 0.11526 | 0.054261 | 0.32327 | 0.41256 | 0.48873 | 0.20288 | 0.4278 | 0.34162
1444 | 0.094125 | 0.21861 | 0.33848 | 0.36109 | 0.16056 | 0.03597 | 0.33811 | 0.42659 | 0.5139 | 0.23622 | 0.45313 | 0.29897
1445 | 0.082341 | 0.14313 | 0.48471 | 0.16415 | 0.090665 | 0.032064 | 0.33273 | 0.4376 | 0.53887 | 0.26912 | 0.48768 | 0.25478
1446 | 0.048614 | 0.040189 | 0.56202 | 0.21298 | 0.15251 | 0.22748 | 0.32946 | 0.44089 | 0.55725 | 0.2937 | 0.53075 | 0.21702
1447 | 0.059629 | 0.020958 | 0.49572 | 0.22501 | 0.1627 | 0.26481 | 0.33037 | 0.43262 | 0.57245 | 0.29898 | 0.56727 | 0.19689
1448 | 0.048619 | 0.034954 | 0.42975 | 0.13849 | 0.085644 | 0.11046 | 0.3025 | 0.37586 | 0.59252 | 0.25421 | 0.56497 | 0.19075
1449 | 0.057371 | 0.040888 | 0.33734 | 0.27229 | 0.14611 | 0.084786 | 0.26417 | 0.3213 | 0.59155 | 0.19467 | 0.52896 | 0.18688
1450 | 0.10572 | 0.043348 | 0.41613 | 0.39694 | 0.14753 | 0.1493 | 0.21852 | 0.26989 | 0.54655 | 0.13919 | 0.47628 | 0.19684
1451 | 0.12927 | 0.051443 | 0.55622 | 0.23135 | 0.085992 | 0.084039 | 0.19824 | 0.25425 | 0.49494 | 0.10949 | 0.4771 | 0.20886
1452 | 0.10084 | 0.15347 | 0.6477 | 0.26594 | 0.13378 | 0.11805 | 0.19882 | 0.24756 | 0.43998 | 0.089553 | 0.49297 | 0.21286
1453 | 0.087126 | 0.15052 | 0.58807 | 0.31323 | 0.20966 | 0.18957 | 0.23281 | 0.26057 | 0.40525 | 0.086625 | 0.52759 | 0.22266
1454 | 0.047759 | 0.15757 | 0.54347 | 0.27706 | 0.19108 | 0.20842 | 0.2396 | 0.2525 | 0.36554 | 0.079834 | 0.50843 | 0.20083
1455 | 0.038395 | 0.22034 | 0.32184 | 0.24819 | 0.32525 | 0.45208 | 0.22509 | 0.24477 | 0.31318 | 0.07336 | 0.45455 | 0.16201
1456 | 0.051682 | 0.2896 | 0.29342 | 0.24617 | 0.46869 | 0.40671 | 0.20665 | 0.24616 | 0.25272 | 0.066886 | 0.40011 | 0.12395
1457 | 0.03706 | 0.3498 | 0.37582 | 0.37023 | 0.36152 | 0.4157 | 0.21011 | 0.2901 | 0.20004 | 0.065868 | 0.38159 | 0.10162
1458 | 0.038058 | 0.41378 | 0.34155 | 0.49899 | 0.28725 | 0.58296 | 0.21284 | 0.37194 | 0.14975 | 0.077044 | 0.40331 | 0.087618
1459 | 0.07444 | 0.26132 | 0.12047 | 0.47865 | 0.28403 | 0.53216 | 0.19607 | 0.4337 | 0.11833 | 0.094459 | 0.42429 | 0.090016
1460 | 0.109 | 0.23723 | 0.12695 | 0.43615 | 0.32373 | 0.50352 | 0.194 | 0.47397 | 0.097942 | 0.10364 | 0.45289 | 0.098907
1461 | 0.19905 | 0.22267 | 0.15726 | 0.24553 | 0.3929 | 0.4738 | 0.20056 | 0.48451 | 0.085503 | 0.10873 | 0.47185 | 0.1054
1462 | 0.25317 | 0.24076 | 0.23221 | 0.16738 | 0.33501 | 0.45034 | 0.19235 | 0.47135 | 0.090838 | 0.11221 | 0.48062 | 0.11522
1463 | 0.21465 | 0.27234 | 0.38971 | 0.18824 | 0.20665 | 0.60532 | 0.16953 | 0.43588 | 0.11247 | 0.11087 | 0.48769 | 0.12028
1464 | 0.22397 | 0.22441 | 0.51623 | 0.12355 | 0.23241 | 0.47347 | 0.15569 | 0.38994 | 0.1559 | 0.10829 | 0.4957 | 0.13111
1465 | 0.25623 | 0.18837 | 0.45443 | 0.1366 | 0.46272 | 0.25678 | 0.14946 | 0.33778 | 0.20377 | 0.10874 | 0.51471 | 0.14231
1466 | 0.19254 | 0.16858 | 0.27794 | 0.18472 | 0.65123 | 0.234 | 0.14414 | 0.28272 | 0.25142 | 0.11047 | 0.52875 | 0.15167
1467 | 0.14432 | 0.16322 | 0.13637 | 0.090757 | 0.73517 | 0.28322 | 0.14164 | 0.23663 | 0.30257 | 0.11685 | 0.53782 | 0.15917
1468 | 0.10948 | 0.16354 | 0.11842 | 0.096609 | 0.81009 | 0.34426 | 0.14625 | 0.21469 | 0.37684 | 0.12616 | 0.54026 | 0.16892
1469 | 0.078025 | 0.20243 | 0.056171 | 0.10569 | 0.65196 | 0.19041 | 0.16487 | 0.20694 | 0.47402 | 0.13402 | 0.53874 | 0.18215
1470 | 0.11787 | 0.17947 | 0.025435 | 0.21966 | 0.47214 | 0.18738 | 0.18419 | 0.20587 | 0.57635 | 0.14267 | 0.53677 | 0.19858
1471 | 0.13397 | 0.11987 | 0.017759 | 0.28046 | 0.2746 | 0.31936 | 0.17918 | 0.20143 | 0.64418 | 0.15178 | 0.55894 | 0.22875
1472 | 0.19962 | 0.054734 | 0.041528 | 0.2973 | 0.14728 | 0.45075 | 0.13723 | 0.17358 | 0.64011 | 0.14481 | 0.55973 | 0.24614
1473 | 0.13228 | 0.027467 | 0.042353 | 0.14126 | 0.12636 | 0.43485 | 0.10159 | 0.14166 | 0.62071 | 0.12641 | 0.54453 | 0.26161
1474 | 0.11928 | 0.055661 | 0.11273 | 0.10934 | 0.25383 | 0.46762 | 0.089545 | 0.11313 | 0.5996 | 0.11636 | 0.52111 | 0.25521
1475 | 0.12976 | 0.018851 | 0.14036 | 0.11247 | 0.30428 | 0.64243 | 0.10121 | 0.10269 | 0.59054 | 0.12646 | 0.52399 | 0.2768
1476 | 0.18109 | 0.0744 | 0.19877 | 0.29346 | 0.59246 | 0.72294 | 0.11844 | 0.08961 | 0.58357 | 0.13891 | 0.52993 | 0.32706
1477 | 0.12678 | 0.1235 | 0.21751 | 0.27603 | 0.72985 | 0.68025 | 0.15077 | 0.090881 | 0.58416 | 0.16865 | 0.55807 | 0.40566
1478 | 0.13744 | 0.13449 | 0.24466 | 0.30068 | 0.75361 | 0.62191 | 0.16977 | 0.088098 | 0.56903 | 0.19149 | 0.56228 | 0.47025
1479 | 0.057991 | 0.16034 | 0.29658 | 0.15593 | 0.78331 | 0.62753 | 0.17983 | 0.085751 | 0.56477 | 0.20797 | 0.54688 | 0.5364
1480 | 0.073501 | 0.22505 | 0.31371 | 0.096925 | 0.80755 | 0.68739 | 0.19787 | 0.085939 | 0.57138 | 0.21775 | 0.52623 | 0.61163
1481 | 0.092179 | 0.23978 | 0.25318 | 0.16087 | 0.82428 | 0.73375 | 0.24837 | 0.092785 | 0.59485 | 0.23426 | 0.55408 | 0.70369
1482 | 0.080609 | 0.28563 | 0.19573 | 0.14792 | 0.70723 | 0.69537 | 0.35419 | 0.10195 | 0.61516 | 0.26215 | 0.60132 | 0.76443
1483 | 0.055416 | 0.24737 | 0.15921 | 0.15309 | 0.6124 | 0.63921 | 0.45334 | 0.11462 | 0.62555 | 0.29564 | 0.59882 | 0.75515
1484 | 0.052197 | 0.16658 | 0.15675 | 0.21281 | 0.59373 | 0.5533 | 0.50824 | 0.12056 | 0.63374 | 0.32942 | 0.59725 | 0.75234
1485 | 0.042815 | 0.13217 | 0.10999 | 0.19239 | 0.51146 | 0.5024 | 0.51806 | 0.11664 | 0.63572 | 0.3614 | 0.59315 | 0.75748
1486 | 0.05818 | 0.12385 | 0.09399 | 0.1467 | 0.51427 | 0.46002 | 0.50571 | 0.10701 | 0.62775 | 0.37807 | 0.57162 | 0.7627
1487 | 0.018104 | 0.064791 | 0.041996 | 0.10957 | 0.52341 | 0.33871 | 0.4994 | 0.094408 | 0.6173 | 0.36982 | 0.51337 | 0.76782
1488 | 0.068686 | 0.026974 | 0.052089 | 0.14539 | 0.31219 | 0.35432 | 0.49373 | 0.084437 | 0.60801 | 0.35193 | 0.44156 | 0.77246
1489 | 0.079502 | 0.012603 | 0.077712 | 0.19486 | 0.32186 | 0.54935 | 0.4975 | 0.078378 | 0.58653 | 0.34393 | 0.37877 | 0.77829
1490 | 0.14257 | 0 | 0.16838 | 0.1876 | 0.39211 | 0.66483 | 0.49059 | 0.069702 | 0.56068 | 0.33956 | 0.3136 | 0.77096
1491 | 0.13485 | 0.019786 | 0.15721 | 0.22596 | 0.29242 | 0.36546 | 0.49075 | 0.061985 | 0.5305 | 0.33572 | 0.26232 | 0.76168
1492 | 0.22648 | 0.081165 | 0.22768 | 0.24271 | 0.27953 | 0.26436 | 0.50204 | 0.056952 | 0.49623 | 0.32753 | 0.22839 | 0.74702
1493 | 0.23244 | 0.14402 | 0.35864 | 0.1541 | 0.15045 | 0.3499 | 0.52548 | 0.055177 | 0.4564 | 0.31069 | 0.20965 | 0.72419
1494 | 0.11396 | 0.19147 | 0.36897 | 0.16213 | 0.1199 | 0.39029 | 0.53184 | 0.056431 | 0.41197 | 0.2944 | 0.1955 | 0.69889
1495 | 0.076414 | 0.21768 | 0.33623 | 0.21767 | 0.12693 | 0.25674 | 0.48057 | 0.059209 | 0.37106 | 0.2888 | 0.17764 | 0.67084
1496 | 0.20309 | 0.21191 | 0.29448 | 0.27469 | 0.096531 | 0.15469 | 0.31665 | 0.056128 | 0.32259 | 0.28452 | 0.13774 | 0.62082
1497 | 0.29023 | 0.17273 | 0.2053 | 0.14321 | 0.08884 | 0.22158 | 0.16166 | 0.048252 | 0.27169 | 0.28273 | 0.094874 | 0.54903
1498 | 0.2963 | 0.1752 | 0.2187 | 0.19657 | 0.076821 | 0.44471 | 0.10802 | 0.051451 | 0.21958 | 0.28027 | 0.069942 | 0.45787
1499 | 0.3237 | 0.10671 | 0.20983 | 0.25755 | 0.07057 | 0.24253 | 0.10104 | 0.068263 | 0.18658 | 0.27368 | 0.058771 | 0.40504
1500 | 0.2878 | 0.061767 | 0.21289 | 0.27458 | 0.13305 | 0.14895 | 0.10508 | 0.090286 | 0.15797 | 0.26552 | 0.048335 | 0.37414
1501 | 0.26361 | 0.058256 | 0.22171 | 0.23992 | 0.23504 | 0.11109 | 0.12106 | 0.12367 | 0.15191 | 0.27304 | 0.046974 | 0.3878
1502 | 0.21611 | 0.085861 | 0.21313 | 0.25266 | 0.1717 | 0.094586 | 0.1163 | 0.14678 | 0.14402 | 0.25758 | 0.047184 | 0.38586
1503 | 0.17474 | 0.093849 | 0.17998 | 0.16137 | 0.10955 | 0.1132 | 0.102 | 0.16352 | 0.12952 | 0.22074 | 0.0477 | 0.3723
1504 | 0.19764 | 0.12845 | 0.20634 | 0.2591 | 0.12882 | 0.11551 | 0.099011 | 0.18208 | 0.10731 | 0.17968 | 0.047634 | 0.36138
1505 | 0.14172 | 0.21371 | 0.12766 | 0.20125 | 0.28415 | 0.076214 | 0.12751 | 0.22663 | 0.079732 | 0.14432 | 0.046574 | 0.38613
1506 | 0.14435 | 0.29331 | 0.080308 | 0.12422 | 0.50234 | 0.03953 | 0.23105 | 0.30081 | 0.054266 | 0.11685 | 0.061591 | 0.44206
1507 | 0.13116 | 0.29049 | 0.053261 | 0.10159 | 0.51815 | 0.056113 | 0.32242 | 0.36035 | 0.050804 | 0.096275 | 0.11114 | 0.44808
1508 | 0.086882 | 0.16651 | 0.036244 | 0.10275 | 0.32889 | 0.11434 | 0.34276 | 0.41108 | 0.058242 | 0.08052 | 0.14881 | 0.43539
1509 | 0.043241 | 0.071607 | 0.030456 | 0.068308 | 0.21303 | 0.092819 | 0.30754 | 0.45335 | 0.069515 | 0.065839 | 0.15154 | 0.40862
1510 | 0.025675 | 0.073817 | 0.05559 | 0.097784 | 0.31566 | 0.20267 | 0.24258 | 0.4872 | 0.082325 | 0.056923 | 0.14426 | 0.37491
1511 | 0.060431 | 0.14571 | 0.054073 | 0.092766 | 0.52506 | 0.15365 | 0.19547 | 0.51418 | 0.095717 | 0.05236 | 0.14134 | 0.34291
1512 | 0.27631 | 0.25189 | 0.051022 | 0.075459 | 0.61176 | 0.16311 | 0.17688 | 0.53748 | 0.11201 | 0.054348 | 0.15008 | 0.32485
1513 | 0.29566 | 0.25494 | 0.046707 | 0.056241 | 0.55763 | 0.19187 | 0.17044 | 0.56652 | 0.12844 | 0.061915 | 0.16333 | 0.31923
1514 | 0.16507 | 0.22 | 0.033672 | 0.073 | 0.4754 | 0.1869 | 0.165 | 0.5778 | 0.14276 | 0.068409 | 0.17002 | 0.31924
1515 | 0.17633 | 0.17924 | 0.0223 | 0.042047 | 0.45987 | 0.25356 | 0.16679 | 0.59003 | 0.15495 | 0.071522 | 0.17588 | 0.31672
1516 | 0.22095 | 0.095888 | 0.046727 | 0.043767 | 0.37978 | 0.26764 | 0.18308 | 0.60262 | 0.16376 | 0.06814 | 0.18384 | 0.31443
1517 | 0.333 | 0.023293 | 0.026084 | 0.16267 | 0.29224 | 0.24082 | 0.21522 | 0.61343 | 0.16641 | 0.059581 | 0.18764 | 0.30587
1518 | 0.46772 | 0.026262 | 0.019381 | 0.3251 | 0.27268 | 0.20179 | 0.22274 | 0.62147 | 0.16671 | 0.055233 | 0.18976 | 0.29883
1519 | 0.41745 | 0.034619 | 0.017976 | 0.40221 | 0.31531 | 0.14003 | 0.16706 | 0.61292 | 0.17353 | 0.061087 | 0.20291 | 0.30298
1520 | 0.44755 | 0.046427 | 0.024013 | 0.4228 | 0.23641 | 0.11296 | 0.059289 | 0.56383 | 0.17897 | 0.064364 | 0.19591 | 0.28809
1521 | 0.31428 | 0.03717 | 0.055298 | 0.19935 | 0.23363 | 0.085926 | 0.012034 | 0.50667 | 0.17612 | 0.058794 | 0.15929 | 0.26752
1522 | 0.25559 | 0.023824 | 0.099315 | 0.16722 | 0.2043 | 0.10312 | 0.0043121 | 0.4545 | 0.15845 | 0.054071 | 0.13151 | 0.24096
1523 | 0.24977 | 0.024057 | 0.094095 | 0.4372 | 0.12296 | 0.057529 | 0.0042872 | 0.43623 | 0.1572 | 0.053052 | 0.12033 | 0.24101
1524 | 0.20873 | 0.017725 | 0.098975 | 0.57001 | 0.10725 | 0.11647 | 0.0055268 | 0.44283 | 0.149 | 0.04873 | 0.10528 | 0.245
1525 | 0.18806 | 0 | 0.057831 | 0.57503 | 0.19746 | 0.23652 | 0.0097788 | 0.49182 | 0.1603 | 0.050001 | 0.10592 | 0.27441
1526 | 0.18608 | 0 | 0.03203 | 0.57097 | 0.33147 | 0.20537 | 0.013689 | 0.53393 | 0.16155 | 0.050727 | 0.10872 | 0.29341
1527 | 0.087498 | 0 | 0 | 0.41048 | 0.37356 | 0.047781 | 0.01836 | 0.57168 | 0.15917 | 0.059525 | 0.11282 | 0.29111
1528 | 0.093845 | 0 | 0 | 0.33455 | 0.44166 | 0.040239 | 0.025429 | 0.61906 | 0.16184 | 0.077234 | 0.11501 | 0.27919
1529 | 0.083294 | 0 | 0.010284 | 0.3258 | 0.62916 | 0.028406 | 0.036385 | 0.70471 | 0.18624 | 0.11876 | 0.11882 | 0.28848
1530 | 0.081297 | 0.015203 | 0.021114 | 0.30899 | 0.63075 | 0.076164 | 0.079679 | 0.76281 | 0.24055 | 0.18596 | 0.14536 | 0.32553
1531 | 0.17554 | 0.017918 | 0.022318 | 0.21148 | 0.56127 | 0.10294 | 0.17095 | 0.76374 | 0.28985 | 0.25109 | 0.22751 | 0.33746
1532 | 0.3214 | 0.022873 | 0.025015 | 0.12468 | 0.52773 | 0.11578 | 0.18708 | 0.75181 | 0.33717 | 0.28424 | 0.28775 | 0.34102
1533 | 0.29682 | 0.02554 | 0.017064 | 0.091062 | 0.34705 | 0.10119 | 0.14607 | 0.71996 | 0.37667 | 0.28896 | 0.30959 | 0.33356
1534 | 0.25905 | 0.062971 | 0.03274 | 0.045659 | 0.44524 | 0.32914 | 0.11717 | 0.68202 | 0.39813 | 0.28591 | 0.30259 | 0.31276
1535 | 0.30074 | 0.10886 | 0.044212 | 0.053912 | 0.42434 | 0.30737 | 0.1149 | 0.64828 | 0.39383 | 0.28996 | 0.28501 | 0.27735
1536 | 0.28132 | 0.20006 | 0.092737 | 0.16715 | 0.34497 | 0.26703 | 0.13234 | 0.62875 | 0.3876 | 0.30823 | 0.27654 | 0.24932
1537 | 0.28639 | 0.22118 | 0.089723 | 0.26109 | 0.31139 | 0.21455 | 0.15657 | 0.61975 | 0.38136 | 0.33018 | 0.27611 | 0.2191
1538 | 0.40104 | 0.19455 | 0.069863 | 0.28857 | 0.2478 | 0.14888 | 0.1815 | 0.60933 | 0.37078 | 0.33443 | 0.27403 | 0.19186
1539 | 0.27174 | 0.10437 | 0.029367 | 0.13318 | 0.21643 | 0.14442 | 0.19296 | 0.60019 | 0.37043 | 0.33191 | 0.27582 | 0.16332
1540 | 0.33589 | 0.084979 | 0.020565 | 0.20134 | 0.17711 | 0.11279 | 0.2038 | 0.58577 | 0.38408 | 0.32683 | 0.27602 | 0.13441
1541 | 0.28697 | 0.03012 | 0.014036 | 0.34804 | 0.13908 | 0.047338 | 0.2057 | 0.57317 | 0.40264 | 0.32867 | 0.26842 | 0.10667
1542 | 0.17385 | 0.019455 | 0.03182 | 0.51931 | 0.11929 | 0.069117 | 0.19474 | 0.56565 | 0.41921 | 0.33747 | 0.27508 | 0.086523
1543 | 0.13349 | 0.044637 | 0.051371 | 0.54259 | 0.1348 | 0.19848 | 0.16492 | 0.5619 | 0.41953 | 0.34568 | 0.31465 | 0.077381
1544 | 0.071066 | 0.078195 | 0.076595 | 0.5456 | 0.15006 | 0.23985 | 0.10885 | 0.52528 | 0.38193 | 0.33164 | 0.34277 | 0.067245
1545 | 0.10924 | 0.05482 | 0.087371 | 0.29114 | 0.11876 | 0.040473 | 0.066566 | 0.49603 | 0.34672 | 0.30551 | 0.35066 | 0.050699
1546 | 0.15901 | 0.046464 | 0.14685 | 0.21848 | 0.10157 | 0.064652 | 0.051966 | 0.45778 | 0.30869 | 0.28914 | 0.35143 | 0.048019
1547 | 0.29908 | 0.050675 | 0.235 | 0.3709 | 0.063083 | 0.083078 | 0.051787 | 0.44078 | 0.29924 | 0.29183 | 0.37124 | 0.057169
1548 | 0.46558 | 0.071329 | 0.27823 | 0.38332 | 0.12916 | 0.35942 | 0.053734 | 0.43427 | 0.28663 | 0.29927 | 0.3899 | 0.06625
1549 | 0.45991 | 0.048101 | 0.19571 | 0.29052 | 0.11286 | 0.45626 | 0.061491 | 0.46194 | 0.30186 | 0.32141 | 0.43287 | 0.086374
1550 | 0.53239 | 0.041154 | 0.16343 | 0.22839 | 0.10762 | 0.46953 | 0.061424 | 0.47709 | 0.2969 | 0.33731 | 0.44913 | 0.097577
1551 | 0.39975 | 0.014132 | 0.094612 | 0.17379 | 0.044242 | 0.26905 | 0.060688 | 0.4779 | 0.27363 | 0.35651 | 0.45817 | 0.098996
1552 | 0.5071 | 0.01961 | 0.06933 | 0.16461 | 0.052547 | 0.18447 | 0.065234 | 0.46583 | 0.24647 | 0.42812 | 0.47936 | 0.091382
1553 | 0.64039 | 0.036976 | 0.060744 | 0.24264 | 0.062793 | 0.28325 | 0.079023 | 0.46577 | 0.23566 | 0.5887 | 0.54387 | 0.075277
1554 | 0.631 | 0.065041 | 0.062653 | 0.29413 | 0.13581 | 0.29337 | 0.1273 | 0.45395 | 0.22621 | 0.70356 | 0.6053 | 0.060148
1555 | 0.72549 | 0.070042 | 0.031962 | 0.24279 | 0.1499 | 0.29165 | 0.22249 | 0.41824 | 0.21556 | 0.73672 | 0.62854 | 0.067371
1556 | 0.76106 | 0.089238 | 0.016198 | 0.17031 | 0.14656 | 0.2246 | 0.30087 | 0.40044 | 0.21928 | 0.74195 | 0.66275 | 0.08326
1557 | 0.66611 | 0.069461 | 0 | 0.1187 | 0.096672 | 0.34855 | 0.33241 | 0.38333 | 0.22 | 0.73712 | 0.70686 | 0.093239
1558 | 0.64164 | 0.090149 | 0 | 0.14265 | 0.093767 | 0.35965 | 0.34151 | 0.36846 | 0.22141 | 0.71606 | 0.73379 | 0.10115
1559 | 0.73978 | 0.16129 | 0 | 0.16099 | 0.20417 | 0.16324 | 0.35764 | 0.3524 | 0.22349 | 0.69116 | 0.73383 | 0.10638
1560 | 0.68022 | 0.22378 | 0.018106 | 0.16871 | 0.38739 | 0.14744 | 0.37544 | 0.34231 | 0.2279 | 0.66297 | 0.70947 | 0.11322
1561 | 0.62966 | 0.22646 | 0.019889 | 0.16168 | 0.39212 | 0.31882 | 0.40443 | 0.34446 | 0.23647 | 0.63428 | 0.68075 | 0.12253
1562 | 0.56833 | 0.23381 | 0.022268 | 0.13207 | 0.2524 | 0.43018 | 0.4256 | 0.34546 | 0.23384 | 0.59462 | 0.63631 | 0.13869
1563 | 0.44614 | 0.14936 | 0 | 0.13064 | 0.088449 | 0.13517 | 0.447 | 0.35608 | 0.2267 | 0.55218 | 0.58517 | 0.15874
1564 | 0.41576 | 0.14449 | 0.02537 | 0.17765 | 0.092539 | 0.094539 | 0.47242 | 0.37597 | 0.22146 | 0.49939 | 0.52829 | 0.18277
1565 | 0.30246 | 0.21784 | 0.041329 | 0.25089 | 0.31043 | 0.11471 | 0.50176 | 0.40739 | 0.21874 | 0.44198 | 0.46904 | 0.19862
1566 | 0.247 | 0.21157 | 0.077354 | 0.18132 | 0.55645 | 0.18296 | 0.51153 | 0.43807 | 0.22041 | 0.39177 | 0.4034 | 0.21353
1567 | 0.24956 | 0.15277 | 0.067737 | 0.10588 | 0.45053 | 0.26353 | 0.4793 | 0.46438 | 0.22611 | 0.35237 | 0.35636 | 0.23011
1568 | 0.25794 | 0.13588 | 0.055255 | 0.058755 | 0.25613 | 0.22884 | 0.36205 | 0.47687 | 0.21769 | 0.31443 | 0.32383 | 0.2283
1569 | 0.23252 | 0.088864 | 0.082314 | 0.043877 | 0.061796 | 0.061355 | 0.24716 | 0.47796 | 0.19621 | 0.27149 | 0.29529 | 0.20631
1570 | 0.18345 | 0.10165 | 0.13951 | 0.060475 | 0.053903 | 0.089278 | 0.18881 | 0.4796 | 0.16297 | 0.20273 | 0.27479 | 0.17746
1571 | 0.08747 | 0.12831 | 0.11883 | 0.073768 | 0.18209 | 0.19843 | 0.19226 | 0.48784 | 0.14679 | 0.15709 | 0.26745 | 0.15869
1572 | 0.046453 | 0.14685 | 0.14213 | 0.091466 | 0.4459 | 0.25 | 0.22052 | 0.49774 | 0.13167 | 0.1216 | 0.25801 | 0.13549
1573 | 0.040781 | 0.087617 | 0.16535 | 0.080851 | 0.44652 | 0.23988 | 0.2686 | 0.51911 | 0.13916 | 0.11761 | 0.26933 | 0.13338
1574 | 0.050868 | 0.071083 | 0.1776 | 0.15943 | 0.25979 | 0.18174 | 0.29683 | 0.53219 | 0.14099 | 0.1293 | 0.27577 | 0.13309
1575 | 0.035142 | 0.039872 | 0.17219 | 0.26046 | 0.16087 | 0.24687 | 0.31564 | 0.53858 | 0.13965 | 0.14615 | 0.27549 | 0.14106
1576 | 0.038449 | 0.041212 | 0.19058 | 0.3642 | 0.24673 | 0.43963 | 0.35499 | 0.54611 | 0.13789 | 0.15038 | 0.26433 | 0.15657
1577 | 0.13282 | 0.054973 | 0.21991 | 0.4038 | 0.43371 | 0.43546 | 0.46978 | 0.54799 | 0.14524 | 0.13381 | 0.24213 | 0.21083
1578 | 0.26572 | 0.059638 | 0.27112 | 0.47176 | 0.43325 | 0.50608 | 0.63742 | 0.57153 | 0.15767 | 0.097342 | 0.21247 | 0.32619
1579 | 0.29902 | 0.038076 | 0.29753 | 0.45559 | 0.42493 | 0.49066 | 0.73308 | 0.64831 | 0.17664 | 0.072958 | 0.18772 | 0.44158
1580 | 0.18479 | 0.026159 | 0.30723 | 0.37078 | 0.43929 | 0.41196 | 0.76926 | 0.69353 | 0.2145 | 0.058036 | 0.17953 | 0.51396
1581 | 0.03103 | 0.015805 | 0.14776 | 0.46292 | 0.34255 | 0.29121 | 0.78076 | 0.72211 | 0.25555 | 0.051387 | 0.18087 | 0.56011
1582 | 0.056837 | 0.02413 | 0.12281 | 0.53973 | 0.34218 | 0.29603 | 0.78292 | 0.73691 | 0.29167 | 0.048873 | 0.18405 | 0.59593
1583 | 0.12747 | 0.034037 | 0.12572 | 0.60522 | 0.30567 | 0.24797 | 0.79012 | 0.74416 | 0.32171 | 0.047431 | 0.18246 | 0.6228
1584 | 0.12828 | 0.047382 | 0.086535 | 0.65576 | 0.26064 | 0.19281 | 0.80506 | 0.74162 | 0.34946 | 0.050778 | 0.17879 | 0.65462
1585 | 0.084571 | 0.03201 | 0.05767 | 0.61222 | 0.23884 | 0.11667 | 0.82503 | 0.74122 | 0.3737 | 0.05748 | 0.18077 | 0.71253
1586 | 0.057574 | 0.027189 | 0.036829 | 0.46738 | 0.20158 | 0.072804 | 0.8343 | 0.73027 | 0.3795 | 0.067698 | 0.18384 | 0.76637
1587 | 0.040642 | 0.019386 | 0.019478 | 0.28331 | 0.19474 | 0.055287 | 0.84003 | 0.71902 | 0.36709 | 0.080604 | 0.18787 | 0.80917
1588 | 0.096419 | 0.029878 | 0.023781 | 0.1797 | 0.16135 | 0.10591 | 0.8435 | 0.71365 | 0.34363 | 0.099124 | 0.19827 | 0.83213
1589 | 0.10479 | 0.036697 | 0.022925 | 0.26549 | 0.14617 | 0.082656 | 0.84296 | 0.72124 | 0.3145 | 0.11868 | 0.21071 | 0.84727
1590 | 0.18804 | 0.043698 | 0.027031 | 0.22647 | 0.16135 | 0.071364 | 0.84055 | 0.73356 | 0.28613 | 0.13268 | 0.21409 | 0.85569
1591 | 0.25601 | 0.033096 | 0.020724 | 0.11058 | 0.20564 | 0.0651 | 0.83076 | 0.7385 | 0.27081 | 0.12896 | 0.20545 | 0.85642
1592 | 0.3201 | 0.028479 | 0.016945 | 0.03984 | 0.18169 | 0.068812 | 0.81813 | 0.71871 | 0.24656 | 0.093082 | 0.16423 | 0.85021
1593 | 0.25068 | 0 | 0.015634 | 0.020309 | 0.029935 | 0.07823 | 0.76822 | 0.68085 | 0.21901 | 0.050487 | 0.12163 | 0.82006
1594 | 0.32147 | 0 | 0.053353 | 0.020234 | 0.061374 | 0.11196 | 0.70007 | 0.62757 | 0.19388 | 0.031673 | 0.10024 | 0.75116
1595 | 0.21902 | 0 | 0.092599 | 0.021286 | 0.29963 | 0.21981 | 0.6657 | 0.58209 | 0.18337 | 0.031949 | 0.097244 | 0.69744
1596 | 0.11066 | 0.02042 | 0.15661 | 0.050872 | 0.53917 | 0.26609 | 0.65149 | 0.55221 | 0.16803 | 0.037962 | 0.092892 | 0.65766
1597 | 0.11376 | 0.02061 | 0.16318 | 0.074906 | 0.46243 | 0.24599 | 0.67645 | 0.5677 | 0.16852 | 0.055373 | 0.10491 | 0.66162
1598 | 0.097058 | 0.015487 | 0.17679 | 0.12446 | 0.2927 | 0.20137 | 0.68658 | 0.58691 | 0.16098 | 0.074453 | 0.11412 | 0.66832
1599 | 0.15253 | 0 | 0.13825 | 0.12643 | 0.15483 | 0.083279 | 0.68539 | 0.59324 | 0.14961 | 0.08734 | 0.12122 | 0.69864
1600 | 0.24509 | 0 | 0.13262 | 0.14064 | 0.22756 | 0.10998 | 0.67284 | 0.57898 | 0.14092 | 0.086468 | 0.12497 | 0.76299
1601 | 0.2283 | 0.010526 | 0.14409 | 0.23433 | 0.24675 | 0.17102 | 0.6795 | 0.56254 | 0.15204 | 0.072185 | 0.12458 | 0.83507
1602 | 0.33525 | 0.022291 | 0.16951 | 0.34618 | 0.21614 | 0.17217 | 0.68717 | 0.51385 | 0.19564 | 0.048223 | 0.12553 | 0.84628
1603 | 0.25538 | 0.019326 | 0.12 | 0.23464 | 0.15703 | 0.10451 | 0.65541 | 0.43222 | 0.24934 | 0.042002 | 0.1568 | 0.85743
1604 | 0.16877 | 0.018631 | 0.1307 | 0.084752 | 0.1571 | 0.057783 | 0.64993 | 0.36035 | 0.30464 | 0.038489 | 0.20821 | 0.85424
1605 | 0.053588 | 0 | 0.1152 | 0.058643 | 0.15171 | 0.082406 | 0.66604 | 0.29463 | 0.34839 | 0.040384 | 0.25402 | 0.8328
1606 | 0.066162 | 0 | 0.15382 | 0.071359 | 0.27442 | 0.15669 | 0.69505 | 0.24289 | 0.39006 | 0.045163 | 0.27831 | 0.81988
1607 | 0.18405 | 0.014268 | 0.19992 | 0.047554 | 0.33229 | 0.18216 | 0.72329 | 0.19858 | 0.441 | 0.046995 | 0.27619 | 0.80373
1608 | 0.16293 | 0.022315 | 0.27333 | 0.059694 | 0.53734 | 0.16359 | 0.73936 | 0.16559 | 0.49973 | 0.050064 | 0.26071 | 0.7905
1609 | 0.18023 | 0.01251 | 0.21872 | 0.11122 | 0.58037 | 0.10162 | 0.7555 | 0.14226 | 0.56075 | 0.053873 | 0.23848 | 0.76839
1610 | 0.23123 | 0 | 0.25662 | 0.10117 | 0.39807 | 0.066796 | 0.76682 | 0.12522 | 0.60364 | 0.056318 | 0.20401 | 0.74186
1611 | 0.068953 | 0 | 0.21589 | 0.11677 | 0.2555 | 0.13972 | 0.77887 | 0.11057 | 0.64416 | 0.059423 | 0.16761 | 0.71464
1612 | 0.04949 | 0.031276 | 0.21231 | 0.17211 | 0.27046 | 0.16234 | 0.79636 | 0.095755 | 0.67858 | 0.064411 | 0.14079 | 0.68101
1613 | 0.047921 | 0.099475 | 0.26976 | 0.15055 | 0.25772 | 0.15559 | 0.7924 | 0.079739 | 0.71033 | 0.068621 | 0.12656 | 0.65354
1614 | 0.054997 | 0.23237 | 0.24714 | 0.18579 | 0.1079 | 0.14919 | 0.77222 | 0.069952 | 0.73985 | 0.072975 | 0.11838 | 0.6235
1615 | 0.074079 | 0.35042 | 0.15923 | 0.22954 | 0.13138 | 0.097881 | 0.75095 | 0.072744 | 0.7573 | 0.076045 | 0.11394 | 0.61466
1616 | 0.089512 | 0.38447 | 0.15044 | 0.23998 | 0.11639 | 0.067353 | 0.72204 | 0.081835 | 0.7485 | 0.073805 | 0.11298 | 0.64364
1617 | 0.03865 | 0.24976 | 0.087993 | 0.10883 | 0.07374 | 0.13752 | 0.67716 | 0.084957 | 0.7124 | 0.070301 | 0.099096 | 0.65394
1618 | 0.036931 | 0.2516 | 0.058829 | 0.11126 | 0.13171 | 0.22721 | 0.61795 | 0.088337 | 0.65944 | 0.077018 | 0.093211 | 0.62301
1619 | 0.031323 | 0.26144 | 0.055533 | 0.12323 | 0.42657 | 0.19219 | 0.59291 | 0.10384 | 0.61822 | 0.091727 | 0.10077 | 0.59033
1620 | 0.025074 | 0.199 | 0.072408 | 0.18288 | 0.39196 | 0.19626 | 0.59308 | 0.11978 | 0.58401 | 0.10615 | 0.11089 | 0.57006
1621 | 0.011162 | 0.20678 | 0.085598 | 0.16757 | 0.36421 | 0.20907 | 0.63708 | 0.15611 | 0.57175 | 0.1409 | 0.13803 | 0.56982
1622 | 0.013912 | 0.14243 | 0.10899 | 0.075993 | 0.28261 | 0.24101 | 0.66416 | 0.18436 | 0.53081 | 0.18223 | 0.14618 | 0.56412
1623 | 0.013759 | 0.092791 | 0.082641 | 0.028394 | 0.17713 | 0.23065 | 0.67899 | 0.20007 | 0.46499 | 0.22173 | 0.13649 | 0.56115
1624 | 0.025367 | 0.062222 | 0.10064 | 0.029705 | 0.12263 | 0.23244 | 0.68788 | 0.19491 | 0.40738 | 0.23683 | 0.1174 | 0.58263
1625 | 0.059204 | 0.041068 | 0.16963 | 0.033792 | 0.10806 | 0.38866 | 0.73167 | 0.17786 | 0.40447 | 0.22779 | 0.092523 | 0.6469
1626 | 0.14202 | 0.067639 | 0.27412 | 0.30882 | 0.24717 | 0.42392 | 0.76472 | 0.16019 | 0.43195 | 0.18549 | 0.062831 | 0.7171
1627 | 0.16917 | 0.085072 | 0.33954 | 0.57719 | 0.40278 | 0.34547 | 0.77647 | 0.16198 | 0.44623 | 0.15602 | 0.052559 | 0.73254
1628 | 0.16016 | 0.090034 | 0.33326 | 0.47869 | 0.55399 | 0.27376 | 0.77833 | 0.17853 | 0.47249 | 0.14766 | 0.04649 | 0.74164
1629 | 0.16251 | 0.051723 | 0.17957 | 0.16486 | 0.53262 | 0.17016 | 0.78544 | 0.20686 | 0.49245 | 0.15469 | 0.041606 | 0.73801
1630 | 0.1795 | 0.06028 | 0.1899 | 0.20272 | 0.54744 | 0.17003 | 0.77018 | 0.2377 | 0.4905 | 0.16608 | 0.041832 | 0.72663
1631 | 0.090996 | 0.11052 | 0.30407 | 0.48961 | 0.5676 | 0.35944 | 0.75835 | 0.26412 | 0.46893 | 0.17231 | 0.04178 | 0.71998
1632 | 0.11971 | 0.18795 | 0.28412 | 0.56429 | 0.49575 | 0.37055 | 0.73505 | 0.29474 | 0.45406 | 0.17672 | 0.04337 | 0.70552
1633 | 0.18538 | 0.1661 | 0.18814 | 0.44742 | 0.37736 | 0.36594 | 0.70731 | 0.34374 | 0.45359 | 0.19033 | 0.045007 | 0.6943
1634 | 0.11736 | 0.15337 | 0.08815 | 0.31409 | 0.27163 | 0.31627 | 0.70441 | 0.38971 | 0.46989 | 0.21244 | 0.042897 | 0.6747
1635 | 0.080356 | 0.08825 | 0.040516 | 0.36328 | 0.2953 | 0.24621 | 0.70483 | 0.43361 | 0.50523 | 0.24214 | 0.042671 | 0.64949
1636 | 0.12435 | 0.08564 | 0.043684 | 0.37316 | 0.32381 | 0.3133 | 0.71425 | 0.4746 | 0.56222 | 0.27605 | 0.040232 | 0.61382
1637 | 0.11132 | 0.14639 | 0.060525 | 0.29085 | 0.29947 | 0.34965 | 0.69658 | 0.51317 | 0.64107 | 0.30565 | 0.037065 | 0.55888
1638 | 0.21736 | 0.18911 | 0.13168 | 0.25466 | 0.32877 | 0.25354 | 0.68281 | 0.54909 | 0.71885 | 0.33142 | 0.036369 | 0.49631
1639 | 0.26713 | 0.23495 | 0.24639 | 0.19558 | 0.23209 | 0.13156 | 0.6809 | 0.57957 | 0.7647 | 0.3471 | 0.042065 | 0.44305
1640 | 0.33012 | 0.22949 | 0.26162 | 0.12226 | 0.1753 | 0.086898 | 0.75514 | 0.58884 | 0.77801 | 0.34164 | 0.061007 | 0.3936
1641 | 0.37432 | 0.24558 | 0.23791 | 0.19323 | 0.078016 | 0.14026 | 0.80164 | 0.58906 | 0.76446 | 0.32488 | 0.070007 | 0.3472
1642 | 0.43733 | 0.39024 | 0.32089 | 0.19552 | 0.060537 | 0.21135 | 0.81459 | 0.58209 | 0.73657 | 0.31086 | 0.068863 | 0.3139
1643 | 0.60856 | 0.59145 | 0.39668 | 0.0967 | 0.15046 | 0.17594 | 0.7996 | 0.59356 | 0.6942 | 0.30782 | 0.065342 | 0.31066
1644 | 0.62589 | 0.75393 | 0.56135 | 0.030192 | 0.21078 | 0.1541 | 0.78674 | 0.60814 | 0.6438 | 0.30777 | 0.054627 | 0.31615
1645 | 0.52976 | 0.79727 | 0.68675 | 0.037614 | 0.16717 | 0.1554 | 0.7955 | 0.65526 | 0.61842 | 0.32751 | 0.055911 | 0.34367
1646 | 0.50811 | 0.78299 | 0.76517 | 0.055525 | 0.13209 | 0.15171 | 0.79989 | 0.67581 | 0.57989 | 0.34586 | 0.062429 | 0.35351
1647 | 0.34602 | 0.68772 | 0.79875 | 0.10188 | 0.024067 | 0.064799 | 0.78966 | 0.68307 | 0.55413 | 0.36293 | 0.072075 | 0.34822
1648 | 0.37997 | 0.73243 | 0.80377 | 0.16847 | 0.020488 | 0.040445 | 0.76702 | 0.6867 | 0.54652 | 0.37252 | 0.074669 | 0.32805
1649 | 0.47373 | 0.83495 | 0.83821 | 0.17694 | 0.10611 | 0.036003 | 0.75662 | 0.73019 | 0.56267 | 0.38807 | 0.064735 | 0.30788
1650 | 0.31338 | 0.85278 | 0.81472 | 0.20165 | 0.15844 | 0.0577 | 0.73633 | 0.76308 | 0.6044 | 0.36743 | 0.048365 | 0.3072
1651 | 0.27692 | 0.84392 | 0.76078 | 0.21053 | 0.11532 | 0.0464 | 0.67182 | 0.75549 | 0.63199 | 0.33566 | 0.033855 | 0.30969
1652 | 0.20447 | 0.80577 | 0.71534 | 0.22037 | 0.085304 | 0.037975 | 0.61835 | 0.74719 | 0.6586 | 0.31915 | 0.018198 | 0.3146
1653 | 0.19422 | 0.64724 | 0.59451 | 0.29521 | 0.067532 | 0.013213 | 0.58706 | 0.73503 | 0.6771 | 0.31662 | 0.016162 | 0.31781
1654 | 0.28702 | 0.58298 | 0.58962 | 0.26976 | 0.11971 | 0.023981 | 0.55672 | 0.72531 | 0.69927 | 0.31466 | 0.023651 | 0.31341
1655 | 0.36289 | 0.44443 | 0.65731 | 0.1954 | 0.14356 | 0.038477 | 0.53406 | 0.72236 | 0.73078 | 0.30666 | 0.034817 | 0.29469
1656 | 0.41037 | 0.35423 | 0.59133 | 0.15388 | 0.15408 | 0.030128 | 0.53667 | 0.72902 | 0.75706 | 0.28993 | 0.044836 | 0.27467
1657 | 0.32665 | 0.31437 | 0.52905 | 0.11017 | 0.16729 | 0.030632 | 0.56407 | 0.74516 | 0.79037 | 0.2774 | 0.053637 | 0.25604
1658 | 0.23433 | 0.29227 | 0.43998 | 0.087179 | 0.1904 | 0.085217 | 0.59257 | 0.75926 | 0.80979 | 0.25869 | 0.063926 | 0.23942
1659 | 0.20176 | 0.25616 | 0.34904 | 0.069983 | 0.22395 | 0.070618 | 0.62526 | 0.77028 | 0.81998 | 0.24454 | 0.073574 | 0.22531
1660 | 0.18023 | 0.18946 | 0.38958 | 0.096747 | 0.32392 | 0.064679 | 0.65864 | 0.77968 | 0.82235 | 0.24265 | 0.084625 | 0.20916
1661 | 0.10453 | 0.1829 | 0.26586 | 0.12559 | 0.44917 | 0.088347 | 0.69055 | 0.79213 | 0.8127 | 0.25423 | 0.091656 | 0.19313
1662 | 0.053808 | 0.30122 | 0.14485 | 0.15655 | 0.2803 | 0.093522 | 0.72216 | 0.80058 | 0.79227 | 0.26469 | 0.1018 | 0.1815
1663 | 0.060244 | 0.33334 | 0.10878 | 0.15058 | 0.22892 | 0.1098 | 0.74357 | 0.79744 | 0.7749 | 0.25204 | 0.13672 | 0.17003
1664 | 0.17157 | 0.34964 | 0.062355 | 0.13633 | 0.27262 | 0.15412 | 0.74385 | 0.77102 | 0.7519 | 0.19255 | 0.1737 | 0.1431
1665 | 0.37328 | 0.24349 | 0.025374 | 0.16884 | 0.193 | 0.18402 | 0.73156 | 0.7243 | 0.72464 | 0.13378 | 0.18614 | 0.10812
1666 | 0.44214 | 0.22693 | 0.02187 | 0.38437 | 0.19047 | 0.23613 | 0.70845 | 0.67357 | 0.68479 | 0.10274 | 0.18941 | 0.078305
1667 | 0.47067 | 0.34751 | 0.019972 | 0.4154 | 0.20391 | 0.3256 | 0.6912 | 0.63105 | 0.66201 | 0.085638 | 0.20633 | 0.069869
1668 | 0.53267 | 0.59504 | 0.023716 | 0.33094 | 0.12451 | 0.33331 | 0.67537 | 0.6015 | 0.63781 | 0.073827 | 0.21513 | 0.064927
1669 | 0.54308 | 0.74446 | 0.036106 | 0.24951 | 0.095662 | 0.30855 | 0.69135 | 0.61889 | 0.63523 | 0.072749 | 0.24717 | 0.076892
1670 | 0.46551 | 0.73409 | 0.090773 | 0.15824 | 0.1686 | 0.30343 | 0.70328 | 0.63914 | 0.61032 | 0.069823 | 0.26013 | 0.089377
1671 | 0.3142 | 0.61973 | 0.10768 | 0.12791 | 0.29674 | 0.41144 | 0.71047 | 0.66752 | 0.55657 | 0.069095 | 0.2563 | 0.10659
1672 | 0.32943 | 0.48335 | 0.12889 | 0.1643 | 0.29562 | 0.39557 | 0.70256 | 0.69634 | 0.4814 | 0.06932 | 0.24443 | 0.1368
1673 | 0.36477 | 0.29755 | 0.14991 | 0.077141 | 0.24585 | 0.42704 | 0.70406 | 0.75056 | 0.43726 | 0.075923 | 0.2467 | 0.20037
1674 | 0.34278 | 0.17142 | 0.096026 | 0.021176 | 0.18688 | 0.38675 | 0.69746 | 0.79082 | 0.41659 | 0.10785 | 0.25371 | 0.33387
1675 | 0.36659 | 0.087952 | 0.048156 | 0.014531 | 0.18075 | 0.29972 | 0.6445 | 0.79627 | 0.40679 | 0.15466 | 0.26781 | 0.45008
1676 | 0.45829 | 0.080662 | 0.029899 | 0.015214 | 0.18293 | 0.25437 | 0.5925 | 0.8013 | 0.42633 | 0.1727 | 0.29402 | 0.53508
1677 | 0.47361 | 0.10335 | 0.033698 | 0.021001 | 0.24911 | 0.30537 | 0.53159 | 0.79913 | 0.44459 | 0.16827 | 0.31827 | 0.60961
1678 | 0.47553 | 0.10016 | 0.054621 | 0.048696 | 0.27687 | 0.2018 | 0.4727 | 0.79153 | 0.45094 | 0.15608 | 0.32987 | 0.66894
1679 | 0.37972 | 0.05948 | 0.066995 | 0.05689 | 0.23336 | 0.20614 | 0.42538 | 0.78335 | 0.44049 | 0.14921 | 0.31597 | 0.71017
1680 | 0.30431 | 0.087139 | 0.14608 | 0.057211 | 0.18985 | 0.1908 | 0.39674 | 0.77287 | 0.41862 | 0.15657 | 0.29065 | 0.73699
1681 | 0.31565 | 0.1718 | 0.18588 | 0.064462 | 0.18315 | 0.12628 | 0.38394 | 0.76389 | 0.39515 | 0.16952 | 0.26147 | 0.75997
1682 | 0.41926 | 0.33894 | 0.22922 | 0.068862 | 0.19881 | 0.26419 | 0.3692 | 0.74676 | 0.36388 | 0.18649 | 0.2364 | 0.76113
1683 | 0.67752 | 0.3535 | 0.25615 | 0.041799 | 0.23091 | 0.16854 | 0.34921 | 0.72956 | 0.32773 | 0.20024 | 0.21706 | 0.73943
1684 | 0.64926 | 0.3641 | 0.25894 | 0.058497 | 0.22358 | 0.09094 | 0.32626 | 0.71231 | 0.29443 | 0.21718 | 0.20484 | 0.69974
1685 | 0.67633 | 0.45984 | 0.38484 | 0.069543 | 0.2333 | 0.092315 | 0.3006 | 0.69345 | 0.25967 | 0.23516 | 0.19506 | 0.65321
1686 | 0.7172 | 0.38043 | 0.45161 | 0.11894 | 0.12364 | 0.066613 | 0.29139 | 0.671 | 0.23338 | 0.24158 | 0.18052 | 0.60882
1687 | 0.73581 | 0.30538 | 0.51951 | 0.099512 | 0.06795 | 0.062756 | 0.3157 | 0.64162 | 0.22068 | 0.23432 | 0.16901 | 0.55117
1688 | 0.71172 | 0.29087 | 0.64027 | 0.093343 | 0.093923 | 0.11412 | 0.35589 | 0.59703 | 0.20423 | 0.18855 | 0.15134 | 0.44697
1689 | 0.58078 | 0.20294 | 0.60636 | 0.041587 | 0.087444 | 0.051167 | 0.39956 | 0.54484 | 0.19631 | 0.12987 | 0.12619 | 0.34178
1690 | 0.60788 | 0.2032 | 0.53696 | 0.033121 | 0.067161 | 0.090167 | 0.4162 | 0.49481 | 0.17591 | 0.090693 | 0.10831 | 0.25514
1691 | 0.5183 | 0.35849 | 0.71532 | 0.040975 | 0.058106 | 0.095719 | 0.41888 | 0.46568 | 0.15127 | 0.076251 | 0.10609 | 0.21933
1692 | 0.46372 | 0.36904 | 0.78903 | 0.046887 | 0.063655 | 0.071063 | 0.40809 | 0.45294 | 0.12321 | 0.0644 | 0.10431 | 0.19604
1693 | 0.46685 | 0.34664 | 0.8159 | 0.065646 | 0.051688 | 0.048825 | 0.42418 | 0.47155 | 0.11844 | 0.064985 | 0.12156 | 0.18966
1694 | 0.43718 | 0.29033 | 0.81798 | 0.21516 | 0.056408 | 0.041818 | 0.44796 | 0.48722 | 0.11831 | 0.067746 | 0.14191 | 0.16467
1695 | 0.5065 | 0.2628 | 0.73259 | 0.11195 | 0.037657 | 0.043383 | 0.46974 | 0.50119 | 0.11652 | 0.075465 | 0.16481 | 0.14197
1696 | 0.41425 | 0.31115 | 0.6777 | 0.092116 | 0.027059 | 0.053425 | 0.47515 | 0.51836 | 0.1053 | 0.087299 | 0.1803 | 0.12755
1697 | 0.21762 | 0.25978 | 0.51512 | 0.13258 | 0.041216 | 0.06303 | 0.47685 | 0.55346 | 0.079621 | 0.10746 | 0.19237 | 0.13412
1698 | 0.24963 | 0.24895 | 0.31854 | 0.23668 | 0.15451 | 0.10641 | 0.45162 | 0.58793 | 0.0591 | 0.14791 | 0.20757 | 0.18328
1699 | 0.2546 | 0.28979 | 0.32722 | 0.26503 | 0.1739 | 0.10356 | 0.40403 | 0.60519 | 0.053546 | 0.21681 | 0.23644 | 0.26131
1700 | 0.23835 | 0.32869 | 0.48178 | 0.34399 | 0.19056 | 0.13779 | 0.3805 | 0.6177 | 0.061372 | 0.26524 | 0.27917 | 0.30797
1701 | 0.19748 | 0.33664 | 0.59142 | 0.28982 | 0.028464 | 0.17599 | 0.3566 | 0.61552 | 0.072038 | 0.28927 | 0.3109 | 0.32733
1702 | 0.16352 | 0.37936 | 0.69362 | 0.18217 | 0.035069 | 0.15835 | 0.32965 | 0.59731 | 0.08398 | 0.29913 | 0.32919 | 0.33057
1703 | 0.089482 | 0.27828 | 0.79138 | 0.16062 | 0.12373 | 0.20307 | 0.30559 | 0.56427 | 0.094309 | 0.30301 | 0.34111 | 0.33049
1704 | 0.055373 | 0.35933 | 0.80916 | 0.18767 | 0.17486 | 0.2685 | 0.29711 | 0.52216 | 0.10473 | 0.3111 | 0.35051 | 0.32983
1705 | 0.030632 | 0.53657 | 0.83872 | 0.25558 | 0.12213 | 0.31759 | 0.30773 | 0.48374 | 0.11586 | 0.33425 | 0.36039 | 0.32627
1706 | 0.024609 | 0.66641 | 0.8435 | 0.42792 | 0.10563 | 0.2905 | 0.32755 | 0.44469 | 0.12578 | 0.35092 | 0.35421 | 0.32015
1707 | 0 | 0.69314 | 0.80604 | 0.3035 | 0.019465 | 0.18731 | 0.35723 | 0.41149 | 0.13552 | 0.37234 | 0.34078 | 0.30719
1708 | 0.02151 | 0.76125 | 0.81305 | 0.19744 | 0.025658 | 0.25256 | 0.39183 | 0.37954 | 0.14812 | 0.40733 | 0.3257 | 0.29637
1709 | 0.023015 | 0.84249 | 0.81383 | 0.4641 | 0.056529 | 0.27187 | 0.42401 | 0.34511 | 0.16281 | 0.45836 | 0.31168 | 0.28904
1710 | 0.028042 | 0.8475 | 0.77613 | 0.57278 | 0.070072 | 0.21243 | 0.44977 | 0.31254 | 0.18053 | 0.50158 | 0.30283 | 0.28262
1711 | 0.022008 | 0.82921 | 0.72852 | 0.58933 | 0.10943 | 0.15924 | 0.46107 | 0.28704 | 0.20773 | 0.53805 | 0.29387 | 0.28669
1712 | 0.016654 | 0.77706 | 0.71318 | 0.54577 | 0.12165 | 0.13587 | 0.43439 | 0.24847 | 0.23067 | 0.54976 | 0.26288 | 0.27615
1713 | 0.011209 | 0.68393 | 0.5561 | 0.57453 | 0.090474 | 0.18903 | 0.38382 | 0.21292 | 0.24718 | 0.53922 | 0.23518 | 0.25212
1714 | 0.016354 | 0.66546 | 0.43445 | 0.59324 | 0.19016 | 0.32221 | 0.32811 | 0.18265 | 0.24837 | 0.47565 | 0.22155 | 0.21399
1715 | 0.025836 | 0.75148 | 0.47463 | 0.54886 | 0.30334 | 0.20973 | 0.29334 | 0.1864 | 0.25071 | 0.40244 | 0.22392 | 0.1804
1716 | 0.039507 | 0.71914 | 0.55573 | 0.49256 | 0.38601 | 0.16174 | 0.26479 | 0.19754 | 0.2481 | 0.3359 | 0.22432 | 0.1488
1717 | 0.081649 | 0.53188 | 0.53203 | 0.41321 | 0.4181 | 0.19476 | 0.27424 | 0.23144 | 0.27277 | 0.30951 | 0.25051 | 0.13455
1718 | 0.072446 | 0.40585 | 0.3656 | 0.32486 | 0.47416 | 0.27128 | 0.29018 | 0.25631 | 0.29484 | 0.2921 | 0.27947 | 0.11111
1719 | 0.066748 | 0.52227 | 0.1586 | 0.26454 | 0.50688 | 0.21212 | 0.31906 | 0.26179 | 0.31071 | 0.29341 | 0.30375 | 0.088839
1720 | 0.14724 | 0.63319 | 0.071716 | 0.18782 | 0.52746 | 0.20995 | 0.35543 | 0.24118 | 0.32007 | 0.32206 | 0.31052 | 0.069473
1721 | 0.28444 | 0.68548 | 0.073422 | 0.23706 | 0.5847 | 0.37829 | 0.44434 | 0.21375 | 0.35699 | 0.38963 | 0.30335 | 0.05695
1722 | 0.35375 | 0.70491 | 0.14635 | 0.24997 | 0.60083 | 0.5058 | 0.5371 | 0.16751 | 0.39802 | 0.45674 | 0.28462 | 0.058005
1723 | 0.36057 | 0.71713 | 0.17562 | 0.29838 | 0.46842 | 0.6092 | 0.57567 | 0.13599 | 0.4152 | 0.46873 | 0.25495 | 0.077363
1724 | 0.35079 | 0.72196 | 0.20181 | 0.33278 | 0.32204 | 0.54933 | 0.59292 | 0.1191 | 0.44294 | 0.46789 | 0.2607 | 0.080812
1725 | 0.18712 | 0.62929 | 0.1835 | 0.2363 | 0.2006 | 0.57218 | 0.59289 | 0.10591 | 0.468 | 0.46422 | 0.28564 | 0.068538
1726 | 0.13934 | 0.53721 | 0.22579 | 0.29266 | 0.26221 | 0.59059 | 0.58327 | 0.091639 | 0.49475 | 0.45171 | 0.3099 | 0.056625
1727 | 0.15287 | 0.36429 | 0.31743 | 0.44789 | 0.31842 | 0.40649 | 0.57085 | 0.072205 | 0.51647 | 0.44035 | 0.32005 | 0.047278
1728 | 0.13236 | 0.25493 | 0.39145 | 0.40836 | 0.38611 | 0.10883 | 0.56264 | 0.056382 | 0.54056 | 0.43796 | 0.32232 | 0.043524
1729 | 0.11463 | 0.17121 | 0.37423 | 0.32726 | 0.36666 | 0.04425 | 0.5644 | 0.045308 | 0.56495 | 0.44037 | 0.31906 | 0.042787
1730 | 0.13604 | 0.1304 | 0.33235 | 0.23379 | 0.28799 | 0.046081 | 0.56255 | 0.036755 | 0.56629 | 0.43074 | 0.30964 | 0.043263
1731 | 0.070586 | 0.086237 | 0.22148 | 0.11289 | 0.32841 | 0.022732 | 0.56228 | 0.030014 | 0.55601 | 0.41294 | 0.2997 | 0.045479
1732 | 0.087144 | 0.072778 | 0.18475 | 0.12909 | 0.32714 | 0.046054 | 0.56368 | 0.025291 | 0.53755 | 0.39496 | 0.28767 | 0.05247
1733 | 0.080944 | 0.047849 | 0.11287 | 0.1348 | 0.20128 | 0.08004 | 0.57201 | 0.021533 | 0.51269 | 0.38352 | 0.27124 | 0.069543
1734 | 0.069233 | 0.093454 | 0.10514 | 0.14908 | 0.11159 | 0.18455 | 0.58414 | 0.019499 | 0.49614 | 0.37503 | 0.24847 | 0.095711
1735 | 0.09868 | 0.14285 | 0.11264 | 0.18417 | 0.14356 | 0.38611 | 0.60419 | 0.019045 | 0.49092 | 0.35656 | 0.21724 | 0.11598
1736 | 0.12413 | 0.23531 | 0.13643 | 0.27546 | 0.15597 | 0.38181 | 0.6101 | 0.016559 | 0.45823 | 0.3159 | 0.17508 | 0.10322
1737 | 0.13893 | 0.259 | 0.14121 | 0.26824 | 0.12848 | 0.094973 | 0.60483 | 0.010413 | 0.43512 | 0.27889 | 0.132 | 0.071272
1738 | 0.11415 | 0.27954 | 0.16598 | 0.18159 | 0.10864 | 0.093575 | 0.58595 | 0.0091443 | 0.38812 | 0.23809 | 0.107 | 0.051169
1739 | 0.14817 | 0.45786 | 0.26529 | 0.30465 | 0.14064 | 0.082262 | 0.57232 | 0.0096641 | 0.3449 | 0.20616 | 0.10171 | 0.049016
1740 | 0.21468 | 0.4551 | 0.43332 | 0.30174 | 0.11961 | 0.11525 | 0.56789 | 0.0097555 | 0.29898 | 0.16724 | 0.095584 | 0.04794
1741 | 0.178 | 0.35691 | 0.51742 | 0.21272 | 0.13335 | 0.20765 | 0.59421 | 0.011333 | 0.27652 | 0.15478 | 0.097527 | 0.050565
1742 | 0.18701 | 0.26891 | 0.51413 | 0.196 | 0.23957 | 0.3572 | 0.6207 | 0.012118 | 0.24245 | 0.1429 | 0.090876 | 0.043273
1743 | 0.13102 | 0.12209 | 0.50035 | 0.13808 | 0.44977 | 0.18588 | 0.64466 | 0.012471 | 0.2125 | 0.13481 | 0.077878 | 0.033943
1744 | 0.14758 | 0.068162 | 0.5963 | 0.20628 | 0.39038 | 0.1484 | 0.66717 | 0.011215 | 0.1895 | 0.12923 | 0.064867 | 0.02944
1745 | 0.21951 | 0.04561 | 0.78328 | 0.3358 | 0.28983 | 0.22039 | 0.70539 | 0.0081398 | 0.18745 | 0.13392 | 0.048208 | 0.029491
1746 | 0.21469 | 0.058841 | 0.8039 | 0.29342 | 0.3541 | 0.19838 | 0.73209 | 0.00987 | 0.20219 | 0.1619 | 0.04685 | 0.04282
1747 | 0.2264 | 0.063987 | 0.72355 | 0.18029 | 0.34622 | 0.12959 | 0.73216 | 0.018944 | 0.24094 | 0.1992 | 0.091144 | 0.076981
1748 | 0.29442 | 0.0496 | 0.527 | 0.10943 | 0.25386 | 0.088755 | 0.73548 | 0.026846 | 0.29281 | 0.2316 | 0.15391 | 0.10597
1749 | 0.36858 | 0.017358 | 0.32272 | 0.063373 | 0.13273 | 0.078155 | 0.73918 | 0.03185 | 0.33367 | 0.24247 | 0.17969 | 0.10796
1750 | 0.33927 | 0 | 0.27886 | 0.064649 | 0.044072 | 0.084385 | 0.73968 | 0.034216 | 0.36041 | 0.24218 | 0.18101 | 0.10262
1751 | 0.40582 | 0.021776 | 0.17279 | 0.17604 | 0.033966 | 0.089472 | 0.73449 | 0.03328 | 0.37235 | 0.23155 | 0.17801 | 0.095756
1752 | 0.46135 | 0.097106 | 0.27815 | 0.27035 | 0.10684 | 0.13449 | 0.72141 | 0.03193 | 0.37696 | 0.22122 | 0.1844 | 0.095033
1753 | 0.53309 | 0.23524 | 0.4953 | 0.32866 | 0.27235 | 0.17115 | 0.71588 | 0.030292 | 0.38736 | 0.21058 | 0.19987 | 0.093943
1754 | 0.56101 | 0.47066 | 0.59214 | 0.25556 | 0.42338 | 0.18219 | 0.70324 | 0.027051 | 0.38007 | 0.19183 | 0.21559 | 0.093967
1755 | 0.36767 | 0.51939 | 0.49636 | 0.1245 | 0.33303 | 0.085688 | 0.69073 | 0.022527 | 0.3718 | 0.1705 | 0.22736 | 0.093191
1756 | 0.27019 | 0.49119 | 0.4999 | 0.15373 | 0.23173 | 0.047476 | 0.6834 | 0.019877 | 0.36369 | 0.15207 | 0.23988 | 0.096869
1757 | 0.35097 | 0.67325 | 0.6143 | 0.16752 | 0.31658 | 0.046816 | 0.6847 | 0.019019 | 0.34406 | 0.13795 | 0.24686 | 0.10625
1758 | 0.367 | 0.73918 | 0.62408 | 0.088042 | 0.33527 | 0.04941 | 0.68917 | 0.019617 | 0.31987 | 0.13338 | 0.26141 | 0.12333
1759 | 0.34533 | 0.73208 | 0.58201 | 0.052468 | 0.28387 | 0.037272 | 0.68681 | 0.021458 | 0.30765 | 0.14435 | 0.30532 | 0.1388
1760 | 0.34623 | 0.72528 | 0.49449 | 0.051387 | 0.22652 | 0.021684 | 0.65631 | 0.020592 | 0.28439 | 0.15499 | 0.33994 | 0.13373
1761 | 0.30524 | 0.61106 | 0.31302 | 0.020046 | 0.076306 | 0.015083 | 0.6135 | 0.01614 | 0.26453 | 0.15471 | 0.35737 | 0.11567
1762 | 0.35301 | 0.56846 | 0.22373 | 0.046538 | 0.01811 | 0.017198 | 0.5557 | 0.019339 | 0.24309 | 0.13868 | 0.36317 | 0.11008
1763 | 0.42022 | 0.70629 | 0.19426 | 0.11162 | 0.036334 | 0.047568 | 0.52053 | 0.030051 | 0.21925 | 0.12957 | 0.37888 | 0.12088
1764 | 0.56516 | 0.54623 | 0.18329 | 0.2456 | 0.055107 | 0.047702 | 0.50075 | 0.042849 | 0.18647 | 0.11279 | 0.38898 | 0.1322
1765 | 0.5731 | 0.28779 | 0.22968 | 0.34326 | 0.038992 | 0.039856 | 0.52167 | 0.065568 | 0.1661 | 0.11694 | 0.43154 | 0.16131
1766 | 0.5489 | 0.14279 | 0.28097 | 0.43801 | 0.046989 | 0.1119 | 0.54034 | 0.08705 | 0.14571 | 0.12197 | 0.45619 | 0.18513
1767 | 0.6272 | 0.049051 | 0.17931 | 0.25135 | 0.037732 | 0.039886 | 0.55382 | 0.10369 | 0.11934 | 0.12792 | 0.45388 | 0.20337
1768 | 0.43227 | 0.017535 | 0.16913 | 0.21676 | 0.03796 | 0.050724 | 0.55904 | 0.10749 | 0.087964 | 0.12825 | 0.42966 | 0.20783
1769 | 0.45963 | 0.03074 | 0.21473 | 0.34678 | 0.073546 | 0.10785 | 0.58489 | 0.10119 | 0.057522 | 0.13545 | 0.4085 | 0.20749
1770 | 0.5334 | 0.0533 | 0.20614 | 0.44006 | 0.20188 | 0.11029 | 0.59783 | 0.086056 | 0.043719 | 0.1568 | 0.38124 | 0.21677
1771 | 0.49888 | 0.061676 | 0.19138 | 0.47765 | 0.26154 | 0.090899 | 0.57204 | 0.090668 | 0.051021 | 0.19781 | 0.32917 | 0.22161
1772 | 0.51203 | 0.07177 | 0.15056 | 0.49623 | 0.24125 | 0.10906 | 0.55281 | 0.10496 | 0.067567 | 0.23299 | 0.32139 | 0.23219
1773 | 0.40475 | 0.053515 | 0.094736 | 0.45064 | 0.12763 | 0.18709 | 0.52861 | 0.12516 | 0.082314 | 0.24919 | 0.34399 | 0.24116
1774 | 0.44054 | 0.04185 | 0.11222 | 0.35172 | 0.081275 | 0.24009 | 0.49617 | 0.14143 | 0.088641 | 0.25418 | 0.33853 | 0.23556
1775 | 0.3611 | 0.038583 | 0.21195 | 0.39897 | 0.28388 | 0.28829 | 0.45536 | 0.14256 | 0.086843 | 0.25071 | 0.29485 | 0.20711
1776 | 0.2428 | 0.052968 | 0.28585 | 0.52509 | 0.38268 | 0.37886 | 0.41928 | 0.13733 | 0.084915 | 0.24724 | 0.24699 | 0.17259
1777 | 0.21703 | 0.031227 | 0.29282 | 0.52981 | 0.31398 | 0.43094 | 0.39744 | 0.1284 | 0.083375 | 0.24304 | 0.21155 | 0.1404
1778 | 0.1335 | 0.028897 | 0.36404 | 0.46994 | 0.26465 | 0.45561 | 0.37695 | 0.11869 | 0.080263 | 0.23673 | 0.17863 | 0.12621
1779 | 0.10034 | 0.016972 | 0.34673 | 0.28197 | 0.12011 | 0.32328 | 0.36397 | 0.10961 | 0.078603 | 0.22961 | 0.15679 | 0.13226
1780 | 0.073828 | 0.027027 | 0.38512 | 0.22592 | 0.054147 | 0.17614 | 0.35655 | 0.1074 | 0.080155 | 0.2297 | 0.14929 | 0.15328
1781 | 0.13978 | 0.15414 | 0.37614 | 0.35189 | 0.19377 | 0.37504 | 0.3569 | 0.10721 | 0.085201 | 0.24235 | 0.15542 | 0.18621
1782 | 0.1568 | 0.3131 | 0.27546 | 0.5035 | 0.29377 | 0.40281 | 0.35805 | 0.1129 | 0.094571 | 0.27006 | 0.15145 | 0.23382
1783 | 0.16594 | 0.41938 | 0.27313 | 0.58208 | 0.27074 | 0.24727 | 0.34775 | 0.12622 | 0.11347 | 0.31039 | 0.11773 | 0.30221
1784 | 0.12413 | 0.54182 | 0.40814 | 0.56258 | 0.24378 | 0.18371 | 0.28632 | 0.13525 | 0.13008 | 0.32683 | 0.055258 | 0.35258
1785 | 0.08102 | 0.4858 | 0.5132 | 0.55882 | 0.21911 | 0.25693 | 0.21662 | 0.13147 | 0.13579 | 0.33717 | 0.022596 | 0.39138
1786 | 0.098345 | 0.49049 | 0.58022 | 0.52388 | 0.13831 | 0.32577 | 0.18419 | 0.12153 | 0.13333 | 0.32278 | 0.014283 | 0.40642
1787 | 0.19897 | 0.69072 | 0.53524 | 0.53508 | 0.20406 | 0.45379 | 0.17178 | 0.10915 | 0.1474 | 0.3105 | 0.012732 | 0.43004
1788 | 0.28925 | 0.69453 | 0.54897 | 0.53416 | 0.2359 | 0.59483 | 0.1626 | 0.093043 | 0.16875 | 0.29197 | 0.012148 | 0.43606
1789 | 0.30125 | 0.70505 | 0.56532 | 0.51559 | 0.1629 | 0.59045 | 0.17151 | 0.090924 | 0.21706 | 0.289 | 0.016836 | 0.45601
1790 | 0.32842 | 0.73123 | 0.5895 | 0.56987 | 0.198 | 0.63314 | 0.16928 | 0.088175 | 0.24442 | 0.26539 | 0.02088 | 0.4062
1791 | 0.21148 | 0.65636 | 0.37486 | 0.65597 | 0.093886 | 0.52963 | 0.16389 | 0.084136 | 0.25587 | 0.24312 | 0.02195 | 0.33285
1792 | 0.29305 | 0.62069 | 0.25479 | 0.55287 | 0.037611 | 0.29761 | 0.16546 | 0.078419 | 0.25967 | 0.24116 | 0.019682 | 0.27705
1793 | 0.63376 | 0.73973 | 0.28722 | 0.5839 | 0.17474 | 0.43799 | 0.19199 | 0.075583 | 0.27342 | 0.29063 | 0.014309 | 0.27512
1794 | 0.79239 | 0.7078 | 0.31829 | 0.56694 | 0.25562 | 0.52029 | 0.26365 | 0.079075 | 0.2904 | 0.3768 | 0.018922 | 0.30054
1795 | 0.79016 | 0.60826 | 0.29307 | 0.48059 | 0.14832 | 0.60525 | 0.33874 | 0.091928 | 0.30273 | 0.42974 | 0.035642 | 0.29932
1796 | 0.76483 | 0.55451 | 0.2492 | 0.35635 | 0.11502 | 0.61821 | 0.36154 | 0.1074 | 0.34174 | 0.45079 | 0.055273 | 0.25259
1797 | 0.79993 | 0.387 | 0.13786 | 0.17393 | 0.035076 | 0.40206 | 0.34763 | 0.11715 | 0.38324 | 0.44868 | 0.059818 | 0.16596
1798 | 0.73046 | 0.32251 | 0.07512 | 0.12113 | 0.012067 | 0.23497 | 0.32019 | 0.12292 | 0.42216 | 0.42379 | 0.061093 | 0.089498
1799 | 0.56529 | 0.34393 | 0.077872 | 0.28606 | 0.11584 | 0.43302 | 0.30289 | 0.12198 | 0.45004 | 0.38571 | 0.065989 | 0.052021
1800 | 0.53512 | 0.32539 | 0.087256 | 0.36833 | 0.14364 | 0.5396 | 0.30609 | 0.11771 | 0.47091 | 0.35138 | 0.077246 | 0.038929
1801 | 0.67541 | 0.2512 | 0.058687 | 0.40027 | 0.081778 | 0.60261 | 0.32526 | 0.11186 | 0.4913 | 0.32363 | 0.090285 | 0.039086
1802 | 0.7833 | 0.23169 | 0.062046 | 0.38412 | 0.055165 | 0.63779 | 0.33485 | 0.10064 | 0.49268 | 0.2971 | 0.092576 | 0.049626
1803 | 0.7428 | 0.22568 | 0.046982 | 0.24898 | 0.027574 | 0.46364 | 0.33603 | 0.088701 | 0.47831 | 0.279 | 0.089249 | 0.069398
1804 | 0.64957 | 0.1889 | 0.037459 | 0.26431 | 0.010622 | 0.50905 | 0.33861 | 0.079056 | 0.4608 | 0.27234 | 0.087395 | 0.090476
1805 | 0.46139 | 0.21979 | 0.060443 | 0.35755 | 0.034569 | 0.71579 | 0.34044 | 0.069301 | 0.43846 | 0.26822 | 0.090669 | 0.10786
1806 | 0.29092 | 0.23664 | 0.063565 | 0.30145 | 0.027578 | 0.74134 | 0.33867 | 0.058701 | 0.42239 | 0.27152 | 0.097495 | 0.12159
1807 | 0.18755 | 0.19504 | 0.046525 | 0.19108 | 0.020562 | 0.66695 | 0.34134 | 0.051144 | 0.40935 | 0.28843 | 0.10003 | 0.1381
1808 | 0.11678 | 0.15871 | 0.039441 | 0.08686 | 0.019998 | 0.60471 | 0.30503 | 0.042757 | 0.37166 | 0.28252 | 0.093092 | 0.14231
1809 | 0.045214 | 0.10726 | 0.031214 | 0.028325 | 0.010378 | 0.51073 | 0.25748 | 0.027789 | 0.33736 | 0.27135 | 0.07741 | 0.13512
1810 | 0.037707 | 0.080057 | 0.081232 | 0.039499 | 0 | 0.5474 | 0.22025 | 0.021865 | 0.30744 | 0.23087 | 0.068869 | 0.12509
1811 | 0.091565 | 0.098453 | 0.27932 | 0.040045 | 0 | 0.82652 | 0.21575 | 0.022234 | 0.2861 | 0.2014 | 0.064931 | 0.1363
1812 | 0.16862 | 0.10438 | 0.45006 | 0.067527 | 0.022777 | 0.84892 | 0.21668 | 0.021846 | 0.26937 | 0.16665 | 0.058532 | 0.14982
1813 | 0.18656 | 0.096371 | 0.63296 | 0.11932 | 0.051306 | 0.8547 | 0.24225 | 0.025485 | 0.29041 | 0.15406 | 0.062172 | 0.17668
1814 | 0.22011 | 0.10968 | 0.74346 | 0.18884 | 0.071054 | 0.85354 | 0.26159 | 0.026261 | 0.30645 | 0.13338 | 0.066815 | 0.18102
1815 | 0.18307 | 0.092132 | 0.71953 | 0.15765 | 0.083624 | 0.83715 | 0.27271 | 0.0256 | 0.30474 | 0.11754 | 0.07249 | 0.16895
1816 | 0.13683 | 0.11618 | 0.69177 | 0.15687 | 0.065708 | 0.82951 | 0.27184 | 0.02509 | 0.2864 | 0.11662 | 0.077389 | 0.15441
1817 | 0.23953 | 0.23222 | 0.69135 | 0.22987 | 0.10835 | 0.84315 | 0.27061 | 0.028976 | 0.27092 | 0.1473 | 0.081667 | 0.1554
1818 | 0.29829 | 0.30895 | 0.62962 | 0.20756 | 0.21766 | 0.8199 | 0.26696 | 0.04046 | 0.23733 | 0.20203 | 0.107 | 0.15977
1819 | 0.24987 | 0.32632 | 0.58154 | 0.15396 | 0.29024 | 0.72616 | 0.27995 | 0.05519 | 0.21507 | 0.23714 | 0.18909 | 0.17799
1820 | 0.25188 | 0.40645 | 0.5058 | 0.14728 | 0.33176 | 0.62991 | 0.29787 | 0.073648 | 0.21216 | 0.23477 | 0.26272 | 0.1923
1821 | 0.14391 | 0.35794 | 0.31536 | 0.16869 | 0.17563 | 0.34863 | 0.31201 | 0.085474 | 0.21625 | 0.2111 | 0.29273 | 0.2012
1822 | 0.085862 | 0.37837 | 0.22313 | 0.17498 | 0.16249 | 0.25752 | 0.32719 | 0.091034 | 0.22031 | 0.18162 | 0.29177 | 0.21078
1823 | 0.10561 | 0.5809 | 0.20319 | 0.3156 | 0.22578 | 0.58952 | 0.33122 | 0.090826 | 0.21744 | 0.15037 | 0.28234 | 0.21661
1824 | 0.18367 | 0.66699 | 0.12386 | 0.27055 | 0.24119 | 0.76921 | 0.3348 | 0.094955 | 0.21277 | 0.12744 | 0.2736 | 0.22794
1825 | 0.28217 | 0.47048 | 0.034196 | 0.082846 | 0.17224 | 0.65538 | 0.34211 | 0.10181 | 0.20942 | 0.10664 | 0.26397 | 0.24298
1826 | 0.48225 | 0.57147 | 0.026871 | 0.086531 | 0.19264 | 0.61214 | 0.337 | 0.10961 | 0.19642 | 0.085569 | 0.24759 | 0.2615
1827 | 0.60001 | 0.62986 | 0.028219 | 0.13734 | 0.09586 | 0.49388 | 0.3303 | 0.11773 | 0.1798 | 0.06861 | 0.2305 | 0.28305
1828 | 0.69938 | 0.69893 | 0.057396 | 0.19384 | 0.098056 | 0.44807 | 0.32785 | 0.12997 | 0.16276 | 0.061036 | 0.2204 | 0.30522
1829 | 0.80794 | 0.7404 | 0.12519 | 0.31127 | 0.19631 | 0.50635 | 0.32989 | 0.14758 | 0.14835 | 0.063512 | 0.21781 | 0.32758
1830 | 0.75649 | 0.6172 | 0.15383 | 0.32008 | 0.21793 | 0.463 | 0.33102 | 0.17144 | 0.13802 | 0.07223 | 0.20742 | 0.34792
1831 | 0.61583 | 0.4202 | 0.14667 | 0.34143 | 0.1924 | 0.38009 | 0.32664 | 0.19549 | 0.12765 | 0.077853 | 0.18712 | 0.36727
1832 | 0.39867 | 0.19351 | 0.11885 | 0.37613 | 0.17384 | 0.36338 | 0.27942 | 0.19985 | 0.11846 | 0.073275 | 0.14036 | 0.37298
1833 | 0.27413 | 0.098016 | 0.079525 | 0.27679 | 0.091779 | 0.33294 | 0.22049 | 0.19599 | 0.10331 | 0.067265 | 0.10314 | 0.35533
1834 | 0.26356 | 0.14104 | 0.059692 | 0.23565 | 0.090696 | 0.42665 | 0.20223 | 0.18524 | 0.090293 | 0.05653 | 0.096255 | 0.30042
1835 | 0.36228 | 0.33622 | 0.12141 | 0.34564 | 0.098999 | 0.30311 | 0.21033 | 0.19857 | 0.089479 | 0.049061 | 0.11438 | 0.25131
1836 | 0.49953 | 0.41962 | 0.14557 | 0.30358 | 0.063987 | 0.21817 | 0.22216 | 0.21807 | 0.089027 | 0.040678 | 0.14259 | 0.21314
1837 | 0.71468 | 0.4798 | 0.17438 | 0.29038 | 0.039125 | 0.15607 | 0.25256 | 0.26426 | 0.10319 | 0.048096 | 0.20217 | 0.21729
1838 | 0.83681 | 0.52846 | 0.23936 | 0.33164 | 0.047995 | 0.11242 | 0.26502 | 0.30228 | 0.10632 | 0.066885 | 0.25777 | 0.22273
1839 | 0.76905 | 0.46455 | 0.24946 | 0.29155 | 0.057073 | 0.1778 | 0.26558 | 0.33487 | 0.10566 | 0.095943 | 0.28745 | 0.21419
1840 | 0.70147 | 0.44591 | 0.2271 | 0.27072 | 0.05782 | 0.14807 | 0.26371 | 0.3646 | 0.11067 | 0.12769 | 0.29203 | 0.18759
1841 | 0.68246 | 0.54967 | 0.29961 | 0.29043 | 0.057526 | 0.092979 | 0.29051 | 0.42611 | 0.13042 | 0.15515 | 0.28159 | 0.14456
1842 | 0.68072 | 0.56673 | 0.24006 | 0.20631 | 0.048033 | 0.10341 | 0.37013 | 0.49914 | 0.17178 | 0.20263 | 0.25849 | 0.10135
1843 | 0.73475 | 0.56259 | 0.21624 | 0.16046 | 0.039159 | 0.17847 | 0.43669 | 0.5334 | 0.21279 | 0.25209 | 0.24355 | 0.080969
1844 | 0.74134 | 0.51339 | 0.24665 | 0.16968 | 0.040437 | 0.2687 | 0.46431 | 0.55192 | 0.25758 | 0.31596 | 0.27563 | 0.069198
1845 | 0.70768 | 0.39696 | 0.19654 | 0.10068 | 0.1039 | 0.22997 | 0.47155 | 0.55708 | 0.29411 | 0.36848 | 0.32884 | 0.062032
1846 | 0.6886 | 0.28016 | 0.15311 | 0.092668 | 0.20726 | 0.10001 | 0.45572 | 0.55237 | 0.3133 | 0.40999 | 0.37767 | 0.059431
1847 | 0.65088 | 0.23848 | 0.19923 | 0.1686 | 0.31855 | 0.11629 | 0.41797 | 0.54047 | 0.3132 | 0.42056 | 0.40757 | 0.059366
1848 | 0.6123 | 0.17947 | 0.18074 | 0.13246 | 0.26139 | 0.17387 | 0.38101 | 0.53442 | 0.31118 | 0.42037 | 0.43134 | 0.06422
1849 | 0.59643 | 0.092282 | 0.135 | 0.1442 | 0.23691 | 0.2615 | 0.35907 | 0.54089 | 0.30502 | 0.42545 | 0.45952 | 0.073487
1850 | 0.56048 | 0.08406 | 0.11418 | 0.13925 | 0.15637 | 0.39077 | 0.34466 | 0.55652 | 0.28467 | 0.42742 | 0.48216 | 0.082921
1851 | 0.52049 | 0.085205 | 0.076014 | 0.087006 | 0.10625 | 0.49331 | 0.34302 | 0.57995 | 0.25584 | 0.43498 | 0.49571 | 0.092126
1852 | 0.45529 | 0.076424 | 0.029085 | 0.098006 | 0.13559 | 0.58812 | 0.35011 | 0.60755 | 0.23427 | 0.44686 | 0.50104 | 0.10055
1853 | 0.35041 | 0.069395 | 0.030603 | 0.14753 | 0.14366 | 0.61815 | 0.36247 | 0.64198 | 0.21127 | 0.44684 | 0.49348 | 0.10663
1854 | 0.24709 | 0.069695 | 0.022642 | 0.1665 | 0.10247 | 0.48767 | 0.36502 | 0.67553 | 0.19442 | 0.4493 | 0.49485 | 0.11203
1855 | 0.26728 | 0.10346 | 0.01192 | 0.22771 | 0.070544 | 0.27614 | 0.33411 | 0.69308 | 0.19063 | 0.46083 | 0.52654 | 0.10878
1856 | 0.29783 | 0.1284 | 0 | 0.32571 | 0.050346 | 0.13562 | 0.23956 | 0.67676 | 0.1841 | 0.45648 | 0.5655 | 0.092546
1857 | 0.21738 | 0.12095 | 0 | 0.35454 | 0.043478 | 0.082404 | 0.14278 | 0.63289 | 0.17029 | 0.45187 | 0.60287 | 0.07366
1858 | 0.1795 | 0.089352 | 0 | 0.34201 | 0.045523 | 0.13004 | 0.11051 | 0.5815 | 0.1568 | 0.42742 | 0.64651 | 0.064672
1859 | 0.17506 | 0.095607 | 0.020101 | 0.37456 | 0.05452 | 0.16743 | 0.10587 | 0.53399 | 0.16385 | 0.3924 | 0.70349 | 0.065334
1860 | 0.19842 | 0.15501 | 0.033828 | 0.28599 | 0.031472 | 0.1257 | 0.10136 | 0.48846 | 0.16594 | 0.35004 | 0.75688 | 0.063799
1861 | 0.28278 | 0.22727 | 0.078385 | 0.20014 | 0.039346 | 0.11109 | 0.099185 | 0.48221 | 0.18145 | 0.32868 | 0.80004 | 0.070396
1862 | 0.31798 | 0.31014 | 0.11802 | 0.16927 | 0.053436 | 0.10645 | 0.085908 | 0.4798 | 0.17508 | 0.29958 | 0.82343 | 0.074743
1863 | 0.26475 | 0.30088 | 0.14346 | 0.16467 | 0.08101 | 0.13909 | 0.073118 | 0.47397 | 0.15364 | 0.27409 | 0.83461 | 0.077884
1864 | 0.23643 | 0.25275 | 0.13399 | 0.13787 | 0.11494 | 0.19143 | 0.075937 | 0.46292 | 0.13191 | 0.26509 | 0.83875 | 0.08272
1865 | 0.16579 | 0.33813 | 0.22282 | 0.19694 | 0.15361 | 0.14321 | 0.10759 | 0.46887 | 0.11946 | 0.29109 | 0.8498 | 0.10523
1866 | 0.097339 | 0.2958 | 0.25138 | 0.23647 | 0.11934 | 0.11885 | 0.25211 | 0.46664 | 0.12769 | 0.33997 | 0.84372 | 0.13446
1867 | 0.077116 | 0.27566 | 0.24483 | 0.32695 | 0.091772 | 0.1044 | 0.41454 | 0.4246 | 0.16735 | 0.37548 | 0.83439 | 0.15644
1868 | 0.064902 | 0.30554 | 0.23929 | 0.43138 | 0.082013 | 0.086245 | 0.4581 | 0.37891 | 0.23454 | 0.38225 | 0.80256 | 0.17102
1869 | 0.033352 | 0.27308 | 0.1743 | 0.5185 | 0.090072 | 0.085925 | 0.44986 | 0.32094 | 0.28937 | 0.36698 | 0.80064 | 0.17125
1870 | 0.052962 | 0.29405 | 0.079676 | 0.58653 | 0.17474 | 0.069121 | 0.42409 | 0.25772 | 0.33439 | 0.33267 | 0.79617 | 0.16616
1871 | 0.15715 | 0.39798 | 0.071824 | 0.6805 | 0.29022 | 0.033068 | 0.39155 | 0.19677 | 0.37296 | 0.28667 | 0.79928 | 0.16029
1872 | 0.22396 | 0.32236 | 0.11605 | 0.62919 | 0.33049 | 0.023047 | 0.37087 | 0.15189 | 0.41005 | 0.24796 | 0.77156 | 0.15426
1873 | 0.27835 | 0.25753 | 0.16001 | 0.52809 | 0.39151 | 0.029128 | 0.36653 | 0.1188 | 0.44735 | 0.21857 | 0.74201 | 0.15303
1874 | 0.37557 | 0.22074 | 0.23908 | 0.32915 | 0.39911 | 0.044809 | 0.35909 | 0.090204 | 0.48156 | 0.18715 | 0.729 | 0.146
1875 | 0.3653 | 0.16206 | 0.22816 | 0.23377 | 0.23929 | 0.050893 | 0.34395 | 0.068804 | 0.51275 | 0.16016 | 0.70737 | 0.14102
1876 | 0.31319 | 0.11169 | 0.21284 | 0.24119 | 0.22722 | 0.091962 | 0.32171 | 0.055705 | 0.54607 | 0.13656 | 0.7052 | 0.13873
1877 | 0.36995 | 0.15918 | 0.3642 | 0.32678 | 0.19248 | 0.11404 | 0.30169 | 0.046374 | 0.58869 | 0.11819 | 0.71161 | 0.14283
1878 | 0.2783 | 0.16298 | 0.36519 | 0.35705 | 0.096055 | 0.078012 | 0.28541 | 0.041719 | 0.62821 | 0.10246 | 0.70032 | 0.1499
1879 | 0.22135 | 0.18921 | 0.32226 | 0.3732 | 0.10088 | 0.071977 | 0.27677 | 0.043007 | 0.64642 | 0.096528 | 0.68054 | 0.14596
1880 | 0.27548 | 0.30975 | 0.31719 | 0.38343 | 0.097715 | 0.070728 | 0.24108 | 0.045827 | 0.63525 | 0.090892 | 0.69644 | 0.1194
1881 | 0.2762 | 0.38223 | 0.27287 | 0.40733 | 0.053716 | 0.079735 | 0.19401 | 0.042786 | 0.61169 | 0.07951 | 0.76817 | 0.084299
1882 | 0.29581 | 0.49879 | 0.22933 | 0.37704 | 0.094078 | 0.11391 | 0.17499 | 0.044305 | 0.61004 | 0.072546 | 0.81728 | 0.063658
1883 | 0.54463 | 0.66442 | 0.35641 | 0.32086 | 0.14799 | 0.12928 | 0.17278 | 0.047141 | 0.62753 | 0.079567 | 0.81782 | 0.059852
1884 | 0.50396 | 0.5405 | 0.4027 | 0.19072 | 0.14013 | 0.14039 | 0.16885 | 0.046529 | 0.65386 | 0.090663 | 0.80984 | 0.060024
1885 | 0.36529 | 0.40198 | 0.39351 | 0.080718 | 0.13434 | 0.16616 | 0.19359 | 0.051559 | 0.69067 | 0.12757 | 0.80751 | 0.074695
1886 | 0.3184 | 0.29557 | 0.38134 | 0.028573 | 0.14378 | 0.14329 | 0.23464 | 0.05784 | 0.71455 | 0.16033 | 0.80789 | 0.096063
1887 | 0.30463 | 0.17681 | 0.30998 | 0.028192 | 0.097533 | 0.12219 | 0.27783 | 0.065945 | 0.72553 | 0.1757 | 0.80878 | 0.12002
1888 | 0.42101 | 0.097333 | 0.26973 | 0.060273 | 0.13377 | 0.06048 | 0.31118 | 0.07213 | 0.71728 | 0.1631 | 0.80844 | 0.13333
1889 | 0.67902 | 0.11359 | 0.36161 | 0.074841 | 0.19267 | 0.042241 | 0.34806 | 0.078207 | 0.71825 | 0.13013 | 0.82554 | 0.13078
1890 | 0.58045 | 0.12116 | 0.36962 | 0.079635 | 0.29243 | 0.026103 | 0.40363 | 0.10088 | 0.71792 | 0.097201 | 0.83972 | 0.12172
1891 | 0.36667 | 0.088145 | 0.37541 | 0.097303 | 0.33275 | 0.018925 | 0.43917 | 0.12992 | 0.72306 | 0.092083 | 0.83582 | 0.11734
1892 | 0.24163 | 0.070687 | 0.42853 | 0.22964 | 0.31775 | 0.024185 | 0.4737 | 0.16364 | 0.73336 | 0.10597 | 0.82843 | 0.111
1893 | 0.12459 | 0.058861 | 0.41614 | 0.15032 | 0.21558 | 0.027538 | 0.50524 | 0.19433 | 0.71846 | 0.10947 | 0.81406 | 0.10325
1894 | 0.10861 | 0.067478 | 0.3713 | 0.075648 | 0.18634 | 0.015248 | 0.52561 | 0.21695 | 0.71281 | 0.1092 | 0.7893 | 0.095841
1895 | 0.18372 | 0.088343 | 0.33838 | 0.10366 | 0.18737 | 0.032033 | 0.54472 | 0.22835 | 0.70608 | 0.10232 | 0.76187 | 0.087733
1896 | 0.11651 | 0.060958 | 0.19505 | 0.041098 | 0.1002 | 0.11162 | 0.56875 | 0.23565 | 0.6908 | 0.096691 | 0.73802 | 0.081657
1897 | 0.085796 | 0.038119 | 0.11165 | 0.028204 | 0.076402 | 0.1322 | 0.60216 | 0.24435 | 0.68526 | 0.089654 | 0.72731 | 0.077787
1898 | 0.17888 | 0.033227 | 0.066309 | 0.092509 | 0.072718 | 0.11973 | 0.61968 | 0.25327 | 0.68052 | 0.082552 | 0.71634 | 0.074684
1899 | 0.20639 | 0.037924 | 0.030855 | 0.12688 | 0.033571 | 0.19255 | 0.63135 | 0.26538 | 0.67226 | 0.076812 | 0.6999 | 0.07163
1900 | 0.23278 | 0.051886 | 0.011288 | 0.22564 | 0.043747 | 0.11919 | 0.6362 | 0.28661 | 0.68341 | 0.073671 | 0.66979 | 0.065872
1901 | 0.31538 | 0.11809 | 0.01811 | 0.43464 | 0.069571 | 0.15517 | 0.63255 | 0.31142 | 0.69737 | 0.072705 | 0.61568 | 0.059354
1902 | 0.33629 | 0.155 | 0.069652 | 0.39592 | 0.067723 | 0.12349 | 0.62603 | 0.33871 | 0.69327 | 0.073373 | 0.5602 | 0.056893
1903 | 0.34059 | 0.14735 | 0.20619 | 0.36183 | 0.080116 | 0.059423 | 0.62409 | 0.36705 | 0.70613 | 0.074184 | 0.54059 | 0.059584
1904 | 0.31816 | 0.13669 | 0.42531 | 0.31866 | 0.10911 | 0.061536 | 0.59437 | 0.36752 | 0.71951 | 0.06976 | 0.5583 | 0.064312
1905 | 0.32447 | 0.10449 | 0.47762 | 0.29835 | 0.13664 | 0.08432 | 0.54981 | 0.35787 | 0.67812 | 0.06233 | 0.57903 | 0.065579
1906 | 0.22761 | 0.053265 | 0.40588 | 0.39452 | 0.21018 | 0.033594 | 0.51804 | 0.32918 | 0.59113 | 0.062629 | 0.56321 | 0.071011
1907 | 0.27516 | 0.067681 | 0.55647 | 0.4685 | 0.29979 | 0.071926 | 0.52553 | 0.31876 | 0.51655 | 0.071753 | 0.51899 | 0.073874
1908 | 0.37306 | 0.053304 | 0.73495 | 0.32929 | 0.28436 | 0.11975 | 0.5462 | 0.30964 | 0.44857 | 0.080676 | 0.45167 | 0.067363
1909 | 0.42929 | 0.072333 | 0.76767 | 0.32089 | 0.27053 | 0.12114 | 0.57314 | 0.33022 | 0.40056 | 0.10516 | 0.43301 | 0.074631
1910 | 0.44596 | 0.14731 | 0.69842 | 0.55884 | 0.24296 | 0.10151 | 0.5605 | 0.35179 | 0.36568 | 0.12628 | 0.45354 | 0.089666
1911 | 0.38203 | 0.16484 | 0.6023 | 0.66775 | 0.13124 | 0.069549 | 0.50568 | 0.36883 | 0.3408 | 0.13873 | 0.48898 | 0.10562
1912 | 0.3371 | 0.23264 | 0.61131 | 0.74729 | 0.12438 | 0.078503 | 0.44879 | 0.38547 | 0.32137 | 0.1287 | 0.50856 | 0.1123
1913 | 0.36936 | 0.41517 | 0.77654 | 0.7311 | 0.25226 | 0.20131 | 0.44941 | 0.43333 | 0.30917 | 0.10007 | 0.52046 | 0.10645
1914 | 0.32619 | 0.45314 | 0.7691 | 0.66969 | 0.26535 | 0.4475 | 0.49146 | 0.48894 | 0.29543 | 0.063446 | 0.50017 | 0.097456
1915 | 0.35589 | 0.49913 | 0.75081 | 0.54939 | 0.26538 | 0.66694 | 0.47384 | 0.51504 | 0.28885 | 0.054135 | 0.45987 | 0.098879
1916 | 0.3986 | 0.51836 | 0.74321 | 0.36974 | 0.1908 | 0.6391 | 0.48085 | 0.54755 | 0.30169 | 0.052539 | 0.47644 | 0.095456
1917 | 0.24762 | 0.425 | 0.68935 | 0.17168 | 0.082543 | 0.28726 | 0.4907 | 0.56679 | 0.31495 | 0.05295 | 0.51579 | 0.089887
1918 | 0.14508 | 0.41154 | 0.68021 | 0.083308 | 0.14068 | 0.13267 | 0.49238 | 0.57155 | 0.32174 | 0.054866 | 0.56226 | 0.084535
1919 | 0.25292 | 0.48378 | 0.73925 | 0.048471 | 0.24739 | 0.16553 | 0.48938 | 0.56843 | 0.31799 | 0.05695 | 0.59654 | 0.075436
1920 | 0.31774 | 0.40581 | 0.75032 | 0.055778 | 0.22712 | 0.18929 | 0.48897 | 0.56253 | 0.31207 | 0.062809 | 0.61964 | 0.069755
1921 | 0.37217 | 0.28772 | 0.74151 | 0.078807 | 0.28454 | 0.21111 | 0.4962 | 0.56611 | 0.31547 | 0.074635 | 0.6397 | 0.067732
1922 | 0.43688 | 0.19171 | 0.74542 | 0.13765 | 0.27017 | 0.26824 | 0.49432 | 0.56118 | 0.31347 | 0.097021 | 0.64138 | 0.070632
1923 | 0.42845 | 0.16012 | 0.68481 | 0.054151 | 0.13349 | 0.33516 | 0.48952 | 0.55776 | 0.31066 | 0.13369 | 0.63792 | 0.074676
1924 | 0.47879 | 0.16271 | 0.68074 | 0.066945 | 0.077599 | 0.4034 | 0.48292 | 0.56062 | 0.30543 | 0.18758 | 0.62678 | 0.080547
1925 | 0.59345 | 0.32812 | 0.78751 | 0.23325 | 0.12115 | 0.51947 | 0.46968 | 0.56943 | 0.2946 | 0.25678 | 0.60555 | 0.085717
1926 | 0.59621 | 0.46967 | 0.78621 | 0.43988 | 0.13247 | 0.49723 | 0.45961 | 0.57855 | 0.28696 | 0.32596 | 0.58874 | 0.090351
1927 | 0.55604 | 0.58219 | 0.77593 | 0.58451 | 0.12206 | 0.35487 | 0.4692 | 0.57263 | 0.29594 | 0.36895 | 0.58992 | 0.090421
1928 | 0.46372 | 0.57363 | 0.77756 | 0.62181 | 0.11239 | 0.13889 | 0.45953 | 0.52138 | 0.31177 | 0.33927 | 0.57716 | 0.079758
1929 | 0.26017 | 0.43836 | 0.7211 | 0.52967 | 0.075504 | 0.051979 | 0.43888 | 0.46328 | 0.32421 | 0.28225 | 0.54317 | 0.056947
1930 | 0.14798 | 0.43577 | 0.7221 | 0.47144 | 0.077284 | 0.048621 | 0.39055 | 0.39555 | 0.32062 | 0.21125 | 0.5045 | 0.046424
1931 | 0.21866 | 0.64316 | 0.78436 | 0.50707 | 0.16965 | 0.036154 | 0.35928 | 0.35327 | 0.32021 | 0.1833 | 0.49034 | 0.041508
1932 | 0.32655 | 0.70495 | 0.73869 | 0.48738 | 0.20927 | 0.049335 | 0.32649 | 0.32239 | 0.3068 | 0.17802 | 0.48097 | 0.034331
1933 | 0.49056 | 0.50868 | 0.68617 | 0.46942 | 0.25935 | 0.0838 | 0.32706 | 0.33343 | 0.32771 | 0.20262 | 0.50894 | 0.03625
1934 | 0.56922 | 0.32638 | 0.52396 | 0.42523 | 0.23296 | 0.1421 | 0.32681 | 0.35118 | 0.35013 | 0.2082 | 0.52899 | 0.040818
1935 | 0.33283 | 0.15947 | 0.30333 | 0.30419 | 0.10724 | 0.1397 | 0.32428 | 0.36137 | 0.36281 | 0.20012 | 0.52976 | 0.047863
1936 | 0.2303 | 0.061113 | 0.2743 | 0.32901 | 0.1109 | 0.15348 | 0.32309 | 0.35646 | 0.34568 | 0.19558 | 0.51692 | 0.052828
1937 | 0.28679 | 0.054446 | 0.47036 | 0.38803 | 0.21513 | 0.21682 | 0.35159 | 0.35892 | 0.32143 | 0.21509 | 0.52556 | 0.051658
1938 | 0.24258 | 0.082855 | 0.6622 | 0.32619 | 0.2647 | 0.17532 | 0.37549 | 0.34596 | 0.26403 | 0.25796 | 0.53077 | 0.050551
1939 | 0.21739 | 0.14459 | 0.77199 | 0.21635 | 0.38561 | 0.11632 | 0.36292 | 0.30536 | 0.20282 | 0.28574 | 0.51058 | 0.059449
1940 | 0.18918 | 0.17784 | 0.79422 | 0.12404 | 0.47775 | 0.057304 | 0.37823 | 0.29755 | 0.18095 | 0.30573 | 0.51867 | 0.059371
1941 | 0.11748 | 0.18737 | 0.72663 | 0.083997 | 0.4474 | 0.026563 | 0.41263 | 0.29378 | 0.1712 | 0.32202 | 0.54259 | 0.055703
1942 | 0.07127 | 0.19942 | 0.71134 | 0.19861 | 0.42499 | 0.019814 | 0.4425 | 0.28004 | 0.16434 | 0.32504 | 0.56741 | 0.052
1943 | 0.081498 | 0.20866 | 0.77714 | 0.3711 | 0.5545 | 0.035069 | 0.44865 | 0.25067 | 0.15494 | 0.31464 | 0.57417 | 0.046536
1944 | 0.09577 | 0.14908 | 0.79959 | 0.39416 | 0.49175 | 0.02548 | 0.44616 | 0.21267 | 0.14745 | 0.30536 | 0.56644 | 0.043719
1945 | 0.091243 | 0.12661 | 0.76182 | 0.34961 | 0.42751 | 0.019781 | 0.44899 | 0.18245 | 0.14601 | 0.29935 | 0.56408 | 0.043137
1946 | 0.10692 | 0.12693 | 0.71597 | 0.31675 | 0.34554 | 0.018244 | 0.44258 | 0.15912 | 0.14662 | 0.28639 | 0.54502 | 0.043181
1947 | 0.074581 | 0.10589 | 0.61615 | 0.17248 | 0.21513 | 0.0246 | 0.43058 | 0.14008 | 0.14905 | 0.2699 | 0.52588 | 0.043838
1948 | 0.11135 | 0.09935 | 0.54438 | 0.16119 | 0.16486 | 0.063382 | 0.41739 | 0.12414 | 0.15291 | 0.24489 | 0.50632 | 0.044883
1949 | 0.18295 | 0.14592 | 0.50876 | 0.30396 | 0.21471 | 0.21624 | 0.39932 | 0.10994 | 0.16063 | 0.2055 | 0.49443 | 0.046265
1950 | 0.21675 | 0.21057 | 0.44045 | 0.42524 | 0.23071 | 0.44113 | 0.37081 | 0.098436 | 0.17403 | 0.16989 | 0.50491 | 0.048283
1951 | 0.20066 | 0.32676 | 0.35266 | 0.54124 | 0.20485 | 0.61634 | 0.33595 | 0.094343 | 0.19036 | 0.15979 | 0.5577 | 0.050866
1952 | 0.12027 | 0.39963 | 0.34069 | 0.57704 | 0.17813 | 0.63274 | 0.26965 | 0.090174 | 0.19452 | 0.17351 | 0.61386 | 0.050753
1953 | 0.11577 | 0.38402 | 0.32391 | 0.47771 | 0.095728 | 0.37716 | 0.19248 | 0.074165 | 0.18663 | 0.18585 | 0.64946 | 0.044365
1954 | 0.16759 | 0.49067 | 0.37693 | 0.49333 | 0.044832 | 0.33515 | 0.14448 | 0.060773 | 0.17737 | 0.19042 | 0.67111 | 0.037051
1955 | 0.15871 | 0.6513 | 0.46267 | 0.61357 | 0.13639 | 0.40937 | 0.12349 | 0.051722 | 0.16553 | 0.18531 | 0.6908 | 0.029317
1956 | 0.079036 | 0.60018 | 0.4066 | 0.61439 | 0.20441 | 0.34983 | 0.10388 | 0.040806 | 0.14906 | 0.15787 | 0.71612 | 0.020203
1957 | 0.068523 | 0.53649 | 0.35188 | 0.63659 | 0.26138 | 0.2911 | 0.098818 | 0.039586 | 0.15694 | 0.13189 | 0.75281 | 0.019619
1958 | 0.081467 | 0.42699 | 0.28689 | 0.54884 | 0.33041 | 0.24165 | 0.091469 | 0.042992 | 0.17703 | 0.091768 | 0.77082 | 0.023467
1959 | 0.036594 | 0.21911 | 0.19102 | 0.30096 | 0.36781 | 0.12779 | 0.085984 | 0.050394 | 0.19669 | 0.064759 | 0.76165 | 0.031569
1960 | 0.027474 | 0.11745 | 0.11579 | 0.43249 | 0.38697 | 0.10051 | 0.083216 | 0.05546 | 0.2038 | 0.053041 | 0.74759 | 0.039835
1961 | 0.067297 | 0.095299 | 0.09746 | 0.6018 | 0.40848 | 0.10741 | 0.089405 | 0.057269 | 0.20052 | 0.061055 | 0.76661 | 0.041373
1962 | 0.1373 | 0.054457 | 0.096543 | 0.67423 | 0.35521 | 0.06879 | 0.11174 | 0.063222 | 0.17574 | 0.12664 | 0.79399 | 0.039872
1963 | 0.26513 | 0.040449 | 0.18194 | 0.69297 | 0.36969 | 0.069968 | 0.14635 | 0.084037 | 0.15858 | 0.2383 | 0.80229 | 0.053288
1964 | 0.42234 | 0.05074 | 0.37372 | 0.67769 | 0.43868 | 0.15925 | 0.15124 | 0.10678 | 0.15771 | 0.30997 | 0.81165 | 0.06447
1965 | 0.35282 | 0.05805 | 0.40003 | 0.50651 | 0.52372 | 0.1812 | 0.12205 | 0.12907 | 0.16141 | 0.33817 | 0.81101 | 0.069512
1966 | 0.30355 | 0.062405 | 0.37292 | 0.42265 | 0.70509 | 0.17691 | 0.095388 | 0.15086 | 0.16285 | 0.35065 | 0.80657 | 0.069351
1967 | 0.39454 | 0.095347 | 0.51228 | 0.42329 | 0.83992 | 0.28054 | 0.083511 | 0.17648 | 0.1608 | 0.35388 | 0.81008 | 0.063697
1968 | 0.36101 | 0.098395 | 0.57442 | 0.38435 | 0.84886 | 0.33437 | 0.086964 | 0.20861 | 0.15638 | 0.37172 | 0.8252 | 0.058895
1969 | 0.31591 | 0.081759 | 0.56216 | 0.32056 | 0.856 | 0.35212 | 0.094224 | 0.24579 | 0.1547 | 0.39402 | 0.84346 | 0.053487
1970 | 0.31716 | 0.073911 | 0.52723 | 0.15185 | 0.85945 | 0.39241 | 0.10289 | 0.28157 | 0.1532 | 0.41492 | 0.84976 | 0.048084
1971 | 0.20514 | 0.05924 | 0.44622 | 0.023214 | 0.82349 | 0.35377 | 0.11402 | 0.311 | 0.15234 | 0.43767 | 0.84693 | 0.044545
1972 | 0.15609 | 0.05758 | 0.4035 | 0.020747 | 0.81295 | 0.58097 | 0.129 | 0.33667 | 0.15194 | 0.46699 | 0.84409 | 0.042856
1973 | 0.29421 | 0.087188 | 0.55015 | 0.072211 | 0.74384 | 0.84046 | 0.14675 | 0.35334 | 0.14839 | 0.50087 | 0.84231 | 0.044091
1974 | 0.4007 | 0.089714 | 0.62865 | 0.1546 | 0.58156 | 0.84336 | 0.15307 | 0.35625 | 0.14442 | 0.54429 | 0.83962 | 0.049722
1975 | 0.38028 | 0.13125 | 0.64143 | 0.20242 | 0.57193 | 0.82375 | 0.13287 | 0.35787 | 0.14236 | 0.61643 | 0.84205 | 0.055168
1976 | 0.31857 | 0.11571 | 0.62749 | 0.22257 | 0.68392 | 0.82024 | 0.086071 | 0.33242 | 0.13609 | 0.68534 | 0.84445 | 0.05462
1977 | 0.19934 | 0.072048 | 0.55931 | 0.22904 | 0.72323 | 0.81879 | 0.047295 | 0.30889 | 0.12016 | 0.74118 | 0.84977 | 0.045397
1978 | 0.1362 | 0.052092 | 0.49928 | 0.27981 | 0.83469 | 0.85524 | 0.033138 | 0.2755 | 0.10631 | 0.77197 | 0.84655 | 0.043549
1979 | 0.080802 | 0.049435 | 0.42074 | 0.33203 | 0.81091 | 0.86344 | 0.028186 | 0.25134 | 0.10272 | 0.79457 | 0.83459 | 0.052468
1980 | 0.060539 | 0.023688 | 0.18207 | 0.34097 | 0.7766 | 0.83794 | 0.023905 | 0.22357 | 0.098323 | 0.8108 | 0.81744 | 0.059865
1981 | 0.039363 | 0.023072 | 0.10571 | 0.29932 | 0.74866 | 0.78116 | 0.026688 | 0.22406 | 0.10422 | 0.82699 | 0.81511 | 0.080063
1982 | 0.03199 | 0.035663 | 0.26418 | 0.1636 | 0.60728 | 0.6779 | 0.031776 | 0.2299 | 0.1085 | 0.83011 | 0.81307 | 0.10787
1983 | 0.011425 | 0.069667 | 0.35091 | 0.11196 | 0.43873 | 0.4655 | 0.038339 | 0.22959 | 0.10638 | 0.80917 | 0.81259 | 0.13631
1984 | 0.01582 | 0.095073 | 0.47897 | 0.13314 | 0.35941 | 0.35302 | 0.044201 | 0.20414 | 0.090427 | 0.78739 | 0.80944 | 0.14799
1985 | 0.049003 | 0.21803 | 0.61666 | 0.16737 | 0.26825 | 0.37472 | 0.043931 | 0.15662 | 0.067251 | 0.81599 | 0.82376 | 0.1351
1986 | 0.056926 | 0.31306 | 0.49654 | 0.1544 | 0.18948 | 0.37982 | 0.049356 | 0.098708 | 0.044239 | 0.81288 | 0.8235 | 0.11826
1987 | 0.033094 | 0.30973 | 0.46454 | 0.15449 | 0.11791 | 0.33651 | 0.065632 | 0.067858 | 0.037645 | 0.77271 | 0.79924 | 0.14214
1988 | 0.016958 | 0.36597 | 0.47623 | 0.13112 | 0.10206 | 0.27553 | 0.076523 | 0.053371 | 0.035275 | 0.74934 | 0.78512 | 0.18434
1989 | 0 | 0.26811 | 0.43358 | 0.079958 | 0.12643 | 0.13335 | 0.078269 | 0.041929 | 0.036425 | 0.73806 | 0.78216 | 0.19783
1990 | 0.06051 | 0.16993 | 0.42164 | 0.1403 | 0.16943 | 0.14823 | 0.07387 | 0.033474 | 0.038769 | 0.73205 | 0.78048 | 0.20089
1991 | 0.22214 | 0.13586 | 0.50392 | 0.21999 | 0.28609 | 0.16111 | 0.066764 | 0.025372 | 0.036562 | 0.733 | 0.77515 | 0.19487
1992 | 0.23509 | 0.078004 | 0.5171 | 0.242 | 0.298 | 0.13375 | 0.06551 | 0.022135 | 0.03574 | 0.74339 | 0.77224 | 0.19459
1993 | 0.18904 | 0.052733 | 0.54168 | 0.23845 | 0.29849 | 0.10487 | 0.073422 | 0.021971 | 0.036956 | 0.75792 | 0.77518 | 0.19888
1994 | 0.14107 | 0.058858 | 0.57891 | 0.18306 | 0.18954 | 0.10156 | 0.08418 | 0.022677 | 0.037864 | 0.75318 | 0.76665 | 0.20852
1995 | 0.065301 | 0.091036 | 0.5377 | 0.091978 | 0.079932 | 0.067889 | 0.097392 | 0.024116 | 0.040124 | 0.74645 | 0.74564 | 0.21901
1996 | 0.074136 | 0.12141 | 0.44395 | 0.078312 | 0.063763 | 0.079152 | 0.10509 | 0.026387 | 0.043294 | 0.74048 | 0.70607 | 0.22818
1997 | 0.16425 | 0.25386 | 0.36456 | 0.18479 | 0.051934 | 0.22573 | 0.10073 | 0.027752 | 0.046926 | 0.73478 | 0.64786 | 0.23376
1998 | 0.28146 | 0.32031 | 0.29077 | 0.37342 | 0.05923 | 0.45323 | 0.089636 | 0.028271 | 0.051984 | 0.73695 | 0.60416 | 0.24723
1999 | 0.37381 | 0.3499 | 0.3233 | 0.60054 | 0.15486 | 0.64964 | 0.085966 | 0.028465 | 0.063255 | 0.7433 | 0.60611 | 0.28789
2000 | 0.30233 | 0.4147 | 0.4396 | 0.78458 | 0.31403 | 0.70514 | 0.084543 | 0.026534 | 0.079819 | 0.72915 | 0.64586 | 0.33404
2001 | 0.22179 | 0.40803 | 0.40737 | 0.70947 | 0.36258 | 0.49838 | 0.076487 | 0.021196 | 0.088608 | 0.69786 | 0.67263 | 0.36675
2002 | 0.18502 | 0.3736 | 0.36494 | 0.51086 | 0.39731 | 0.39053 | 0.072162 | 0.021069 | 0.082791 | 0.63227 | 0.67109 | 0.36994
2003 | 0.32904 | 0.34837 | 0.39916 | 0.51583 | 0.63212 | 0.57342 | 0.072494 | 0.025001 | 0.078747 | 0.5686 | 0.64183 | 0.39306
2004 | 0.38256 | 0.18534 | 0.4387 | 0.43564 | 0.63257 | 0.62798 | 0.069869 | 0.029084 | 0.0707 | 0.50508 | 0.57919 | 0.42778
2005 | 0.30715 | 0.12947 | 0.52222 | 0.31306 | 0.40225 | 0.48179 | 0.079343 | 0.041356 | 0.078793 | 0.48132 | 0.54809 | 0.5023
2006 | 0.30217 | 0.21353 | 0.68039 | 0.15431 | 0.28775 | 0.38773 | 0.096121 | 0.053477 | 0.092199 | 0.47604 | 0.52858 | 0.5634
2007 | 0.31369 | 0.33563 | 0.76765 | 0.045119 | 0.24933 | 0.30078 | 0.11664 | 0.063098 | 0.10768 | 0.45983 | 0.50776 | 0.61824
2008 | 0.24094 | 0.43666 | 0.77431 | 0.049778 | 0.19442 | 0.28873 | 0.13616 | 0.066794 | 0.12019 | 0.41429 | 0.4782 | 0.65525
2009 | 0.26759 | 0.61326 | 0.77887 | 0.098493 | 0.17115 | 0.244 | 0.14674 | 0.065996 | 0.13473 | 0.34053 | 0.47342 | 0.68879
2010 | 0.3305 | 0.58348 | 0.70196 | 0.15302 | 0.1706 | 0.22016 | 0.15177 | 0.060609 | 0.15213 | 0.23802 | 0.47043 | 0.69143
2011 | 0.32069 | 0.5537 | 0.62755 | 0.15858 | 0.22139 | 0.19983 | 0.16953 | 0.062432 | 0.16375 | 0.16843 | 0.44663 | 0.66461
2012 | 0.2818 | 0.60655 | 0.55521 | 0.17439 | 0.29842 | 0.28325 | 0.20562 | 0.067822 | 0.18815 | 0.16 | 0.4537 | 0.65934
2013 | 0.22822 | 0.57975 | 0.47281 | 0.17696 | 0.42489 | 0.39121 | 0.24969 | 0.072402 | 0.21091 | 0.17775 | 0.4759 | 0.6685
2014 | 0.17466 | 0.60373 | 0.3947 | 0.12742 | 0.38879 | 0.39027 | 0.28462 | 0.07505 | 0.22356 | 0.20266 | 0.4956 | 0.68039
2015 | 0.2352 | 0.68579 | 0.34285 | 0.13153 | 0.21195 | 0.4559 | 0.3006 | 0.074191 | 0.21838 | 0.23644 | 0.49567 | 0.68559
2016 | 0.23342 | 0.63883 | 0.27482 | 0.078519 | 0.17593 | 0.4024 | 0.30616 | 0.074597 | 0.20895 | 0.29339 | 0.49065 | 0.69124
2017 | 0.17915 | 0.55832 | 0.23087 | 0.045913 | 0.11239 | 0.44039 | 0.32319 | 0.073445 | 0.19644 | 0.38132 | 0.48977 | 0.69844
2018 | 0.13352 | 0.49794 | 0.20499 | 0.018488 | 0.057653 | 0.44804 | 0.34266 | 0.067927 | 0.18125 | 0.48589 | 0.47806 | 0.70555
2019 | 0.088169 | 0.3904 | 0.16642 | 0.023875 | 0.068413 | 0.41409 | 0.36232 | 0.061712 | 0.1694 | 0.5795 | 0.45524 | 0.71527
2020 | 0.05124 | 0.29271 | 0.14745 | 0.017264 | 0.096314 | 0.33298 | 0.37435 | 0.058478 | 0.16403 | 0.65319 | 0.42479 | 0.72435
2021 | 0.056255 | 0.34412 | 0.14584 | 0.080993 | 0.1521 | 0.31967 | 0.37338 | 0.058629 | 0.16173 | 0.71681 | 0.38353 | 0.73507
2022 | 0.051039 | 0.48072 | 0.13546 | 0.31236 | 0.21933 | 0.22483 | 0.37384 | 0.062903 | 0.16317 | 0.75241 | 0.35022 | 0.74661
2023 | 0.060615 | 0.59919 | 0.12089 | 0.52102 | 0.26458 | 0.15713 | 0.39553 | 0.069856 | 0.17289 | 0.76108 | 0.34472 | 0.76499
2024 | 0.077258 | 0.64043 | 0.12989 | 0.56601 | 0.28623 | 0.11731 | 0.4082 | 0.072077 | 0.16794 | 0.73719 | 0.3302 | 0.76926
2025 | 0.11667 | 0.52983 | 0.16314 | 0.40227 | 0.41519 | 0.17119 | 0.41463 | 0.062726 | 0.14932 | 0.68448 | 0.31048 | 0.75391
2026 | 0.054344 | 0.40506 | 0.23614 | 0.2077 | 0.3708 | 0.31811 | 0.41162 | 0.057159 | 0.13056 | 0.61497 | 0.2932 | 0.71116
2027 | 0.067435 | 0.54709 | 0.33538 | 0.12343 | 0.47147 | 0.52185 | 0.40852 | 0.058094 | 0.12173 | 0.55561 | 0.29691 | 0.67702
2028 | 0.077633 | 0.6818 | 0.41611 | 0.080884 | 0.71017 | 0.52405 | 0.40473 | 0.055955 | 0.10863 | 0.51934 | 0.29563 | 0.65059
2029 | 0.11934 | 0.60031 | 0.45598 | 0.15201 | 0.81867 | 0.43039 | 0.42477 | 0.063415 | 0.11023 | 0.53881 | 0.32829 | 0.65483
2030 | 0.22773 | 0.49913 | 0.54117 | 0.36544 | 0.84458 | 0.31832 | 0.41163 | 0.070434 | 0.10804 | 0.55802 | 0.35806 | 0.67131
2031 | 0.27286 | 0.48973 | 0.60686 | 0.58133 | 0.8116 | 0.19584 | 0.37287 | 0.075089 | 0.10182 | 0.56867 | 0.37928 | 0.68379
2032 | 0.24767 | 0.47375 | 0.65793 | 0.76291 | 0.78861 | 0.18186 | 0.3405 | 0.074837 | 0.093766 | 0.56801 | 0.38382 | 0.69487
2033 | 0.31793 | 0.43376 | 0.71934 | 0.78407 | 0.82 | 0.37875 | 0.35273 | 0.071403 | 0.084804 | 0.60961 | 0.39165 | 0.72363
2034 | 0.28814 | 0.35869 | 0.63684 | 0.63443 | 0.75256 | 0.44655 | 0.3671 | 0.066759 | 0.078859 | 0.62833 | 0.38787 | 0.71316
2035 | 0.27411 | 0.2214 | 0.61524 | 0.40796 | 0.56504 | 0.54281 | 0.35611 | 0.069509 | 0.086299 | 0.58407 | 0.33833 | 0.67558
2036 | 0.27636 | 0.13794 | 0.68018 | 0.23753 | 0.3441 | 0.59 | 0.3312 | 0.070719 | 0.091189 | 0.56448 | 0.32977 | 0.67649
2037 | 0.27795 | 0.082733 | 0.63729 | 0.28777 | 0.2541 | 0.48155 | 0.29254 | 0.068219 | 0.092436 | 0.55892 | 0.35295 | 0.69924
2038 | 0.23445 | 0.045867 | 0.61258 | 0.4455 | 0.20361 | 0.46448 | 0.24865 | 0.064369 | 0.088807 | 0.55841 | 0.36733 | 0.71951
2039 | 0.20958 | 0.06761 | 0.69713 | 0.6079 | 0.10844 | 0.49594 | 0.22528 | 0.061293 | 0.082321 | 0.54138 | 0.34374 | 0.72639
2040 | 0.16081 | 0.071415 | 0.7665 | 0.5709 | 0.13136 | 0.47902 | 0.22479 | 0.059084 | 0.073291 | 0.53463 | 0.30797 | 0.72298
2041 | 0.12758 | 0.071984 | 0.83402 | 0.3496 | 0.22743 | 0.42962 | 0.24302 | 0.058885 | 0.065619 | 0.54013 | 0.28546 | 0.71867
2042 | 0.10792 | 0.076011 | 0.85989 | 0.31684 | 0.34886 | 0.42549 | 0.27029 | 0.055987 | 0.056633 | 0.54189 | 0.2726 | 0.7167
2043 | 0.078118 | 0.11087 | 0.85789 | 0.40488 | 0.38816 | 0.25455 | 0.29782 | 0.051884 | 0.049087 | 0.54126 | 0.25933 | 0.7195
2044 | 0.035644 | 0.18334 | 0.83652 | 0.42885 | 0.37575 | 0.13267 | 0.32297 | 0.048147 | 0.044784 | 0.52932 | 0.24263 | 0.72125
2045 | 0.032261 | 0.29524 | 0.81393 | 0.5427 | 0.29189 | 0.10077 | 0.34765 | 0.046352 | 0.045302 | 0.50048 | 0.22234 | 0.72134
2046 | 0.017977 | 0.2407 | 0.82047 | 0.45294 | 0.23223 | 0.2221 | 0.37281 | 0.046373 | 0.04559 | 0.46668 | 0.21097 | 0.72231
2047 | 0.013672 | 0.15227 | 0.78375 | 0.38876 | 0.13425 | 0.58419 | 0.39579 | 0.047683 | 0.046672 | 0.44487 | 0.21723 | 0.73413
2048 | 0.018133 | 0.095755 | 0.69597 | 0.35981 | 0.058731 | 0.79192 | 0.38234 | 0.042408 | 0.04127 | 0.41082 | 0.23509 | 0.74263
2049 | 0 | 0.15128 | 0.50388 | 0.38351 | 0.075491 | 0.71959 | 0.35788 | 0.032258 | 0.030096 | 0.39056 | 0.24628 | 0.73741
2050 | 0 | 0.31874 | 0.42809 | 0.39749 | 0.14213 | 0.64521 | 0.30907 | 0.029824 | 0.026698 | 0.36136 | 0.25957 | 0.69136
2051 | 0.011972 | 0.56995 | 0.34755 | 0.38711 | 0.24943 | 0.76596 | 0.27835 | 0.031661 | 0.028993 | 0.35963 | 0.27542 | 0.64295
2052 | 0.013017 | 0.74756 | 0.25133 | 0.43211 | 0.33997 | 0.69878 | 0.2465 | 0.032834 | 0.031286 | 0.34841 | 0.27823 | 0.58504
2053 | 0.025885 | 0.77181 | 0.17008 | 0.4299 | 0.3428 | 0.62345 | 0.25245 | 0.038922 | 0.037671 | 0.34655 | 0.28426 | 0.57355
2054 | 0.051396 | 0.68581 | 0.13278 | 0.39768 | 0.29541 | 0.52984 | 0.25282 | 0.043494 | 0.03775 | 0.31897 | 0.26888 | 0.57904
2055 | 0.06578 | 0.53256 | 0.11151 | 0.33479 | 0.25146 | 0.41484 | 0.24535 | 0.046096 | 0.033806 | 0.28658 | 0.24135 | 0.59886
2056 | 0.065392 | 0.38409 | 0.10569 | 0.29052 | 0.15361 | 0.26769 | 0.23449 | 0.045057 | 0.028483 | 0.25416 | 0.20622 | 0.63033
2057 | 0.10377 | 0.35949 | 0.19915 | 0.24213 | 0.13558 | 0.19972 | 0.22592 | 0.041826 | 0.023897 | 0.23624 | 0.17613 | 0.68288
2058 | 0.096332 | 0.3115 | 0.22841 | 0.22798 | 0.092086 | 0.22584 | 0.19902 | 0.041012 | 0.026429 | 0.23261 | 0.14351 | 0.71942
2059 | 0.10814 | 0.30483 | 0.23116 | 0.1879 | 0.053446 | 0.34905 | 0.15846 | 0.045443 | 0.039209 | 0.22195 | 0.10899 | 0.70298
2060 | 0.15468 | 0.3022 | 0.20604 | 0.15081 | 0.037208 | 0.51513 | 0.14215 | 0.049047 | 0.048818 | 0.23267 | 0.093813 | 0.70453
2061 | 0.14471 | 0.27186 | 0.16666 | 0.092236 | 0.07122 | 0.60753 | 0.13422 | 0.051166 | 0.055705 | 0.23971 | 0.10044 | 0.69648
2062 | 0.15757 | 0.22148 | 0.13124 | 0.012573 | 0.059764 | 0.47294 | 0.14369 | 0.053706 | 0.057467 | 0.22986 | 0.10953 | 0.67301
2063 | 0.32681 | 0.16335 | 0.18502 | 0.010807 | 0.12405 | 0.26767 | 0.16722 | 0.057348 | 0.053038 | 0.19966 | 0.14834 | 0.64062
2064 | 0.37035 | 0.13961 | 0.16912 | 0.011644 | 0.29379 | 0.18601 | 0.20013 | 0.059163 | 0.047917 | 0.16706 | 0.20888 | 0.61165
2065 | 0.44536 | 0.13552 | 0.12702 | 0.036883 | 0.44846 | 0.33465 | 0.24242 | 0.062983 | 0.044627 | 0.13833 | 0.2691 | 0.60301
2066 | 0.51759 | 0.12741 | 0.14213 | 0.080435 | 0.60714 | 0.52768 | 0.27858 | 0.063674 | 0.040941 | 0.11516 | 0.34548 | 0.592
2067 | 0.43036 | 0.14068 | 0.20575 | 0.1836 | 0.58584 | 0.5763 | 0.31065 | 0.065035 | 0.037738 | 0.10077 | 0.41903 | 0.59605
2068 | 0.45028 | 0.13811 | 0.25294 | 0.41913 | 0.44862 | 0.55873 | 0.33965 | 0.068738 | 0.035404 | 0.092078 | 0.46622 | 0.60825
2069 | 0.65801 | 0.14382 | 0.33427 | 0.67841 | 0.44721 | 0.55454 | 0.37063 | 0.077803 | 0.03528 | 0.087034 | 0.50615 | 0.62335
2070 | 0.69514 | 0.10725 | 0.32927 | 0.68503 | 0.39869 | 0.51269 | 0.40699 | 0.08767 | 0.03547 | 0.086368 | 0.55085 | 0.64372
2071 | 0.68872 | 0.13659 | 0.28936 | 0.63258 | 0.37026 | 0.45511 | 0.4461 | 0.094047 | 0.034039 | 0.091483 | 0.58522 | 0.66562
2072 | 0.66671 | 0.22308 | 0.21592 | 0.62072 | 0.34208 | 0.4133 | 0.46963 | 0.090386 | 0.026677 | 0.10049 | 0.59834 | 0.67069
2073 | 0.64473 | 0.31835 | 0.14038 | 0.64465 | 0.3663 | 0.34067 | 0.47662 | 0.074536 | 0.018112 | 0.10446 | 0.62339 | 0.64665
2074 | 0.55291 | 0.39948 | 0.063307 | 0.7328 | 0.35723 | 0.30675 | 0.45076 | 0.069156 | 0.016226 | 0.10371 | 0.63197 | 0.5837
2075 | 0.54629 | 0.52788 | 0.062319 | 0.79775 | 0.41222 | 0.25493 | 0.41469 | 0.079986 | 0.017295 | 0.10814 | 0.63074 | 0.50796
2076 | 0.37541 | 0.56546 | 0.062278 | 0.80857 | 0.54086 | 0.18623 | 0.37527 | 0.094602 | 0.016886 | 0.12 | 0.62167 | 0.42536
2077 | 0.23672 | 0.56178 | 0.069053 | 0.8044 | 0.54709 | 0.14781 | 0.38885 | 0.12417 | 0.021981 | 0.15683 | 0.64533 | 0.39393
2078 | 0.17984 | 0.52816 | 0.079904 | 0.73237 | 0.53537 | 0.14415 | 0.41615 | 0.14308 | 0.028433 | 0.17524 | 0.65053 | 0.39178
2079 | 0.17624 | 0.39441 | 0.07819 | 0.65624 | 0.51833 | 0.16752 | 0.44118 | 0.15057 | 0.033774 | 0.18708 | 0.63707 | 0.40633
2080 | 0.081026 | 0.29717 | 0.047276 | 0.55209 | 0.55325 | 0.22518 | 0.43471 | 0.15298 | 0.036463 | 0.21916 | 0.60347 | 0.42293
2081 | 0.075976 | 0.27099 | 0.084505 | 0.49771 | 0.49541 | 0.27546 | 0.39499 | 0.16499 | 0.035229 | 0.32958 | 0.58816 | 0.46711
2082 | 0.068266 | 0.18134 | 0.065107 | 0.46172 | 0.46156 | 0.3219 | 0.30589 | 0.19374 | 0.037258 | 0.47062 | 0.5607 | 0.51473
2083 | 0.049281 | 0.14241 | 0.05105 | 0.36313 | 0.4248 | 0.35679 | 0.21724 | 0.23261 | 0.050905 | 0.51629 | 0.50552 | 0.50067
2084 | 0.024248 | 0.1138 | 0.089917 | 0.23759 | 0.4053 | 0.48571 | 0.19041 | 0.26198 | 0.06054 | 0.54622 | 0.48713 | 0.48503
2085 | 0.010237 | 0.065365 | 0.08862 | 0.12648 | 0.31772 | 0.65086 | 0.22653 | 0.27527 | 0.069314 | 0.55486 | 0.49941 | 0.47362
2086 | 0 | 0.053876 | 0.065608 | 0.11955 | 0.22957 | 0.68075 | 0.26888 | 0.27974 | 0.074602 | 0.53379 | 0.52358 | 0.45617
2087 | 0.027189 | 0.094479 | 0.11072 | 0.11052 | 0.30951 | 0.67865 | 0.25849 | 0.27795 | 0.073152 | 0.49494 | 0.54771 | 0.43054
2088 | 0.022156 | 0.16781 | 0.099748 | 0.15838 | 0.36234 | 0.64535 | 0.23151 | 0.28046 | 0.068632 | 0.46856 | 0.57054 | 0.40881
2089 | 0.028289 | 0.25924 | 0.092601 | 0.29623 | 0.46919 | 0.62303 | 0.21924 | 0.29383 | 0.064862 | 0.46029 | 0.60491 | 0.39528
2090 | 0.057308 | 0.27007 | 0.11382 | 0.5457 | 0.57002 | 0.64521 | 0.21665 | 0.30691 | 0.059084 | 0.46155 | 0.6283 | 0.38284
2091 | 0.083206 | 0.15431 | 0.10084 | 0.61632 | 0.49696 | 0.59048 | 0.21925 | 0.32097 | 0.054064 | 0.47816 | 0.64426 | 0.37429
2092 | 0.097056 | 0.058583 | 0.066345 | 0.40447 | 0.48839 | 0.57937 | 0.22137 | 0.32919 | 0.051934 | 0.5124 | 0.65404 | 0.37504
2093 | 0.20216 | 0.053264 | 0.11618 | 0.32947 | 0.52305 | 0.48341 | 0.22888 | 0.32594 | 0.053087 | 0.55714 | 0.65785 | 0.38328
2094 | 0.17244 | 0.057657 | 0.11751 | 0.24711 | 0.47489 | 0.43643 | 0.24433 | 0.31533 | 0.057918 | 0.60075 | 0.66861 | 0.39659
2095 | 0.11628 | 0.076366 | 0.11849 | 0.27155 | 0.47514 | 0.56532 | 0.25759 | 0.30841 | 0.066232 | 0.64616 | 0.68908 | 0.41684
2096 | 0.073267 | 0.14516 | 0.17394 | 0.29891 | 0.47061 | 0.78063 | 0.25507 | 0.28588 | 0.070761 | 0.69479 | 0.70455 | 0.41648
2097 | 0.054364 | 0.18637 | 0.22747 | 0.386 | 0.44779 | 0.83843 | 0.2525 | 0.25801 | 0.062024 | 0.73688 | 0.72352 | 0.40201
2098 | 0.024478 | 0.20651 | 0.25946 | 0.65951 | 0.41745 | 0.81365 | 0.25385 | 0.22532 | 0.056143 | 0.76613 | 0.7431 | 0.34356
2099 | 0.041748 | 0.23908 | 0.34842 | 0.7716 | 0.47021 | 0.74882 | 0.26096 | 0.21103 | 0.056128 | 0.77432 | 0.76158 | 0.28961
2100 | 0.031331 | 0.20213 | 0.29428 | 0.77455 | 0.44413 | 0.63005 | 0.27435 | 0.19501 | 0.053324 | 0.77618 | 0.77318 | 0.22962
2101 | 0.041344 | 0.15751 | 0.25748 | 0.71969 | 0.42302 | 0.5437 | 0.31252 | 0.21286 | 0.059526 | 0.79349 | 0.7705 | 0.22959
2102 | 0.038936 | 0.13941 | 0.23778 | 0.67902 | 0.458 | 0.66035 | 0.33912 | 0.23175 | 0.068207 | 0.82174 | 0.74744 | 0.27169
2103 | 0.031493 | 0.11451 | 0.213 | 0.69075 | 0.43011 | 0.64824 | 0.35182 | 0.24818 | 0.079263 | 0.8319 | 0.71696 | 0.34012
2104 | 0.02679 | 0.096208 | 0.20141 | 0.73534 | 0.4064 | 0.58961 | 0.35426 | 0.24351 | 0.087316 | 0.81965 | 0.70572 | 0.38045
2105 | 0.057335 | 0.082584 | 0.23779 | 0.73066 | 0.52468 | 0.51225 | 0.36868 | 0.22084 | 0.086525 | 0.79401 | 0.73977 | 0.39397
2106 | 0.052356 | 0.066718 | 0.20465 | 0.72754 | 0.50928 | 0.44081 | 0.36018 | 0.17319 | 0.081091 | 0.77347 | 0.77797 | 0.38688
2107 | 0.029846 | 0.10811 | 0.20485 | 0.59771 | 0.51617 | 0.39196 | 0.31915 | 0.13555 | 0.091964 | 0.71227 | 0.78082 | 0.34098
2108 | 0.028175 | 0.18089 | 0.22031 | 0.48152 | 0.52387 | 0.3955 | 0.27485 | 0.11663 | 0.10942 | 0.6719 | 0.75365 | 0.32908
2109 | 0.045298 | 0.27282 | 0.21801 | 0.39616 | 0.35181 | 0.4374 | 0.22488 | 0.10027 | 0.12668 | 0.65338 | 0.69431 | 0.32964
2110 | 0.039647 | 0.39913 | 0.19613 | 0.38501 | 0.23163 | 0.38 | 0.17917 | 0.086959 | 0.1409 | 0.63658 | 0.61551 | 0.33362
2111 | 0.066649 | 0.61067 | 0.25058 | 0.37676 | 0.31306 | 0.23788 | 0.14035 | 0.075009 | 0.14546 | 0.59751 | 0.56963 | 0.32223
2112 | 0.076051 | 0.75685 | 0.21074 | 0.31497 | 0.26074 | 0.14973 | 0.11278 | 0.066958 | 0.14584 | 0.55091 | 0.56036 | 0.31086
2113 | 0.089028 | 0.83527 | 0.18613 | 0.27676 | 0.25768 | 0.099472 | 0.10002 | 0.063118 | 0.14303 | 0.50887 | 0.5588 | 0.30151
2114 | 0.099465 | 0.85629 | 0.19379 | 0.27961 | 0.30978 | 0.15801 | 0.094323 | 0.058789 | 0.13285 | 0.46524 | 0.53387 | 0.30015
2115 | 0.13692 | 0.85626 | 0.17381 | 0.22528 | 0.2964 | 0.25165 | 0.087359 | 0.054491 | 0.12096 | 0.41504 | 0.4938 | 0.30944
2116 | 0.10652 | 0.84021 | 0.14583 | 0.11253 | 0.24785 | 0.25906 | 0.073244 | 0.049826 | 0.11088 | 0.35818 | 0.45549 | 0.32875
2117 | 0.14688 | 0.82543 | 0.18896 | 0.055517 | 0.37571 | 0.41156 | 0.059142 | 0.044243 | 0.10452 | 0.30282 | 0.43128 | 0.362
2118 | 0.13158 | 0.85253 | 0.14197 | 0.018239 | 0.33208 | 0.4001 | 0.052947 | 0.040445 | 0.10359 | 0.26735 | 0.43058 | 0.40172
2119 | 0.090379 | 0.85511 | 0.10097 | 0.054532 | 0.30657 | 0.38368 | 0.056858 | 0.042054 | 0.11423 | 0.25425 | 0.45317 | 0.44336
2120 | 0.067346 | 0.84726 | 0.08554 | 0.20238 | 0.34611 | 0.21363 | 0.070286 | 0.043617 | 0.12174 | 0.25283 | 0.46509 | 0.45176
2121 | 0.064497 | 0.81331 | 0.074967 | 0.33566 | 0.36678 | 0.03412 | 0.070373 | 0.041007 | 0.11617 | 0.25824 | 0.46411 | 0.44144
2122 | 0.045048 | 0.7764 | 0.055257 | 0.37821 | 0.32127 | 0.044323 | 0.062688 | 0.043947 | 0.1034 | 0.24771 | 0.43282 | 0.39931
2123 | 0.055304 | 0.68646 | 0.074079 | 0.65483 | 0.42203 | 0.26659 | 0.054564 | 0.047936 | 0.095376 | 0.22392 | 0.40267 | 0.34914
2124 | 0.044772 | 0.53284 | 0.068252 | 0.73514 | 0.35026 | 0.48968 | 0.044015 | 0.046478 | 0.08001 | 0.19308 | 0.35191 | 0.29019
2125 | 0.02643 | 0.3486 | 0.052065 | 0.67984 | 0.27077 | 0.42701 | 0.045722 | 0.050956 | 0.078196 | 0.18126 | 0.32731 | 0.27478
2126 | 0.11137 | 0.29777 | 0.051496 | 0.59211 | 0.24849 | 0.30065 | 0.052917 | 0.055048 | 0.080068 | 0.16225 | 0.28701 | 0.27413
2127 | 0.25101 | 0.32033 | 0.04696 | 0.72849 | 0.19301 | 0.43079 | 0.064585 | 0.055513 | 0.081581 | 0.13977 | 0.24594 | 0.28951
2128 | 0.33392 | 0.38604 | 0.034228 | 0.84787 | 0.14224 | 0.74609 | 0.073724 | 0.049824 | 0.074066 | 0.1076 | 0.21595 | 0.32575
2129 | 0.38897 | 0.59965 | 0.066593 | 0.84415 | 0.19057 | 0.84988 | 0.069143 | 0.036298 | 0.058399 | 0.070338 | 0.20581 | 0.40855
2130 | 0.35987 | 0.72915 | 0.068389 | 0.78688 | 0.12432 | 0.81846 | 0.057938 | 0.02933 | 0.042192 | 0.041451 | 0.19842 | 0.52127
2131 | 0.49199 | 0.66118 | 0.06228 | 0.68729 | 0.084259 | 0.7138 | 0.067316 | 0.033427 | 0.041446 | 0.037574 | 0.17398 | 0.55034
2132 | 0.65316 | 0.54774 | 0.074835 | 0.57698 | 0.058412 | 0.73511 | 0.078501 | 0.032612 | 0.042549 | 0.061175 | 0.12772 | 0.55624
2133 | 0.69532 | 0.49448 | 0.070438 | 0.49509 | 0.030126 | 0.77332 | 0.092069 | 0.030323 | 0.045814 | 0.092073 | 0.066287 | 0.55084
2134 | 0.64197 | 0.43109 | 0.059101 | 0.43672 | 0.031356 | 0.68574 | 0.11051 | 0.029358 | 0.048366 | 0.11946 | 0.048138 | 0.54212
2135 | 0.50689 | 0.47228 | 0.10609 | 0.39224 | 0.073258 | 0.45987 | 0.12246 | 0.027821 | 0.044026 | 0.15391 | 0.0418 | 0.53372
2136 | 0.38008 | 0.49524 | 0.10776 | 0.32135 | 0.11008 | 0.32501 | 0.13132 | 0.027479 | 0.040053 | 0.19866 | 0.038658 | 0.53912
2137 | 0.2898 | 0.50666 | 0.12131 | 0.24178 | 0.22624 | 0.29736 | 0.13682 | 0.027103 | 0.037848 | 0.24496 | 0.039302 | 0.55196
2138 | 0.21706 | 0.57592 | 0.15658 | 0.16582 | 0.32448 | 0.25725 | 0.13096 | 0.025306 | 0.035068 | 0.28362 | 0.040092 | 0.56028
2139 | 0.18023 | 0.55069 | 0.14642 | 0.091243 | 0.32869 | 0.15067 | 0.11963 | 0.02205 | 0.033449 | 0.30509 | 0.042154 | 0.57366
2140 | 0.13825 | 0.4496 | 0.13496 | 0.060795 | 0.39899 | 0.10981 | 0.10598 | 0.018712 | 0.034689 | 0.31347 | 0.04877 | 0.6004
2141 | 0.10582 | 0.36384 | 0.19402 | 0.11001 | 0.51489 | 0.14059 | 0.088689 | 0.016135 | 0.039166 | 0.30924 | 0.062568 | 0.63404
2142 | 0.11474 | 0.30486 | 0.17213 | 0.20203 | 0.56031 | 0.1361 | 0.076464 | 0.015763 | 0.045245 | 0.30297 | 0.083294 | 0.65821
2143 | 0.12705 | 0.25524 | 0.15777 | 0.32488 | 0.65589 | 0.14303 | 0.061628 | 0.018448 | 0.054548 | 0.32501 | 0.10311 | 0.66388
2144 | 0.15702 | 0.24097 | 0.18328 | 0.43359 | 0.75837 | 0.15006 | 0.048542 | 0.026986 | 0.063046 | 0.35049 | 0.10412 | 0.62802
2145 | 0.2004 | 0.24422 | 0.16704 | 0.35348 | 0.7203 | 0.089993 | 0.033925 | 0.030358 | 0.064624 | 0.3895 | 0.089989 | 0.5655
2146 | 0.21563 | 0.23728 | 0.13754 | 0.32587 | 0.56853 | 0.051801 | 0.025126 | 0.034188 | 0.065434 | 0.39594 | 0.075175 | 0.48996
2147 | 0.19597 | 0.22847 | 0.1857 | 0.42755 | 0.44832 | 0.036245 | 0.021353 | 0.036349 | 0.068653 | 0.41473 | 0.071153 | 0.46078
2148 | 0.26965 | 0.20731 | 0.17375 | 0.37416 | 0.14629 | 0.070788 | 0.01647 | 0.033247 | 0.069882 | 0.43172 | 0.066656 | 0.4572
2149 | 0.2903 | 0.17805 | 0.15223 | 0.31409 | 0.13321 | 0.17433 | 0.015705 | 0.035147 | 0.085466 | 0.48279 | 0.079768 | 0.51083
2150 | 0.22064 | 0.13214 | 0.13992 | 0.18047 | 0.38392 | 0.22402 | 0.015847 | 0.036327 | 0.11129 | 0.51466 | 0.10292 | 0.54825
2151 | 0.14359 | 0.10545 | 0.10714 | 0.064613 | 0.55212 | 0.17612 | 0.016974 | 0.038124 | 0.13964 | 0.52118 | 0.14046 | 0.57582
2152 | 0.14333 | 0.085286 | 0.082935 | 0.036225 | 0.53001 | 0.23898 | 0.017318 | 0.042227 | 0.15795 | 0.49329 | 0.19303 | 0.63427
2153 | 0.20544 | 0.068635 | 0.14448 | 0.085557 | 0.48604 | 0.42231 | 0.01402 | 0.046464 | 0.16558 | 0.43811 | 0.27734 | 0.74349
2154 | 0.24228 | 0.063712 | 0.17005 | 0.18193 | 0.2238 | 0.47127 | 0.018695 | 0.050867 | 0.15282 | 0.34539 | 0.38694 | 0.79485
2155 | 0.18798 | 0.084725 | 0.14862 | 0.2877 | 0.056452 | 0.47823 | 0.046825 | 0.065463 | 0.13268 | 0.26579 | 0.41399 | 0.79166
2156 | 0.14692 | 0.12496 | 0.16432 | 0.37067 | 0.014495 | 0.4071 | 0.11297 | 0.073827 | 0.11237 | 0.2372 | 0.37555 | 0.79467
2157 | 0.068876 | 0.16876 | 0.21618 | 0.44803 | 0 | 0.28891 | 0.19934 | 0.074782 | 0.087776 | 0.23479 | 0.28886 | 0.78999
2158 | 0.082438 | 0.18976 | 0.19504 | 0.52253 | 0 | 0.2192 | 0.25108 | 0.069213 | 0.070369 | 0.23416 | 0.18434 | 0.77392
2159 | 0.13834 | 0.25086 | 0.15214 | 0.59407 | 0.010269 | 0.12217 | 0.25514 | 0.064773 | 0.058849 | 0.21562 | 0.12715 | 0.75011
2160 | 0.17027 | 0.26681 | 0.13729 | 0.4786 | 0.017395 | 0.063895 | 0.23942 | 0.06511 | 0.052443 | 0.19567 | 0.12077 | 0.71969
2161 | 0.15604 | 0.25805 | 0.2922 | 0.26176 | 0.033324 | 0.059819 | 0.24034 | 0.093066 | 0.064198 | 0.20386 | 0.1459 | 0.69694
2162 | 0.19615 | 0.25115 | 0.48718 | 0.11205 | 0.044731 | 0.1122 | 0.21933 | 0.099015 | 0.065426 | 0.18662 | 0.13855 | 0.67518
2163 | 0.29306 | 0.22433 | 0.49444 | 0.088051 | 0.059265 | 0.18318 | 0.19981 | 0.10769 | 0.068236 | 0.16867 | 0.12633 | 0.64874
2164 | 0.34052 | 0.1973 | 0.40933 | 0.1044 | 0.11884 | 0.17678 | 0.15243 | 0.11872 | 0.071625 | 0.14203 | 0.11259 | 0.61247
2165 | 0.38436 | 0.26071 | 0.34837 | 0.19564 | 0.30487 | 0.26521 | 0.09781 | 0.13143 | 0.073447 | 0.096683 | 0.1001 | 0.55717
2166 | 0.43286 | 0.21854 | 0.2242 | 0.1465 | 0.36594 | 0.24673 | 0.083354 | 0.15942 | 0.076165 | 0.072139 | 0.10625 | 0.48496
2167 | 0.45183 | 0.20094 | 0.18446 | 0.18195 | 0.27411 | 0.2607 | 0.090574 | 0.1854 | 0.076189 | 0.0703 | 0.11006 | 0.37566
2168 | 0.43638 | 0.16795 | 0.39253 | 0.32511 | 0.24424 | 0.27835 | 0.094258 | 0.19418 | 0.062363 | 0.086288 | 0.09293 | 0.2648
2169 | 0.41322 | 0.12783 | 0.59884 | 0.46316 | 0.21987 | 0.3487 | 0.11392 | 0.20771 | 0.064038 | 0.12033 | 0.089992 | 0.17229
2170 | 0.31555 | 0.070828 | 0.64777 | 0.52844 | 0.2466 | 0.29678 | 0.14912 | 0.26665 | 0.087551 | 0.17122 | 0.10625 | 0.13509
2171 | 0.17907 | 0.059972 | 0.74877 | 0.69373 | 0.30048 | 0.27065 | 0.15077 | 0.31383 | 0.1204 | 0.20589 | 0.10638 | 0.10951
2172 | 0.14477 | 0.03785 | 0.76892 | 0.7084 | 0.26188 | 0.13903 | 0.13561 | 0.36363 | 0.15726 | 0.24687 | 0.10161 | 0.095182
2173 | 0.11375 | 0.027115 | 0.78352 | 0.61264 | 0.2964 | 0.072239 | 0.13169 | 0.42779 | 0.21006 | 0.31467 | 0.11282 | 0.10026
2174 | 0.10154 | 0.025543 | 0.78196 | 0.46425 | 0.35594 | 0.070627 | 0.12882 | 0.47128 | 0.24564 | 0.37187 | 0.13169 | 0.11416
2175 | 0.083652 | 0.038258 | 0.676 | 0.19334 | 0.28485 | 0.096791 | 0.12899 | 0.49908 | 0.25662 | 0.39819 | 0.14727 | 0.13136
2176 | 0.061542 | 0.045243 | 0.6335 | 0.13362 | 0.25362 | 0.15424 | 0.12558 | 0.51812 | 0.25176 | 0.36808 | 0.14995 | 0.13777
2177 | 0.072421 | 0.075856 | 0.74326 | 0.3508 | 0.24742 | 0.2815 | 0.11251 | 0.53638 | 0.24818 | 0.28806 | 0.13412 | 0.12588
2178 | 0.05586 | 0.10491 | 0.80429 | 0.50663 | 0.2215 | 0.24436 | 0.1012 | 0.60112 | 0.28313 | 0.18644 | 0.11507 | 0.11657
2179 | 0.039238 | 0.12321 | 0.82539 | 0.5804 | 0.21457 | 0.27959 | 0.10185 | 0.63135 | 0.30151 | 0.075946 | 0.10533 | 0.11637
2180 | 0.048506 | 0.14845 | 0.79642 | 0.58531 | 0.19202 | 0.49118 | 0.12445 | 0.65082 | 0.34195 | 0.056472 | 0.11062 | 0.12858
2181 | 0.060184 | 0.15334 | 0.77434 | 0.48467 | 0.17791 | 0.5804 | 0.16202 | 0.66872 | 0.38708 | 0.06554 | 0.13864 | 0.12319
2182 | 0.078934 | 0.1368 | 0.7957 | 0.54965 | 0.1264 | 0.38016 | 0.20613 | 0.66839 | 0.42613 | 0.080219 | 0.17926 | 0.11169
2183 | 0.08196 | 0.18217 | 0.77783 | 0.62423 | 0.12549 | 0.38663 | 0.22274 | 0.65822 | 0.47621 | 0.086931 | 0.22054 | 0.097256
2184 | 0.14626 | 0.24575 | 0.78386 | 0.63728 | 0.1167 | 0.4107 | 0.20449 | 0.62593 | 0.50117 | 0.08435 | 0.25858 | 0.081488
2185 | 0.17066 | 0.27951 | 0.81964 | 0.59885 | 0.10826 | 0.50495 | 0.17602 | 0.582 | 0.517 | 0.083421 | 0.2918 | 0.070009
2186 | 0.24805 | 0.41309 | 0.85053 | 0.52796 | 0.083968 | 0.57976 | 0.15337 | 0.5409 | 0.55667 | 0.090741 | 0.34395 | 0.065106
2187 | 0.33125 | 0.51358 | 0.76357 | 0.3594 | 0.073813 | 0.60205 | 0.13263 | 0.50325 | 0.59894 | 0.097338 | 0.38588 | 0.063259
2188 | 0.28635 | 0.55071 | 0.61575 | 0.2105 | 0.055458 | 0.63827 | 0.10668 | 0.46429 | 0.63859 | 0.094144 | 0.40137 | 0.057982
2189 | 0.39374 | 0.6816 | 0.57365 | 0.30251 | 0.1223 | 0.57833 | 0.081653 | 0.42883 | 0.66657 | 0.081254 | 0.38574 | 0.047482
2190 | 0.45629 | 0.67097 | 0.65984 | 0.49058 | 0.19171 | 0.3769 | 0.074175 | 0.39163 | 0.67587 | 0.081811 | 0.38223 | 0.041291
[7 empty] | 0.073188 | 0.33633 | 0.63035 | 0.095404 | 0.38839 | 0.035709
[7 empty] | 0.059742 | 0.26156 | 0.58287 | 0.12254 | 0.428 | 0.015309
[7 empty] | 0.060817 | 0.20361 | 0.50371 | 0.17143 | 0.48327 | 0.012214
[7 empty] | 0.074524 | 0.16756 | 0.47933 | 0.22458 | 0.52955 | 0.01717
[7 empty] | 0.086221 | 0.12663 | 0.46024 | 0.24781 | 0.51593 | 0.019104
[7 empty] | 0.09865 | 0.092236 | 0.46803 | 0.25323 | 0.49136 | 0.020265
[7 empty] | 0.123 | 0.066788 | 0.51019 | 0.26491 | 0.49723 | 0.02768
[7 empty] | 0.14977 | 0.049466 | 0.53778 | 0.24335 | 0.51317 | 0.040836
[7 empty] | 0.17388 | 0.03976 | 0.55987 | 0.22189 | 0.53388 | 0.060785
[7 empty] | 0.18384 | 0.036829 | 0.56287 | 0.21913 | 0.5466 | 0.077051
[7 empty] | 0.1719 | 0.038988 | 0.56272 | 0.24336 | 0.54636 | 0.081148
[7 empty] | 0.16485 | 0.049436 | 0.63758 | 0.34688 | 0.57358 | 0.087305
[7 empty] | 0.16947 | 0.069152 | 0.66881 | 0.4182 | 0.5668 | 0.10425
[7 empty] | 0.19678 | 0.0991 | 0.68973 | 0.46394 | 0.57803 | 0.13304
[7 empty] | 0.24987 | 0.13709 | 0.71055 | 0.49545 | 0.60675 | 0.15381
[7 empty] | 0.29326 | 0.17802 | 0.72257 | 0.51191 | 0.62122 | 0.16378
[7 empty] | 0.31533 | 0.21288 | 0.73749 | 0.52116 | 0.62994 | 0.16446
[7 empty] | 0.30395 | 0.24049 | 0.74762 | 0.5154 | 0.63194 | 0.15087
[7 empty] | 0.27895 | 0.26183 | 0.74966 | 0.51087 | 0.62789 | 0.13988
[7 empty] | 0.27501 | 0.28623 | 0.74603 | 0.51244 | 0.63703 | 0.13792
[7 empty] | 0.28062 | 0.31314 | 0.73062 | 0.50455 | 0.65062 | 0.13839
[7 empty] | 0.28129 | 0.33757 | 0.70624 | 0.48273 | 0.66999 | 0.1282
[7 empty] | 0.2754 | 0.35522 | 0.68567 | 0.4209 | 0.68348 | 0.10322
[7 empty] | 0.27067 | 0.36148 | 0.6539 | 0.34424 | 0.68028 | 0.084382
[7 empty] | 0.23727 | 0.31866 | 0.58653 | 0.26453 | 0.63555 | 0.077076
[7 empty] | 0.19311 | 0.24657 | 0.51535 | 0.21566 | 0.58453 | 0.070837
[7 empty] | 0.14842 | 0.17137 | 0.42248 | 0.16997 | 0.52205 | 0.09108
[7 empty] | 0.13969 | 0.14746 | 0.38354 | 0.16585 | 0.51337 | 0.13236
[7 empty] | 0.12826 | 0.13398 | 0.3484 | 0.17203 | 0.50766 | 0.15825
[7 empty] | 0.11448 | 0.1296 | 0.33281 | 0.19544 | 0.52672 | 0.17619
[7 empty] | 0.11141 | 0.14585 | 0.35403 | 0.23627 | 0.58435 | 0.20296
[7 empty] | 0.10803 | 0.16887 | 0.36976 | 0.23996 | 0.62779 | 0.22339
[7 empty] | 0.10169 | 0.19124 | 0.38956 | 0.21762 | 0.65905 | 0.23936
[7 empty] | 0.095665 | 0.20721 | 0.40796 | 0.18899 | 0.67468 | 0.25521
[7 empty] | 0.090317 | 0.21133 | 0.41617 | 0.1679 | 0.68342 | 0.27109
[7 empty] | 0.096547 | 0.23796 | 0.48452 | 0.18598 | 0.74142 | 0.3283
[7 empty] | 0.1227 | 0.2356 | 0.50448 | 0.19514 | 0.74742 | 0.37111
[7 empty] | 0.15331 | 0.24739 | 0.50568 | 0.20238 | 0.74832 | 0.41128
[7 empty] | 0.17857 | 0.2639 | 0.49865 | 0.2108 | 0.75606 | 0.45079
[7 empty] | 0.19337 | 0.26508 | 0.47168 | 0.20805 | 0.7486 | 0.45911
[7 empty] | 0.2239 | 0.26215 | 0.44595 | 0.19325 | 0.73321 | 0.44012
[7 empty] | 0.25656 | 0.25183 | 0.40166 | 0.16469 | 0.70069 | 0.38695
[7 empty] | 0.27641 | 0.23507 | 0.34745 | 0.14037 | 0.65967 | 0.33149
[7 empty] | 0.2826 | 0.22608 | 0.30222 | 0.12796 | 0.64268 | 0.2965
[7 empty] | 0.27175 | 0.22247 | 0.26481 | 0.13341 | 0.63413 | 0.27742
[7 empty] | 0.24355 | 0.21825 | 0.22616 | 0.1511 | 0.62701 | 0.25136
[7 empty] | 0.20242 | 0.21415 | 0.19328 | 0.17315 | 0.60906 | 0.21301
[7 empty] | 0.19579 | 0.22007 | 0.17299 | 0.19465 | 0.57033 | 0.18782
[7 empty] | 0.19227 | 0.21605 | 0.14429 | 0.18113 | 0.54423 | 0.1728
[7 empty] | 0.19473 | 0.20245 | 0.098336 | 0.14661 | 0.57777 | 0.17392
[7 empty] | 0.20591 | 0.18625 | 0.067269 | 0.11081 | 0.61039 | 0.20477
[7 empty] | 0.24805 | 0.20478 | 0.064853 | 0.11294 | 0.66689 | 0.24923
[7 empty] | 0.26798 | 0.19946 | 0.062539 | 0.12041 | 0.68928 | 0.25664
[7 empty] | 0.28056 | 0.19024 | 0.061205 | 0.14163 | 0.7145 | 0.25078
[7 empty] | 0.30426 | 0.20911 | 0.072154 | 0.18803 | 0.75012 | 0.26435
[7 empty] | 0.30093 | 0.23369 | 0.089074 | 0.22254 | 0.77757 | 0.27731
[7 empty] | 0.28224 | 0.26213 | 0.10762 | 0.25198 | 0.79414 | 0.2875
[7 empty] | 0.24704 | 0.27977 | 0.12278 | 0.28682 | 0.80191 | 0.28807
[7 empty] | 0.19455 | 0.27808 | 0.12873 | 0.33682 | 0.80981 | 0.28122
[7 empty] | 0.15803 | 0.31007 | 0.14387 | 0.43715 | 0.83712 | 0.32009
[7 empty] | 0.13445 | 0.31394 | 0.14418 | 0.4895 | 0.84054 | 0.34401
[7 empty] | 0.1667 | 0.33643 | 0.15402 | 0.51122 | 0.84391 | 0.39438
[7 empty] | 0.25655 | 0.36718 | 0.16572 | 0.5083 | 0.85078 | 0.45873
[7 empty] | 0.35443 | 0.3836 | 0.17053 | 0.47632 | 0.85243 | 0.49161
[7 empty] | 0.41462 | 0.38845 | 0.16968 | 0.44818 | 0.8464 | 0.48072
[7 empty] | 0.43109 | 0.37601 | 0.16983 | 0.41202 | 0.82172 | 0.42171
[7 empty] | 0.42165 | 0.35809 | 0.16709 | 0.37687 | 0.80074 | 0.3557
[7 empty] | 0.42096 | 0.34397 | 0.1739 | 0.35037 | 0.82939 | 0.31176
[7 empty] | 0.42365 | 0.33307 | 0.18592 | 0.32706 | 0.84357 | 0.29218
[7 empty] | 0.41472 | 0.32504 | 0.19872 | 0.29165 | 0.8348 | 0.2803
[7 empty] | 0.38959 | 0.32075 | 0.20735 | 0.24517 | 0.83251 | 0.26361
[7 empty] | 0.38063 | 0.33255 | 0.22327 | 0.20674 | 0.83326 | 0.25707
[7 empty] | 0.37267 | 0.32959 | 0.22183 | 0.18392 | 0.8218 | 0.24242
[7 empty] | 0.38367 | 0.32286 | 0.2046 | 0.17524 | 0.81788 | 0.22775
[7 empty] | 0.39974 | 0.31833 | 0.17878 | 0.19215 | 0.81293 | 0.20642
[7 empty] | 0.45044 | 0.3516 | 0.18312 | 0.25084 | 0.81023 | 0.20284
[7 empty] | 0.4816 | 0.372 | 0.17768 | 0.31629 | 0.80068 | 0.1826
[7 empty] | 0.51621 | 0.39713 | 0.16979 | 0.40591 | 0.80083 | 0.15893
[7 empty] | 0.55967 | 0.44591 | 0.18528 | 0.53828 | 0.81062 | 0.15067
[7 empty] | 0.57215 | 0.48569 | 0.19917 | 0.6364 | 0.81723 | 0.15047
[7 empty] | 0.56838 | 0.51584 | 0.20714 | 0.68135 | 0.81509 | 0.1584
[7 empty] | 0.55071 | 0.53425 | 0.20201 | 0.66045 | 0.80047 | 0.16849
[7 empty] | 0.53413 | 0.53946 | 0.18532 | 0.57017 | 0.78729 | 0.17973
[7 empty] | 0.55847 | 0.57114 | 0.18766 | 0.45913 | 0.80167 | 0.22133
[7 empty] | 0.52593 | 0.58375 | 0.16632 | 0.29042 | 0.81468 | 0.26145
[7 empty] | 0.46967 | 0.59749 | 0.16732 | 0.25911 | 0.82072 | 0.28526
[7 empty] | 0.39469 | 0.61506 | 0.17697 | 0.29528 | 0.8159 | 0.29749
[7 empty] | 0.3051 | 0.6225 | 0.18229 | 0.34387 | 0.80015 | 0.28345
[7 empty] | 0.26213 | 0.62847 | 0.18577 | 0.35684 | 0.78542 | 0.25872
[7 empty] | 0.22127 | 0.62116 | 0.18197 | 0.31834 | 0.77069 | 0.22083
[7 empty] | 0.17973 | 0.61204 | 0.17837 | 0.28169 | 0.7482 | 0.19159
[7 empty] | 0.15337 | 0.60561 | 0.18617 | 0.26311 | 0.75525 | 0.1812
[7 empty] | 0.15147 | 0.60245 | 0.20156 | 0.24625 | 0.76078 | 0.18306
[7 empty] | 0.1702 | 0.60017 | 0.2188 | 0.21325 | 0.76375 | 0.18595
[7 empty] | 0.18907 | 0.60361 | 0.23717 | 0.16674 | 0.76769 | 0.17924
[7 empty] | 0.22557 | 0.60947 | 0.25899 | 0.13885 | 0.76135 | 0.16665
[7 empty] | 0.25604 | 0.59367 | 0.25394 | 0.13564 | 0.71373 | 0.14131
[7 empty] | 0.29319 | 0.58161 | 0.22845 | 0.13734 | 0.66809 | 0.10642
[7 empty] | 0.32546 | 0.56369 | 0.19551 | 0.15454 | 0.60514 | 0.08811
[7 empty] | 0.38415 | 0.58042 | 0.20042 | 0.17822 | 0.58517 | 0.090711
[7 empty] | 0.40661 | 0.58268 | 0.19674 | 0.16348 | 0.56151 | 0.089306
[7 empty] | 0.42412 | 0.59068 | 0.19883 | 0.1376 | 0.56915 | 0.086052
[7 empty] | 0.4474 | 0.63515 | 0.22913 | 0.12842 | 0.61551 | 0.095629
[7 empty] | 0.42248 | 0.67188 | 0.26821 | 0.13166 | 0.64573 | 0.10639
[7 empty] | 0.37781 | 0.71013 | 0.30799 | 0.14426 | 0.66654 | 0.11865
[7 empty] | 0.32683 | 0.72406 | 0.32101 | 0.14749 | 0.68831 | 0.12823
[7 empty] | 0.25771 | 0.74044 | 0.29516 | 0.12968 | 0.71324 | 0.13598
[7 empty] | 0.19651 | 0.78233 | 0.28077 | 0.12002 | 0.77132 | 0.16836
[7 empty] | 0.13102 | 0.79639 | 0.21634 | 0.13339 | 0.76918 | 0.20808
[7 empty] | 0.11368 | 0.7958 | 0.17814 | 0.2141 | 0.73302 | 0.24106
[7 empty] | 0.13027 | 0.79741 | 0.15485 | 0.32463 | 0.6756 | 0.26357
[7 empty] | 0.17952 | 0.79182 | 0.13299 | 0.40128 | 0.54063 | 0.27113
[7 empty] | 0.20434 | 0.78021 | 0.11775 | 0.45598 | 0.40044 | 0.2609
[7 empty] | 0.20325 | 0.76151 | 0.10583 | 0.47956 | 0.31987 | 0.23266
[7 empty] | 0.1934 | 0.74178 | 0.098254 | 0.49504 | 0.26907 | 0.20818
[7 empty] | 0.17941 | 0.72707 | 0.092723 | 0.51224 | 0.24861 | 0.20288
[7 empty] | 0.1584 | 0.71571 | 0.087947 | 0.52886 | 0.23197 | 0.20915
[7 empty] | 0.13122 | 0.70792 | 0.080958 | 0.53225 | 0.21022 | 0.21552
[7 empty] | 0.091103 | 0.70717 | 0.073007 | 0.52361 | 0.1606 | 0.21518
[7 empty] | 0.058887 | 0.70918 | 0.067012 | 0.50117 | 0.12853 | 0.21102
[7 empty] | 0.04232 | 0.68381 | 0.061616 | 0.46567 | 0.1219 | 0.19496
[7 empty] | 0.022525 | 0.65851 | 0.043257 | 0.47893 | 0.11427 | 0.16431
[7 empty] | 0.01904 | 0.6152 | 0.04441 | 0.44541 | 0.12213 | 0.14379
[7 empty] | 0.023826 | 0.60123 | 0.061691 | 0.40938 | 0.15786 | 0.14843
[7 empty] | 0.024807 | 0.56068 | 0.076732 | 0.35213 | 0.18413 | 0.14338
[7 empty] | 0.022314 | 0.52475 | 0.091613 | 0.3218 | 0.20886 | 0.13688
[7 empty] | 0.024011 | 0.51884 | 0.11822 | 0.32596 | 0.25228 | 0.14663
[7 empty] | 0.02546 | 0.51783 | 0.14283 | 0.29831 | 0.28702 | 0.16358
[7 empty] | 0.028751 | 0.53068 | 0.16021 | 0.25883 | 0.30638 | 0.18219
[7 empty] | 0.034245 | 0.53481 | 0.16834 | 0.22027 | 0.30498 | 0.20109
[7 empty] | 0.043125 | 0.53864 | 0.15848 | 0.20657 | 0.27686 | 0.21613
[7 empty] | 0.05989 | 0.59272 | 0.15231 | 0.24551 | 0.25693 | 0.27018
[7 empty] | 0.090567 | 0.61398 | 0.15074 | 0.25444 | 0.23452 | 0.31969
[7 empty] | 0.10358 | 0.62875 | 0.15347 | 0.2314 | 0.25119 | 0.36634
[7 empty] | 0.089428 | 0.65144 | 0.15896 | 0.18898 | 0.312 | 0.40811
[7 empty] | 0.07711 | 0.6525 | 0.16018 | 0.14265 | 0.38325 | 0.42624
[7 empty] | 0.077944 | 0.63514 | 0.1604 | 0.11309 | 0.45198 | 0.42914
[7 empty] | 0.084697 | 0.58881 | 0.15365 | 0.089187 | 0.48814 | 0.40353
[7 empty] | 0.093421 | 0.53298 | 0.14778 | 0.077532 | 0.50324 | 0.3729
[7 empty] | 0.095524 | 0.48671 | 0.14812 | 0.075234 | 0.53673 | 0.34818
[7 empty] | 0.086444 | 0.45454 | 0.14988 | 0.077752 | 0.57002 | 0.33019
[7 empty] | 0.073331 | 0.43204 | 0.15162 | 0.07908 | 0.60615 | 0.31449
[7 empty] | 0.057709 | 0.42429 | 0.15311 | 0.073945 | 0.62595 | 0.30806
[7 empty] | 0.060154 | 0.41673 | 0.15596 | 0.070348 | 0.62865 | 0.30622
[7 empty] | 0.073857 | 0.37942 | 0.14909 | 0.06352 | 0.61874 | 0.28687
[7 empty] | 0.075269 | 0.32511 | 0.13463 | 0.049061 | 0.62533 | 0.25885
[7 empty] | 0.086138 | 0.27203 | 0.12866 | 0.038301 | 0.63223 | 0.23189
[7 empty] | 0.108 | 0.25275 | 0.13933 | 0.036747 | 0.6537 | 0.23043
[7 empty] | 0.098677 | 0.22129 | 0.13744 | 0.031704 | 0.66834 | 0.22034
[7 empty] | 0.077244 | 0.19007 | 0.13089 | 0.026214 | 0.69334 | 0.21448
[7 empty] | 0.066215 | 0.17289 | 0.12721 | 0.025282 | 0.72188 | 0.23049
[7 empty] | 0.059036 | 0.15845 | 0.1144 | 0.02868 | 0.73186 | 0.25149
[7 empty] | 0.056386 | 0.14656 | 0.097685 | 0.041989 | 0.72048 | 0.27301
[7 empty] | 0.054747 | 0.13428 | 0.081973 | 0.063293 | 0.68605 | 0.2827
[7 empty] | 0.054341 | 0.11928 | 0.070033 | 0.087155 | 0.64676 | 0.27224
[7 empty] | 0.064007 | 0.11514 | 0.064012 | 0.14254 | 0.67601 | 0.28961
[7 empty] | 0.086819 | 0.11339 | 0.06858 | 0.19564 | 0.64458 | 0.29228
[7 empty] | 0.12476 | 0.1269 | 0.079 | 0.21506 | 0.62358 | 0.32502
[7 empty] | 0.20385 | 0.14206 | 0.08739 | 0.20549 | 0.61374 | 0.37155
[7 empty] | 0.25145 | 0.15077 | 0.092045 | 0.18419 | 0.56175 | 0.39574
[7 empty] | 0.27048 | 0.14824 | 0.09226 | 0.17122 | 0.52327 | 0.39307
[7 empty] | 0.27696 | 0.13064 | 0.08566 | 0.15983 | 0.5205 | 0.36513
[7 empty] | 0.27134 | 0.11216 | 0.07625 | 0.15078 | 0.51025 | 0.3317
[7 empty] | 0.27872 | 0.098249 | 0.066803 | 0.1458 | 0.51286 | 0.31223
[7 empty] | 0.28523 | 0.089019 | 0.057886 | 0.15081 | 0.5118 | 0.30339
[7 empty] | 0.26473 | 0.083938 | 0.049726 | 0.16201 | 0.52492 | 0.29584
[7 empty] | 0.18779 | 0.081974 | 0.042156 | 0.16656 | 0.5341 | 0.28206
[7 empty] | 0.11549 | 0.083244 | 0.034497 | 0.17018 | 0.53497 | 0.27593
[7 empty] | 0.086029 | 0.077216 | 0.023991 | 0.15507 | 0.53663 | 0.26413
[7 empty] | 0.052899 | 0.047467 | 0.0083836 | 0.12312 | 0.58255 | 0.25581
[7 empty] | 0.040325 | 0.03823 | 0.0070345 | 0.097447 | 0.61508 | 0.25897
[7 empty] | 0.041567 | 0.044197 | 0.010656 | 0.10415 | 0.67253 | 0.28651
[7 empty] | 0.039091 | 0.049302 | 0.012371 | 0.10808 | 0.6864 | 0.29546
[7 empty] | 0.034197 | 0.053734 | 0.012473 | 0.11465 | 0.70984 | 0.29925
[7 empty] | 0.032959 | 0.065684 | 0.016415 | 0.13572 | 0.74845 | 0.31808
[7 empty] | 0.027715 | 0.073763 | 0.022183 | 0.14305 | 0.78231 | 0.32008
[7 empty] | 0.022665 | 0.077607 | 0.029169 | 0.13922 | 0.80741 | 0.30279
[7 empty] | 0.020808 | 0.075485 | 0.035109 | 0.12547 | 0.82173 | 0.27309
[7 empty] | 0.0232 | 0.070456 | 0.038303 | 0.10092 | 0.83222 | 0.23607
[7 empty] | 0.032468 | 0.069503 | 0.040466 | 0.076549 | 0.8477 | 0.23498
[7 empty] | 0.065233 | 0.076309 | 0.046519 | 0.073841 | 0.85245 | 0.23431
[7 empty] | 0.10287 | 0.093012 | 0.057844 | 0.071431 | 0.85519 | 0.25201
[7 empty] | 0.14604 | 0.11248 | 0.062215 | 0.060322 | 0.85178 | 0.27743
[7 empty] | 0.17019 | 0.12987 | 0.064735 | 0.053168 | 0.8379 | 0.29322
[7 empty] | 0.17352 | 0.14351 | 0.067917 | 0.048275 | 0.849 | 0.29249
[7 empty] | 0.16637 | 0.14978 | 0.069042 | 0.045442 | 0.8387 | 0.25969
[7 empty] | 0.16705 | 0.15095 | 0.065302 | 0.048401 | 0.83022 | 0.22695
[7 empty] | 0.18431 | 0.15568 | 0.058372 | 0.058697 | 0.81564 | 0.21495
[7 empty] | 0.21327 | 0.16162 | 0.050271 | 0.080435 | 0.81536 | 0.21721
[7 empty] | 0.23276 | 0.16522 | 0.043558 | 0.12329 | 0.81543 | 0.22024
[7 empty] | 0.21679 | 0.16687 | 0.039939 | 0.18264 | 0.81369 | 0.21332
[7 empty] | 0.19245 | 0.17049 | 0.037746 | 0.24091 | 0.80932 | 0.21197
[7 empty] | 0.15957 | 0.15547 | 0.032466 | 0.24313 | 0.78866 | 0.20204
[7 empty] | 0.10329 | 0.1233 | 0.014289 | 0.21236 | 0.77942 | 0.18382
[7 empty] | 0.082694 | 0.098154 | 0.0098344 | 0.16826 | 0.76318 | 0.16841
[7 empty] | 0.093862 | 0.09686 | 0.011754 | 0.17237 | 0.76106 | 0.17843
[7 empty] | 0.11292 | 0.093407 | 0.012708 | 0.19646 | 0.75527 | 0.18347
[7 empty] | 0.13793 | 0.089083 | 0.012544 | 0.237 | 0.7716 | 0.18904
[7 empty] | 0.17613 | 0.091156 | 0.015803 | 0.31076 | 0.8025 | 0.20544
[7 empty] | 0.20936 | 0.086672 | 0.017993 | 0.36809 | 0.82443 | 0.20467
[7 empty] | 0.24254 | 0.082128 | 0.018635 | 0.41127 | 0.83495 | 0.19624
[7 empty] | 0.28592 | 0.081718 | 0.018597 | 0.45539 | 0.83725 | 0.18474
[7 empty] | 0.34658 | 0.087801 | 0.019081 | 0.51505 | 0.84019 | 0.17311
[7 empty] | 0.43468 | 0.11332 | 0.01965 | 0.61932 | 0.85082 | 0.19058
[7 empty] | 0.48184 | 0.1504 | 0.030209 | 0.63727 | 0.84513 | 0.22713
[7 empty] | 0.50104 | 0.19518 | 0.0454 | 0.644 | 0.83459 | 0.26957
[7 empty] | 0.49721 | 0.23184 | 0.056778 | 0.66995 | 0.82107 | 0.30327
[7 empty] | 0.47793 | 0.25349 | 0.068152 | 0.67878 | 0.80379 | 0.31497
[7 empty] | 0.47204 | 0.27298 | 0.070078 | 0.68414 | 0.77777 | 0.31524
[7 empty] | 0.46442 | 0.27589 | 0.06497 | 0.68814 | 0.76257 | 0.28836
[7 empty] | 0.45887 | 0.27171 | 0.057345 | 0.68293 | 0.74957 | 0.26343
[7 empty] | 0.45134 | 0.2728 | 0.049473 | 0.69291 | 0.7453 | 0.25104
[7 empty] | 0.44817 | 0.27717 | 0.042177 | 0.70105 | 0.73766 | 0.24821
[7 empty] | 0.45774 | 0.28209 | 0.036803 | 0.71576 | 0.72241 | 0.24347
[7 empty] | 0.48673 | 0.28724 | 0.03356 | 0.73051 | 0.70748 | 0.23398
[7 empty] | 0.50207 | 0.28972 | 0.03032 | 0.72743 | 0.69463 | 0.22144
[7 empty] | 0.4599 | 0.25668 | 0.029929 | 0.67352 | 0.68574 | 0.19887
[7 empty] | 0.37768 | 0.2027 | 0.020363 | 0.59853 | 0.70159 | 0.16572
[7 empty] | 0.27703 | 0.15373 | 0.018132 | 0.48462 | 0.71208 | 0.14287
[7 empty] | 0.23532 | 0.13518 | 0.022865 | 0.42393 | 0.72532 | 0.14516
[7 empty] | 0.21034 | 0.12127 | 0.025009 | 0.38229 | 0.71245 | 0.1372
[7 empty] | 0.20121 | 0.10975 | 0.025956 | 0.36778 | 0.69719 | 0.12714
[7 empty] | 0.20838 | 0.10636 | 0.031676 | 0.37894 | 0.70138 | 0.12118
[7 empty] | 0.20697 | 0.10075 | 0.036612 | 0.38695 | 0.70516 | 0.10909
[7 empty] | 0.20789 | 0.095159 | 0.039935 | 0.39431 | 0.71059 | 0.097013
[7 empty] | 0.22207 | 0.093621 | 0.041173 | 0.39682 | 0.7008 | 0.088463
[7 empty] | 0.26649 | 0.099131 | 0.039837 | 0.41453 | 0.68703 | 0.087796
[7 empty] | 0.35692 | 0.11933 | 0.040735 | 0.50048 | 0.70303 | 0.10443
[7 empty] | 0.37257 | 0.13719 | 0.051266 | 0.53909 | 0.66681 | 0.14492
[7 empty] | 0.32524 | 0.15742 | 0.076379 | 0.56574 | 0.64249 | 0.18943
[7 empty] | 0.20411 | 0.16435 | 0.10901 | 0.59445 | 0.64002 | 0.21613
[7 empty] | 0.13278 | 0.15783 | 0.13624 | 0.60575 | 0.64958 | 0.23133
[7 empty] | 0.10539 | 0.15111 | 0.15179 | 0.60408 | 0.68066 | 0.24339
[7 empty] | 0.094654 | 0.13382 | 0.152 | 0.58542 | 0.7143 | 0.23782
[7 empty] | 0.088692 | 0.11744 | 0.13891 | 0.574 | 0.74141 | 0.22874
[7 empty] | 0.078253 | 0.10631 | 0.13048 | 0.57977 | 0.76434 | 0.22643
[7 empty] | 0.067057 | 0.097482 | 0.12121 | 0.58125 | 0.77067 | 0.22983
[7 empty] | 0.064192 | 0.089034 | 0.11317 | 0.57578 | 0.77158 | 0.23171
[7 empty] | 0.079704 | 0.080612 | 0.10916 | 0.56067 | 0.76128 | 0.23639
[7 empty] | 0.12536 | 0.07354 | 0.11251 | 0.52552 | 0.7485 | 0.23536
[7 empty] | 0.15328 | 0.06044 | 0.11097 | 0.46223 | 0.75772 | 0.21482
[7 empty] | 0.12288 | 0.0307 | 0.088944 | 0.42306 | 0.7698 | 0.18221
[7 empty] | 0.096207 | 0.017275 | 0.073992 | 0.35414 | 0.76903 | 0.1559
[7 empty] | 0.0992 | 0.014751 | 0.078739 | 0.33672 | 0.77053 | 0.14788
[7 empty] | 0.10768 | 0.011568 | 0.078057 | 0.32392 | 0.76502 | 0.13911
[7 empty] | 0.12092 | 0.0083704 | 0.075329 | 0.32631 | 0.77692 | 0.13229
[7 empty] | 0.15149 | 0.008981 | 0.083424 | 0.36318 | 0.79976 | 0.13391
[7 empty] | 0.17845 | 0.012301 | 0.090845 | 0.40351 | 0.80899 | 0.13598
[7 empty] | 0.19958 | 0.016009 | 0.095689 | 0.43755 | 0.81764 | 0.13789
[7 empty] | 0.21645 | 0.0201 | 0.094316 | 0.44977 | 0.81932 | 0.13833
[7 empty] | 0.23043 | 0.023224 | 0.085443 | 0.42751 | 0.82151 | 0.14017
[7 empty] | 0.26613 | 0.024911 | 0.080889 | 0.43476 | 0.82218 | 0.1647
[7 empty] | 0.28222 | 0.035003 | 0.082475 | 0.39676 | 0.81932 | 0.20758
[7 empty] | 0.26571 | 0.046319 | 0.1049 | 0.38724 | 0.80992 | 0.24999
[7 empty] | 0.22436 | 0.051211 | 0.13118 | 0.40873 | 0.80894 | 0.27304
[7 empty] | 0.18271 | 0.053723 | 0.15178 | 0.42211 | 0.78939 | 0.27879
[7 empty] | 0.17854 | 0.052459 | 0.16086 | 0.42295 | 0.76971 | 0.28216
[7 empty] | 0.17991 | 0.048168 | 0.14958 | 0.39214 | 0.74565 | 0.26401
[7 empty] | 0.18392 | 0.041641 | 0.13441 | 0.35601 | 0.71499 | 0.244
[7 empty] | 0.18388 | 0.037413 | 0.12613 | 0.32982 | 0.70954 | 0.23055
[7 empty] | 0.18424 | 0.034525 | 0.11833 | 0.31685 | 0.704 | 0.21617
[7 empty] | 0.19287 | 0.033056 | 0.10939 | 0.31013 | 0.6981 | 0.20269
[7 empty] | 0.20852 | 0.033193 | 0.10067 | 0.30467 | 0.68307 | 0.18972
[7 empty] | 0.21093 | 0.033595 | 0.096092 | 0.30391 | 0.66203 | 0.17546
[7 empty] | 0.19478 | 0.031346 | 0.089248 | 0.28748 | 0.63085 | 0.1481
[7 empty] | 0.16153 | 0.021489 | 0.058922 | 0.28316 | 0.651 | 0.1089
[7 empty] | 0.13754 | 0.019982 | 0.047748 | 0.26361 | 0.66825 | 0.085097
[7 empty] | 0.13306 | 0.024979 | 0.052373 | 0.25319 | 0.69002 | 0.079329
[7 empty] | 0.11367 | 0.025332 | 0.052616 | 0.22013 | 0.66221 | 0.072058
[7 empty] | 0.087565 | 0.021874 | 0.050364 | 0.18918 | 0.64693 | 0.062723
[7 empty] | 0.072285 | 0.022769 | 0.053667 | 0.19209 | 0.66288 | 0.058936
[7 empty] | 0.059325 | 0.029077 | 0.053471 | 0.2205 | 0.67925 | 0.056379
[7 empty] | 0.050956 | 0.039652 | 0.051945 | 0.25685 | 0.70269 | 0.058311
[7 empty] | 0.044944 | 0.050912 | 0.049353 | 0.26708 | 0.71419 | 0.062615
[7 empty] | 0.038193 | 0.057841 | 0.04653 | 0.23823 | 0.70905 | 0.068662
[7 empty] | 0.02773 | 0.062212 | 0.046423 | 0.21734 | 0.72714 | 0.082686
[7 empty] | 0.024171 | 0.078196 | 0.055147 | 0.17426 | 0.69336 | 0.11667
[7 empty] | 0.02599 | 0.10661 | 0.072113 | 0.14806 | 0.63586 | 0.15105
[7 empty] | 0.046143 | 0.133 | 0.086337 | 0.13779 | 0.56585 | 0.16971
[7 empty] | 0.08798 | 0.15482 | 0.093987 | 0.12972 | 0.3844 | 0.17324
[7 empty] | 0.12733 | 0.17576 | 0.094805 | 0.12108 | 0.28662 | 0.1697
[7 empty] | 0.14844 | 0.1878 | 0.087649 | 0.10186 | 0.26705 | 0.15322
[7 empty] | 0.15635 | 0.18915 | 0.078441 | 0.083445 | 0.26297 | 0.1361
[7 empty] | 0.16268 | 0.19627 | 0.072547 | 0.070032 | 0.27074 | 0.12616
[7 empty] | 0.18236 | 0.20694 | 0.068315 | 0.05803 | 0.29384 | 0.12012
[7 empty] | 0.22414 | 0.22192 | 0.065236 | 0.046021 | 0.35349 | 0.1173
[7 empty] | 0.28539 | 0.24089 | 0.062976 | 0.034163 | 0.43182 | 0.11536
[7 empty] | 0.35356 | 0.2673 | 0.062395 | 0.030147 | 0.49815 | 0.11796
[7 empty] | 0.39277 | 0.26835 | 0.056123 | 0.024053 | 0.54034 | 0.10707
[7 empty] | 0.41463 | 0.24858 | 0.036662 | 0.013022 | 0.58245 | 0.069539
[7 empty] | 0.42085 | 0.22833 | 0.031371 | 0.013882 | 0.61653 | 0.04176
[7 empty] | 0.4458 | 0.24246 | 0.036862 | 0.020002 | 0.65865 | 0.035495
[7 empty] | 0.46267 | 0.24324 | 0.036946 | 0.020442 | 0.66688 | 0.029387
[7 empty] | 0.51042 | 0.24443 | 0.034602 | 0.018785 | 0.68176 | 0.023603
[7 empty] | 0.57051 | 0.27402 | 0.038762 | 0.021715 | 0.71111 | 0.023268
[7 empty] | 0.57393 | 0.29562 | 0.045153 | 0.02651 | 0.74141 | 0.027436
[7 empty] | 0.52685 | 0.31029 | 0.05149 | 0.032646 | 0.76549 | 0.035803
[7 empty] | 0.44331 | 0.31337 | 0.052405 | 0.036773 | 0.77376 | 0.045247
[7 empty] | 0.34519 | 0.30709 | 0.043263 | 0.037917 | 0.76856 | 0.053015
[7 empty] | 0.28932 | 0.34476 | 0.031162 | 0.04146 | 0.78298 | 0.068079
[7 empty] | 0.2414 | 0.37668 | 0.034054 | 0.050611 | 0.76955 | 0.087039
[7 empty] | 0.26907 | 0.42097 | 0.049975 | 0.056746 | 0.75827 | 0.096736
[7 empty] | 0.37782 | 0.46326 | 0.068537 | 0.057337 | 0.74509 | 0.085924
[7 empty] | 0.45281 | 0.47829 | 0.081503 | 0.05514 | 0.72915 | 0.071811
[7 empty] | 0.45798 | 0.48007 | 0.080022 | 0.050921 | 0.72054 | 0.061651
[7 empty] | 0.43959 | 0.46127 | 0.06956 | 0.047348 | 0.71946 | 0.053669
[7 empty] | 0.41716 | 0.43934 | 0.057222 | 0.047181 | 0.71693 | 0.048936
[7 empty] | 0.4252 | 0.42976 | 0.049319 | 0.048942 | 0.71811 | 0.050256
[7 empty] | 0.44174 | 0.42991 | 0.045421 | 0.051386 | 0.72096 | 0.057408
[7 empty] | 0.44126 | 0.43292 | 0.044362 | 0.051624 | 0.73053 | 0.071415
[7 empty] | 0.36657 | 0.43764 | 0.044866 | 0.05139 | 0.74335 | 0.092125
[7 empty] | 0.28589 | 0.43286 | 0.046368 | 0.064586 | 0.75673 | 0.11129
[7 empty] | 0.26261 | 0.38266 | 0.041665 | 0.093041 | 0.7532 | 0.10474
[7 empty] | 0.27961 | 0.32535 | 0.02398 | 0.1257 | 0.76245 | 0.059655
[7 empty] | 0.3112 | 0.27357 | 0.019636 | 0.16094 | 0.76473 | 0.02594
[7 empty] | 0.36601 | 0.26264 | 0.023346 | 0.19461 | 0.77685 | 0.020834
[7 empty] | 0.37659 | 0.25086 | 0.026506 | 0.1938 | 0.77697 | 0.02177
[7 empty] | 0.37752 | 0.24824 | 0.028735 | 0.18508 | 0.79375 | 0.024241
[7 empty] | 0.40453 | 0.26124 | 0.035051 | 0.20775 | 0.81462 | 0.03014
[7 empty] | 0.41246 | 0.27711 | 0.042789 | 0.23475 | 0.82576 | 0.03029
[7 empty] | 0.40249 | 0.29254 | 0.050708 | 0.26035 | 0.83171 | 0.028071
[7 empty] | 0.3613 | 0.30572 | 0.056231 | 0.26962 | 0.83125 | 0.029002
[7 empty] | 0.30034 | 0.31855 | 0.057183 | 0.24818 | 0.83469 | 0.039321
[7 empty] | 0.27054 | 0.3631 | 0.058055 | 0.24005 | 0.84021 | 0.082839
[7 empty] | 0.25021 | 0.39011 | 0.072732 | 0.21083 | 0.83351 | 0.1697
[7 empty] | 0.32431 | 0.40051 | 0.097941 | 0.22676 | 0.81923 | 0.25968
[7 empty] | 0.47829 | 0.40637 | 0.12123 | 0.27961 | 0.80452 | 0.33004
[7 empty] | 0.55655 | 0.40057 | 0.13968 | 0.32378 | 0.77786 | 0.36843
[7 empty] | 0.57209 | 0.40464 | 0.14834 | 0.33669 | 0.74185 | 0.38834
[7 empty] | 0.55036 | 0.39382 | 0.14332 | 0.30744 | 0.7093 | 0.39938
[7 empty] | 0.50709 | 0.37844 | 0.13167 | 0.26928 | 0.67384 | 0.40776
[7 empty] | 0.49258 | 0.37138 | 0.1222 | 0.24299 | 0.64655 | 0.41807
[7 empty] | 0.47955 | 0.36918 | 0.11405 | 0.22685 | 0.62104 | 0.42656
[7 empty] | 0.43994 | 0.36093 | 0.10932 | 0.21965 | 0.61639 | 0.43577
[7 empty] | 0.32363 | 0.3547 | 0.11159 | 0.21728 | 0.62044 | 0.45165
[7 empty] | 0.20221 | 0.34792 | 0.12012 | 0.23651 | 0.62668 | 0.47003
[7 empty] | 0.15015 | 0.31499 | 0.12122 | 0.25162 | 0.61119 | 0.4529
[7 empty] | 0.11748 | 0.27626 | 0.10156 | 0.27338 | 0.60323 | 0.40956
[7 empty] | 0.1092 | 0.24485 | 0.096943 | 0.28181 | 0.56871 | 0.33724
[7 empty] | 0.12589 | 0.24813 | 0.10706 | 0.30396 | 0.55522 | 0.28883
[7 empty] | 0.13351 | 0.23747 | 0.10982 | 0.28813 | 0.53687 | 0.23241
[7 empty] | 0.13781 | 0.23405 | 0.11081 | 0.26622 | 0.54097 | 0.18735
[7 empty] | 0.1416 | 0.24855 | 0.12423 | 0.27974 | 0.58601 | 0.16994
[7 empty] | 0.12736 | 0.26879 | 0.14248 | 0.29331 | 0.61705 | 0.14801
[7 empty] | 0.10357 | 0.29941 | 0.16521 | 0.30009 | 0.63427 | 0.13209
[7 empty] | 0.081876 | 0.32601 | 0.18322 | 0.29415 | 0.64057 | 0.12074
[7 empty] | 0.064691 | 0.34947 | 0.18227 | 0.2651 | 0.63743 | 0.10855
[7 empty] | 0.057337 | 0.41072 | 0.19568 | 0.25125 | 0.66066 | 0.11248
[7 empty] | 0.068586 | 0.43266 | 0.20872 | 0.21512 | 0.61876 | 0.10475
[7 empty] | 0.076318 | 0.43182 | 0.23132 | 0.21095 | 0.54431 | 0.086486
[7 empty] | 0.079233 | 0.42328 | 0.25254 | 0.23799 | 0.44562 | 0.059266
[7 empty] | 0.0858 | 0.40197 | 0.26695 | 0.26387 | 0.35535 | 0.037321
[7 empty] | 0.079173 | 0.3943 | 0.27972 | 0.27439 | 0.31237 | 0.027513
[7 empty] | 0.067862 | 0.36505 | 0.27259 | 0.25519 | 0.29487 | 0.030358
[7 empty] | 0.060239 | 0.33313 | 0.25752 | 0.23149 | 0.27476 | 0.045454
[7 empty] | 0.06074 | 0.30563 | 0.24219 | 0.2106 | 0.2537 | 0.073849
[7 empty] | 0.061677 | 0.27923 | 0.22922 | 0.19456 | 0.23752 | 0.11252
[7 empty] | 0.054224 | 0.258 | 0.21862 | 0.18306 | 0.23592 | 0.16906
[7 empty] | 0.038043 | 0.24472 | 0.22025 | 0.1757 | 0.24195 | 0.25472
[7 empty] | 0.025699 | 0.23259 | 0.22962 | 0.18095 | 0.24827 | 0.33785
[7 empty] | 0.016983 | 0.19811 | 0.21475 | 0.17873 | 0.23474 | 0.34371
[7 empty] | 0.0041768 | 0.14721 | 0.18619 | 0.17016 | 0.20435 | 0.27971
[7 empty] | 0.0023513 | 0.11424 | 0.16673 | 0.15945 | 0.18509 | 0.1763
[7 empty] | 0.0037445 | 0.099502 | 0.17081 | 0.1644 | 0.18761 | 0.12775
[7 empty] | 0.0058566 | 0.087738 | 0.17994 | 0.15348 | 0.17607 | 0.10174
[7 empty] | 0.0082111 | 0.079081 | 0.19409 | 0.13929 | 0.16057 | 0.087697
[7 empty] | 0.013209 | 0.080331 | 0.22874 | 0.1403 | 0.16019 | 0.083463
[7 empty] | 0.016478 | 0.082615 | 0.26169 | 0.14266 | 0.16719 | 0.072689
[7 empty] | 0.017387 | 0.085177 | 0.29192 | 0.14857 | 0.17223 | 0.064425
[7 empty] | 0.017164 | 0.08635 | 0.30514 | 0.14627 | 0.16772 | 0.064019
[7 empty] | 0.017521 | 0.084265 | 0.30056 | 0.13241 | 0.14615 | 0.079579
[7 empty] | 0.02183 | 0.084831 | 0.3191 | 0.13337 | 0.12713 | 0.13583
[7 empty] | 0.053328 | 0.092763 | 0.33042 | 0.14296 | 0.10493 | 0.21625
[7 empty] | 0.11069 | 0.10743 | 0.35825 | 0.16109 | 0.10005 | 0.2526
[7 empty] | 0.19142 | 0.117 | 0.39783 | 0.19116 | 0.10239 | 0.23674
[7 empty] | 0.26608 | 0.11979 | 0.42391 | 0.2154 | 0.10849 | 0.20459
[7 empty] | 0.28447 | 0.11862 | 0.44936 | 0.2333 | 0.098167 | 0.18443
[7 empty] | 0.26515 | 0.10773 | 0.44815 | 0.22871 | 0.081643 | 0.16715
[7 empty] | 0.22471 | 0.092843 | 0.43244 | 0.21339 | 0.076593 | 0.15427
[7 empty] | 0.21142 | 0.079945 | 0.41162 | 0.19752 | 0.08121 | 0.13889
[7 empty] | 0.19691 | 0.070525 | 0.39133 | 0.18384 | 0.083908 | 0.11849
[7 empty] | 0.15982 | 0.06526 | 0.37868 | 0.18097 | 0.075541 | 0.095951
[7 empty] | 0.10477 | 0.064168 | 0.38941 | 0.19815 | 0.068984 | 0.073173
[7 empty] | 0.087055 | 0.065637 | 0.40522 | 0.23221 | 0.093461 | 0.066485
[7 empty] | 0.073618 | 0.062171 | 0.38129 | 0.23027 | 0.10865 | 0.066741
[7 empty] | 0.038149 | 0.03661 | 0.35166 | 0.181 | 0.093612 | 0.064997
[7 empty] | 0.026709 | 0.030785 | 0.31698 | 0.1324 | 0.076239 | 0.077783
[7 empty] | 0.031106 | 0.040088 | 0.32004 | 0.12449 | 0.085499 | 0.10315
[7 empty] | 0.034838 | 0.049586 | 0.31332 | 0.12643 | 0.098275 | 0.10947
[7 empty] | 0.038269 | 0.057291 | 0.31324 | 0.13925 | 0.12119 | 0.10863
[7 empty] | 0.046686 | 0.071545 | 0.34006 | 0.17347 | 0.16645 | 0.11356
[7 empty] | 0.048135 | 0.079487 | 0.3559 | 0.19867 | 0.20007 | 0.10632
[7 empty] | 0.043312 | 0.081866 | 0.36649 | 0.21238 | 0.23384 | 0.097715
[7 empty] | 0.037032 | 0.074359 | 0.3728 | 0.20763 | 0.27397 | 0.094586
[7 empty] | 0.031151 | 0.056382 | 0.38605 | 0.18175 | 0.32662 | 0.099742
[7 empty] | 0.028125 | 0.035185 | 0.44919 | 0.17676 | 0.43114 | 0.13314
[7 empty] | 0.052118 | 0.031359 | 0.47881 | 0.18366 | 0.49536 | 0.19791
[7 empty] | 0.11219 | 0.033722 | 0.48397 | 0.21608 | 0.53398 | 0.27025
[7 empty] | 0.2321 | 0.040361 | 0.48357 | 0.26497 | 0.55117 | 0.33155
[7 empty] | 0.35976 | 0.053848 | 0.4627 | 0.29934 | 0.51704 | 0.36499
[7 empty] | 0.37691 | 0.065385 | 0.44967 | 0.31399 | 0.51162 | 0.39223
[7 empty] | 0.33019 | 0.068925 | 0.41908 | 0.29463 | 0.53148 | 0.3914
[7 empty] | 0.24747 | 0.066956 | 0.37367 | 0.26375 | 0.53556 | 0.38242
[7 empty] | 0.18047 | 0.060492 | 0.33709 | 0.23349 | 0.53315 | 0.37267
[7 empty] | 0.13337 | 0.051308 | 0.3057 | 0.20881 | 0.52658 | 0.36878
[7 empty] | 0.10065 | 0.042624 | 0.28534 | 0.19296 | 0.52424 | 0.36598
[7 empty] | 0.072882 | 0.038386 | 0.27881 | 0.194 | 0.52572 | 0.36021
[7 empty] | 0.053441 | 0.035041 | 0.27787 | 0.2067 | 0.5107 | 0.34524
[7 empty] | 0.030437 | 0.031264 | 0.24813 | 0.19195 | 0.46208 | 0.30919
[7 empty] | 0.0059474 | 0.01447 | 0.19458 | 0.14601 | 0.40036 | 0.28867
[7 empty] | 0.0014712 | 0.011884 | 0.14984 | 0.10307 | 0.29662 | 0.24552
[7 empty] | 0.0010119 | 0.01856 | 0.13751 | 0.087558 | 0.23636 | 0.23635
[7 empty] | 0.0010685 | 0.028764 | 0.12285 | 0.074255 | 0.19124 | 0.22061
[7 empty] | 0.0010853 | 0.040559 | 0.11011 | 0.062986 | 0.16478 | 0.21229
[7 empty] | 0.0014108 | 0.055831 | 0.10941 | 0.05892 | 0.16842 | 0.22275
[7 empty] | 0.0016434 | 0.061842 | 0.10931 | 0.05731 | 0.17434 | 0.21116
[7 empty] | 0.0016829 | 0.059002 | 0.1093 | 0.057011 | 0.1847 | 0.1874
[7 empty] | 0.0020135 | 0.050826 | 0.11142 | 0.058124 | 0.21141 | 0.16354
[7 empty] | 0.0032311 | 0.039219 | 0.11614 | 0.057064 | 0.27424 | 0.1436
[7 empty] | 0.0059486 | 0.033198 | 0.13385 | 0.061762 | 0.4124 | 0.1432
[7 empty] | 0.020383 | 0.036152 | 0.14517 | 0.073925 | 0.51194 | 0.15655
[7 empty] | 0.034728 | 0.04981 | 0.15568 | 0.08919 | 0.55347 | 0.17173
[7 empty] | 0.039426 | 0.074629 | 0.15266 | 0.089786 | 0.57631 | 0.17173
[7 empty] | 0.046008 | 0.10805 | 0.13822 | 0.087007 | 0.57217 | 0.17223
[7 empty] | 0.049864 | 0.15063 | 0.12398 | 0.082004 | 0.5775 | 0.17817
[7 empty] | 0.051203 | 0.19009 | 0.10606 | 0.070248 | 0.58093 | 0.18089
[7 empty] | 0.052912 | 0.21998 | 0.087707 | 0.058785 | 0.58279 | 0.19097
[7 empty] | 0.0554 | 0.24966 | 0.073574 | 0.050657 | 0.59556 | 0.20447
[7 empty] | 0.058181 | 0.27439 | 0.063696 | 0.047664 | 0.60599 | 0.21636
[7 empty] | 0.057121 | 0.29567 | 0.058507 | 0.050655 | 0.60827 | 0.22118
[7 empty] | 0.055366 | 0.31247 | 0.058244 | 0.067625 | 0.60698 | 0.20528
[7 empty] | 0.060084 | 0.32199 | 0.059488 | 0.094668 | 0.59203 | 0.19602
[7 empty] | 0.054215 | 0.29027 | 0.05264 | 0.097742 | 0.55311 | 0.19715
[7 empty] | 0.028761 | 0.2337 | 0.027399 | 0.061107 | 0.53442 | 0.21474
[7 empty] | 0.018441 | 0.16812 | 0.018535 | 0.041875 | 0.50272 | 0.23955
[7 empty] | 0.018183 | 0.14688 | 0.017978 | 0.046512 | 0.48911 | 0.29294
[7 empty] | 0.020358 | 0.13228 | 0.016104 | 0.052472 | 0.45193 | 0.3241
[7 empty] | 0.024417 | 0.12075 | 0.01255 | 0.055536 | 0.40891 | 0.36534
[7 empty] | 0.031294 | 0.11978 | 0.012368 | 0.060296 | 0.4158 | 0.41895
[7 empty] | 0.037201 | 0.10614 | 0.014813 | 0.055782 | 0.4235 | 0.45979
[7 empty] | 0.043891 | 0.087538 | 0.019914 | 0.050097 | 0.43726 | 0.47308
[7 empty] | 0.056209 | 0.071442 | 0.028828 | 0.048059 | 0.44999 | 0.44387
[7 empty] | 0.094344 | 0.060954 | 0.040099 | 0.051548 | 0.46915 | 0.37604
[7 empty] | 0.19799 | 0.060368 | 0.05113 | 0.078606 | 0.5262 | 0.33448
[7 empty] | 0.31496 | 0.066086 | 0.06822 | 0.12464 | 0.5063 | 0.26828
[7 empty] | 0.35851 | 0.079973 | 0.082813 | 0.16261 | 0.45062 | 0.24401
[7 empty] | 0.32297 | 0.089939 | 0.086837 | 0.19808 | 0.33203 | 0.24538
[7 empty] | 0.25427 | 0.09591 | 0.082945 | 0.21504 | 0.17199 | 0.25683
[7 empty] | 0.22921 | 0.097499 | 0.079342 | 0.22653 | 0.14641 | 0.26873
[7 empty] | 0.21957 | 0.09305 | 0.07428 | 0.21523 | 0.14614 | 0.26558
[7 empty] | 0.21704 | 0.086046 | 0.069206 | 0.19207 | 0.15616 | 0.25823
[7 empty] | 0.21935 | 0.079936 | 0.068802 | 0.16846 | 0.16747 | 0.24538
[7 empty] | 0.23087 | 0.074605 | 0.069241 | 0.15655 | 0.16863 | 0.2297
[7 empty] | 0.25847 | 0.07282 | 0.071107 | 0.1673 | 0.16881 | 0.21618
[7 empty] | 0.30188 | 0.072776 | 0.07288 | 0.21319 | 0.18123 | 0.20287
[7 empty] | 0.32229 | 0.076999 | 0.076153 | 0.27257 | 0.19739 | 0.19925
[7 empty] | 0.28772 | 0.076458 | 0.072633 | 0.27527 | 0.18572 | 0.18351
[7 empty] | 0.20821 | 0.046936 | 0.046181 | 0.22383 | 0.14573 | 0.15791
[7 empty] | 0.13185 | 0.034858 | 0.031941 | 0.15244 | 0.12226 | 0.15134
[7 empty] | 0.10442 | 0.039146 | 0.032889 | 0.1318 | 0.13047 | 0.17366
[7 empty] | 0.097479 | 0.043498 | 0.032369 | 0.12875 | 0.11869 | 0.18142
[7 empty] | 0.10066 | 0.04698 | 0.033215 | 0.13261 | 0.098958 | 0.18116
[7 empty] | 0.11478 | 0.053999 | 0.043778 | 0.13628 | 0.096583 | 0.18317
[7 empty] | 0.12262 | 0.052148 | 0.057027 | 0.12075 | 0.1032 | 0.16494
[7 empty] | 0.12722 | 0.044853 | 0.073666 | 0.10433 | 0.11289 | 0.14722
[7 empty] | 0.13952 | 0.034947 | 0.091004 | 0.099733 | 0.11001 | 0.13623
[7 empty] | 0.17809 | 0.025772 | 0.10448 | 0.12387 | 0.08647 | 0.13933
[7 empty] | 0.27728 | 0.018278 | 0.12783 | 0.22193 | 0.05484 | 0.18291
[7 empty] | 0.36225 | 0.025307 | 0.13768 | 0.33313 | 0.044888 | 0.23681
[7 empty] | 0.40468 | 0.036486 | 0.14714 | 0.37005 | 0.057983 | 0.24578
[7 empty] | 0.39965 | 0.04536 | 0.15258 | 0.3616 | 0.10383 | 0.21445
[7 empty] | 0.34567 | 0.053183 | 0.14981 | 0.32591 | 0.16346 | 0.18026
[7 empty] | 0.32436 | 0.053728 | 0.14456 | 0.31029 | 0.17337 | 0.17829
[7 empty] | 0.3115 | 0.05048 | 0.14131 | 0.30451 | 0.17133 | 0.18797
[7 empty] | 0.29855 | 0.044922 | 0.13249 | 0.29826 | 0.17823 | 0.19212
[7 empty] | 0.28172 | 0.039541 | 0.13149 | 0.28987 | 0.19453 | 0.18346
[7 empty] | 0.26669 | 0.035624 | 0.13639 | 0.28098 | 0.20584 | 0.17206
[7 empty] | 0.27632 | 0.033148 | 0.14323 | 0.2715 | 0.2075 | 0.17559
[7 empty] | 0.29892 | 0.032749 | 0.15089 | 0.25455 | 0.19106 | 0.20345
[7 empty] | 0.29942 | 0.029341 | 0.1627 | 0.24377 | 0.16891 | 0.23946
[7 empty] | 0.25499 | 0.023808 | 0.1554 | 0.22225 | 0.14493 | 0.23877
[7 empty] | 0.16351 | 0.0085271 | 0.11498 | 0.21274 | 0.1119 | 0.21657
[7 empty] | 0.084314 | 0.0061473 | 0.079958 | 0.18986 | 0.099036 | 0.20426
[7 empty] | 0.063111 | 0.0085913 | 0.075168 | 0.19923 | 0.10348 | 0.24266
[7 empty] | 0.057786 | 0.011801 | 0.076187 | 0.20078 | 0.10237 | 0.29446
[7 empty] | 0.056479 | 0.015849 | 0.082507 | 0.21406 | 0.099107 | 0.37747
[7 empty] | 0.062949 | 0.022317 | 0.10385 | 0.25452 | 0.10253 | 0.48519
[7 empty] | 0.065694 | 0.02768 | 0.12951 | 0.30128 | 0.10165 | 0.59072
[7 empty] | 0.070697 | 0.032805 | 0.1552 | 0.34604 | 0.095994 | 0.65188
[7 empty] | 0.083022 | 0.036874 | 0.17937 | 0.35824 | 0.088676 | 0.66003
[7 empty] | 0.11279 | 0.035575 | 0.19743 | 0.33833 | 0.077663 | 0.61451
[7 empty] | 0.18157 | 0.031469 | 0.22897 | 0.32748 | 0.0685 | 0.55391
[7 empty] | 0.23492 | 0.031966 | 0.22738 | 0.23815 | 0.061279 | 0.40202
[7 empty] | 0.23465 | 0.036789 | 0.21202 | 0.15114 | 0.068329 | 0.32844
[7 empty] | 0.17417 | 0.039066 | 0.19716 | 0.099456 | 0.10146 | 0.30869
[7 empty] | 0.10359 | 0.044614 | 0.17747 | 0.080659 | 0.1566 | 0.2965
[7 empty] | 0.084367 | 0.050453 | 0.16884 | 0.082471 | 0.19522 | 0.28303
[7 empty] | 0.082388 | 0.055182 | 0.15889 | 0.082021 | 0.22047 | 0.2399
[7 empty] | 0.089779 | 0.05691 | 0.14859 | 0.077618 | 0.22674 | 0.19726
[7 empty] | 0.1036 | 0.05421 | 0.14499 | 0.069999 | 0.24132 | 0.15943
[7 empty] | 0.11994 | 0.049249 | 0.14133 | 0.063277 | 0.2467 | 0.12916
[7 empty] | 0.14007 | 0.045179 | 0.13783 | 0.065821 | 0.23975 | 0.11472
[7 empty] | 0.17483 | 0.042674 | 0.13492 | 0.081665 | 0.18511 | 0.12405
[7 empty] | 0.21989 | 0.039154 | 0.13987 | 0.10732 | 0.14395 | 0.14308
[7 empty] | 0.20408 | 0.033247 | 0.13741 | 0.11054 | 0.13774 | 0.13694
[7 empty] | 0.1441 | 0.015396 | 0.11299 | 0.084143 | 0.13653 | 0.096381
[7 empty] | 0.082868 | 0.01093 | 0.10168 | 0.078202 | 0.13591 | 0.070983
[7 empty] | 0.069468 | 0.01352 | 0.11879 | 0.083708 | 0.15755 | 0.064144
[7 empty] | 0.063743 | 0.014954 | 0.13597 | 0.073819 | 0.16272 | 0.053291
[7 empty] | 0.062765 | 0.014805 | 0.15524 | 0.059193 | 0.17195 | 0.045691
[7 empty] | 0.075731 | 0.016108 | 0.18764 | 0.05221 | 0.21139 | 0.046258
[7 empty] | 0.088254 | 0.016536 | 0.19803 | 0.049523 | 0.25161 | 0.050636
[7 empty] | 0.10854 | 0.016411 | 0.19535 | 0.048319 | 0.28375 | 0.05396
[7 empty] | 0.1406 | 0.015098 | 0.18752 | 0.04633 | 0.2927 | 0.051685
[7 empty] | 0.19388 | 0.012365 | 0.18191 | 0.038474 | 0.27599 | 0.040869
[7 empty] | 0.31278 | 0.0081495 | 0.19874 | 0.028618 | 0.27812 | 0.024146
[7 empty] | 0.43116 | 0.011131 | 0.20947 | 0.022023 | 0.2369 | 0.017423
[7 empty] | 0.5129 | 0.0098495 | 0.22429 | 0.021085 | 0.21179 | 0.016612
[7 empty] | 0.5471 | 0.0056552 | 0.23742 | 0.024102 | 0.19037 | 0.036177
[7 empty] | 0.54014 | 0.0042757 | 0.24313 | 0.031787 | 0.16842 | 0.082744
[7 empty] | 0.53671 | 0.0038632 | 0.24565 | 0.047816 | 0.16853 | 0.15983
[7 empty] | 0.53579 | 0.003771 | 0.23373 | 0.076732 | 0.16091 | 0.24628
[7 empty] | 0.53781 | 0.0033465 | 0.21528 | 0.10905 | 0.1424 | 0.31206
[7 empty] | 0.55218 | 0.002599 | 0.20581 | 0.13412 | 0.1242 | 0.34244
[7 empty] | 0.57128 | 0.0024999 | 0.20491 | 0.16148 | 0.1158 | 0.35591
[7 empty] | 0.59353 | 0.0035551 | 0.20819 | 0.20699 | 0.12372 | 0.37108
[7 empty] | 0.61307 | 0.0057855 | 0.21653 | 0.2781 | 0.16276 | 0.38876
[7 empty] | 0.61278 | 0.00704 | 0.23477 | 0.32218 | 0.19812 | 0.38912
[7 empty] | 0.56564 | 0.0061596 | 0.22524 | 0.28561 | 0.17295 | 0.33428
[7 empty] | 0.49282 | 0.0015663 | 0.19366 | 0.16703 | 0.091507 | 0.22703
[7 empty] | 0.38353 | 0.00081564 | 0.16486 | 0.057708 | 0.043235 | 0.11735
[7 empty] | 0.32457 | 0.00095514 | 0.1754 | 0.025484 | 0.032537 | 0.091518
[7 empty] | 0.29098 | 0.0012226 | 0.18643 | 0.017215 | 0.031053 | 0.092911
[7 empty] | 0.27582 | 0.0012487 | 0.20336 | 0.015987 | 0.031238 | 0.10525
[7 empty] | 0.28354 | 0.0022242 | 0.2426 | 0.019664 | 0.032668 | 0.13293
[7 empty] | 0.28574 | 0.0028873 | 0.27008 | 0.025997 | 0.028531 | 0.15421
[7 empty] | 0.28778 | 0.0032164 | 0.28566 | 0.032889 | 0.025256 | 0.16611
[7 empty] | 0.30834 | 0.0036463 | 0.28242 | 0.03602 | 0.02328 | 0.15977
[7 empty] | 0.37103 | 0.0042516 | 0.26914 | 0.032085 | 0.02257 | 0.13119
[7 empty] | 0.50788 | 0.0053621 | 0.28191 | 0.027147 | 0.028876 | 0.1099
[7 empty] | 0.58655 | 0.011942 | 0.27051 | 0.041034 | 0.052591 | 0.10445
[7 empty] | 0.60873 | 0.01865 | 0.26682 | 0.074338 | 0.076539 | 0.13762
[7 empty] | 0.60087 | 0.022664 | 0.27511 | 0.10091 | 0.096326 | 0.18033
[7 empty] | 0.55789 | 0.024006 | 0.28264 | 0.11581 | 0.10514 | 0.20877
[7 empty] | 0.53483 | 0.022253 | 0.30166 | 0.12919 | 0.086086 | 0.21735
[7 empty] | 0.51423 | 0.019633 | 0.30779 | 0.13791 | 0.06284 | 0.19661
[7 empty] | 0.48874 | 0.016899 | 0.30083 | 0.14349 | 0.050308 | 0.17329
[7 empty] | 0.46517 | 0.015267 | 0.29483 | 0.1449 | 0.045347 | 0.14798
[7 empty] | 0.44449 | 0.01379 | 0.28603 | 0.14851 | 0.046425 | 0.12515
[7 empty] | 0.43882 | 0.0118 | 0.27416 | 0.15759 | 0.056622 | 0.10524
[7 empty] | 0.44466 | 0.0096717 | 0.26071 | 0.16646 | 0.090999 | 0.076609
[7 empty] | 0.43348 | 0.0072372 | 0.25392 | 0.17572 | 0.13767 | 0.05764
[7 empty] | 0.36926 | 0.0042599 | 0.22436 | 0.16359 | 0.13599 | 0.045366
[7 empty] | 0.27893 | 0.00097105 | 0.17988 | 0.11812 | 0.081063 | 0.029042
[7 empty] | 0.18692 | 0.0004619 | 0.1452 | 0.081575 | 0.046931 | 0.037658
[7 empty] | 0.16258 | 0.00048291 | 0.15002 | 0.076258 | 0.041357 | 0.063996
[7 empty] | 0.15843 | 0.00059737 | 0.15417 | 0.07244 | 0.040941 | 0.088058
[7 empty] | 0.16829 | 0.00088323 | 0.16188 | 0.07095 | 0.043466 | 0.1077
[7 empty] | 0.20287 | 0.0017055 | 0.18438 | 0.075626 | 0.053317 | 0.13527
[7 empty] | 0.22313 | 0.0023643 | 0.19979 | 0.06805 | 0.062379 | 0.14984
[7 empty] | 0.23574 | 0.002389 | 0.20212 | 0.056018 | 0.072277 | 0.15041
[7 empty] | 0.2574 | 0.002759 | 0.18506 | 0.045155 | 0.082976 | 0.1365
[7 empty] | 0.30652 | 0.0036437 | 0.14938 | 0.034629 | 0.10061 | 0.10742
[7 empty] | 0.40753 | 0.0053543 | 0.11751 | 0.026582 | 0.14296 | 0.074661
[7 empty] | 0.44843 | 0.012696 | 0.08475 | 0.025103 | 0.17735 | 0.050857
[7 empty] | 0.45551 | 0.025361 | 0.079826 | 0.021308 | 0.14308 | 0.0336
[7 empty] | 0.44709 | 0.03404 | 0.08643 | 0.025352 | 0.070952 | 0.02418
[7 empty] | 0.4136 | 0.038911 | 0.099759 | 0.036947 | 0.045312 | 0.023191
[7 empty] | 0.43259 | 0.038637 | 0.12235 | 0.06281 | 0.042742 | 0.027504
[7 empty] | 0.47149 | 0.037675 | 0.14641 | 0.10295 | 0.050073 | 0.037997
[7 empty] | 0.50444 | 0.036616 | 0.15971 | 0.14609 | 0.060206 | 0.05368
[7 empty] | 0.54378 | 0.035866 | 0.17341 | 0.16173 | 0.072097 | 0.073529
[7 empty] | 0.58619 | 0.036716 | 0.18452 | 0.15562 | 0.10029 | 0.10002
[7 empty] | 0.62532 | 0.039494 | 0.19274 | 0.14108 | 0.16004 | 0.13622
[7 empty] | 0.661 | 0.042988 | 0.19905 | 0.12639 | 0.25461 | 0.18623
[7 empty] | 0.67291 | 0.045587 | 0.20689 | 0.12019 | 0.32725 | 0.22312
[7 empty] | 0.63082 | 0.045654 | 0.19858 | 0.098683 | 0.32839 | 0.22684
[7 empty] | 0.55394 | 0.027251 | 0.17708 | 0.060841 | 0.28398 | 0.20418
[7 empty] | 0.42384 | 0.02259 | 0.16325 | 0.041198 | 0.22013 | 0.18711
[7 empty] | 0.33835 | 0.027378 | 0.1787 | 0.041896 | 0.21074 | 0.19173
[7 empty] | 0.29032 | 0.030434 | 0.18371 | 0.036339 | 0.21598 | 0.17925
[7 empty] | 0.27174 | 0.033494 | 0.18207 | 0.029231 | 0.24077 | 0.1618
[7 empty] | 0.28803 | 0.04329 | 0.19531 | 0.03349 | 0.29587 | 0.1583
[7 empty] | 0.29886 | 0.054416 | 0.19725 | 0.042525 | 0.34294 | 0.15557
[7 empty] | 0.31606 | 0.069285 | 0.19198 | 0.052707 | 0.39094 | 0.15293
[7 empty] | 0.35141 | 0.085086 | 0.18637 | 0.058053 | 0.44787 | 0.14223
[7 empty] | 0.41042 | 0.098762 | 0.18056 | 0.050992 | 0.51238 | 0.11818
[7 empty] | 0.49451 | 0.12175 | 0.19962 | 0.046486 | 0.62556 | 0.09028
[7 empty] | 0.50763 | 0.1402 | 0.21577 | 0.064434 | 0.66798 | 0.062765
[7 empty] | 0.45172 | 0.15966 | 0.23775 | 0.11985 | 0.67267 | 0.03598
[7 empty] | 0.32291 | 0.16967 | 0.25967 | 0.17833 | 0.64464 | 0.020112
[7 empty] | 0.1667 | 0.17121 | 0.26713 | 0.22118 | 0.58894 | 0.014007
[7 empty] | 0.12929 | 0.17362 | 0.26868 | 0.25191 | 0.57964 | 0.011866
[7 empty] | 0.13694 | 0.16256 | 0.25145 | 0.26009 | 0.57666 | 0.014463
[7 empty] | 0.14743 | 0.1467 | 0.22722 | 0.2631 | 0.56259 | 0.019219
[7 empty] | 0.13605 | 0.13487 | 0.2182 | 0.26989 | 0.53985 | 0.026557
[7 empty] | 0.1222 | 0.12564 | 0.21572 | 0.28598 | 0.51428 | 0.037763
[7 empty] | 0.13439 | 0.11972 | 0.2083 | 0.31167 | 0.51426 | 0.063133
[7 empty] | 0.21298 | 0.11554 | 0.18969 | 0.33033 | 0.54894 | 0.11935
[7 empty] | 0.33055 | 0.119 | 0.17338 | 0.34523 | 0.57272 | 0.18927
[7 empty] | 0.34519 | 0.1125 | 0.14586 | 0.3457 | 0.54077 | 0.2013
[7 empty] | 0.27133 | 0.076655 | 0.096087 | 0.34308 | 0.47217 | 0.12897
[7 empty] | 0.17569 | 0.053665 | 0.067196 | 0.30467 | 0.38732 | 0.045745
[7 empty] | 0.14981 | 0.053042 | 0.068461 | 0.31165 | 0.33447 | 0.023729
[7 empty] | 0.14222 | 0.053347 | 0.073251 | 0.32051 | 0.29593 | 0.021297
[7 empty] | 0.15105 | 0.055515 | 0.082483 | 0.33732 | 0.26942 | 0.027188
[7 empty] | 0.18344 | 0.06496 | 0.10455 | 0.36532 | 0.26045 | 0.048056
[7 empty] | 0.20854 | 0.071687 | 0.12417 | 0.34296 | 0.24609 | 0.071079
[7 empty] | 0.2271 | 0.07716 | 0.13952 | 0.30007 | 0.23428 | 0.090834
[7 empty] | 0.25394 | 0.084357 | 0.14984 | 0.26925 | 0.22329 | 0.09951
[7 empty] | 0.29845 | 0.094405 | 0.15608 | 0.28519 | 0.21789 | 0.088892
[7 empty] | 0.38725 | 0.11614 | 0.17418 | 0.3788 | 0.23869 | 0.087899
[7 empty] | 0.40793 | 0.12932 | 0.17704 | 0.40792 | 0.23986 | 0.11531
[7 empty] | 0.34639 | 0.14097 | 0.17945 | 0.41294 | 0.19638 | 0.18004
[7 empty] | 0.17892 | 0.14309 | 0.18288 | 0.4181 | 0.11119 | 0.23397
[7 empty] | 0.086044 | 0.14089 | 0.18197 | 0.43331 | 0.076531 | 0.26557
[7 empty] | 0.080118 | 0.14196 | 0.19429 | 0.47949 | 0.068404 | 0.27668
[7 empty] | 0.096909 | 0.14343 | 0.20721 | 0.52191 | 0.074636 | 0.27573
[7 empty] | 0.12102 | 0.14287 | 0.21331 | 0.55442 | 0.095961 | 0.2687
[7 empty] | 0.13189 | 0.13955 | 0.22282 | 0.5868 | 0.11846 | 0.23137
[7 empty] | 0.14815 | 0.13576 | 0.23265 | 0.62621 | 0.1315 | 0.21595
[7 empty] | 0.19187 | 0.1343 | 0.24228 | 0.6586 | 0.13981 | 0.2238
[7 empty] | 0.28326 | 0.13778 | 0.25228 | 0.68521 | 0.16154 | 0.21885
[7 empty] | 0.36342 | 0.14843 | 0.27374 | 0.70933 | 0.21822 | 0.21037
[7 empty] | 0.35858 | 0.14506 | 0.27277 | 0.70123 | 0.2264 | 0.18589
[7 empty] | 0.28623 | 0.10746 | 0.26161 | 0.66692 | 0.18623 | 0.15161
[7 empty] | 0.19189 | 0.079789 | 0.24853 | 0.56771 | 0.13389 | 0.1209
[7 empty] | 0.15022 | 0.077731 | 0.274 | 0.48622 | 0.12237 | 0.11149
[7 empty] | 0.12777 | 0.075411 | 0.28005 | 0.39366 | 0.11586 | 0.094031
[7 empty] | 0.11452 | 0.074822 | 0.28073 | 0.31874 | 0.11636 | 0.071682
[7 empty] | 0.11894 | 0.083893 | 0.302 | 0.27569 | 0.13383 | 0.056297
[7 empty] | 0.12262 | 0.087518 | 0.31529 | 0.22809 | 0.1442 | 0.043258
[7 empty] | 0.12956 | 0.090274 | 0.32226 | 0.1858 | 0.15675 | 0.0355
[7 empty] | 0.14265 | 0.093829 | 0.31009 | 0.14953 | 0.18035 | 0.033752
[7 empty] | 0.1754 | 0.099859 | 0.27887 | 0.12201 | 0.232 | 0.040826
[7 empty] | 0.26136 | 0.11853 | 0.26911 | 0.10346 | 0.35853 | 0.079691
[7 empty] | 0.29838 | 0.13808 | 0.23076 | 0.06607 | 0.42838 | 0.14969
[7 empty] | 0.28534 | 0.16594 | 0.19507 | 0.032583 | 0.4434 | 0.18962
[7 empty] | 0.21298 | 0.18292 | 0.17231 | 0.050547 | 0.4139 | 0.19404
[7 empty] | 0.11037 | 0.18449 | 0.15125 | 0.12241 | 0.37317 | 0.18663
[7 empty] | 0.079744 | 0.17616 | 0.14172 | 0.20879 | 0.35537 | 0.20312
[7 empty] | 0.081996 | 0.15322 | 0.13076 | 0.27508 | 0.34699 | 0.22842
[7 empty] | 0.10484 | 0.13082 | 0.11685 | 0.29869 | 0.33724 | 0.25507
[7 empty] | 0.1344 | 0.11481 | 0.10302 | 0.26898 | 0.32701 | 0.27975
[7 empty] | 0.16707 | 0.1024 | 0.089432 | 0.22044 | 0.32136 | 0.3022
[7 empty] | 0.19735 | 0.092917 | 0.077367 | 0.19696 | 0.33277 | 0.32222
[7 empty] | 0.25868 | 0.085611 | 0.071267 | 0.24519 | 0.37003 | 0.33127
[7 empty] | 0.32806 | 0.081102 | 0.068176 | 0.32002 | 0.39467 | 0.33188
[7 empty] | 0.33435 | 0.066757 | 0.056533 | 0.35918 | 0.34698 | 0.30126
[7 empty] | 0.30037 | 0.04038 | 0.035125 | 0.37543 | 0.27131 | 0.24859
[7 empty] | 0.23727 | 0.030195 | 0.024377 | 0.32039 | 0.18458 | 0.18737
[7 empty] | 0.22307 | 0.030057 | 0.022135 | 0.28964 | 0.15153 | 0.16328
[7 empty] | 0.22176 | 0.028894 | 0.018806 | 0.25831 | 0.13443 | 0.14533
[7 empty] | 0.23427 | 0.028743 | 0.015656 | 0.23846 | 0.12447 | 0.13274
[7 empty] | 0.27275 | 0.034206 | 0.015505 | 0.24635 | 0.12766 | 0.13502
[7 empty] | 0.28491 | 0.041937 | 0.017023 | 0.26028 | 0.12578 | 0.13666
[7 empty] | 0.28636 | 0.051928 | 0.018997 | 0.27231 | 0.12393 | 0.1487
[7 empty] | 0.30779 | 0.061692 | 0.02114 | 0.26197 | 0.12979 | 0.18151
[7 empty] | 0.36914 | 0.069696 | 0.022654 | 0.21156 | 0.15399 | 0.2661
[7 empty] | 0.50556 | 0.085037 | 0.027436 | 0.16343 | 0.22744 | 0.39058
[7 empty] | 0.58827 | 0.11977 | 0.042465 | 0.11275 | 0.30096 | 0.43862
[7 empty] | 0.63917 | 0.16339 | 0.06483 | 0.097678 | 0.34382 | 0.43454
[7 empty] | 0.67242 | 0.2062 | 0.088612 | 0.096449 | 0.32659 | 0.40695
[7 empty] | 0.6777 | 0.23132 | 0.10776 | 0.096606 | 0.26834 | 0.38013
[7 empty] | 0.67457 | 0.24958 | 0.12129 | 0.09916 | 0.25159 | 0.36281
[7 empty] | 0.66676 | 0.24731 | 0.12613 | 0.10859 | 0.23945 | 0.35317
[7 empty] | 0.65352 | 0.23939 | 0.12313 | 0.12287 | 0.23481 | 0.34975
[7 empty] | 0.65235 | 0.2339 | 0.12143 | 0.12961 | 0.23763 | 0.33955
[7 empty] | 0.64887 | 0.23521 | 0.12001 | 0.13835 | 0.25064 | 0.32879
[7 empty] | 0.6483 | 0.23786 | 0.12109 | 0.16393 | 0.27779 | 0.32328
[7 empty] | 0.65573 | 0.2402 | 0.12065 | 0.21744 | 0.30733 | 0.33502
[7 empty] | 0.65419 | 0.24037 | 0.12588 | 0.28674 | 0.31028 | 0.33217
[7 empty] | 0.61016 | 0.21011 | 0.12572 | 0.31675 | 0.25959 | 0.27635
[7 empty] | 0.55749 | 0.15117 | 0.10887 | 0.32432 | 0.1789 | 0.17452
[7 empty] | 0.46526 | 0.10193 | 0.092726 | 0.30765 | 0.099694 | 0.087807
[7 empty] | 0.43154 | 0.092233 | 0.09926 | 0.301 | 0.076096 | 0.061625
[7 empty] | 0.42546 | 0.093454 | 0.098759 | 0.27838 | 0.064886 | 0.054625
[7 empty] | 0.43928 | 0.10191 | 0.094532 | 0.25572 | 0.060852 | 0.056203
[7 empty] | 0.47864 | 0.12603 | 0.096457 | 0.25524 | 0.063987 | 0.070929
[7 empty] | 0.47403 | 0.14693 | 0.091995 | 0.2454 | 0.062596 | 0.090634
[7 empty] | 0.44141 | 0.16281 | 0.084554 | 0.23038 | 0.061151 | 0.11311
[7 empty] | 0.39715 | 0.17432 | 0.076935 | 0.21271 | 0.06365 | 0.13345
[7 empty] | 0.35458 | 0.18121 | 0.068582 | 0.19516 | 0.075158 | 0.14471
[7 empty] | 0.34835 | 0.20182 | 0.066143 | 0.19721 | 0.10724 | 0.16639
[7 empty] | 0.32719 | 0.2008 | 0.069555 | 0.16584 | 0.1531 | 0.16484
[7 empty] | 0.33025 | 0.19929 | 0.087184 | 0.10296 | 0.15821 | 0.14077
[7 empty] | 0.33979 | 0.1969 | 0.10783 | 0.044893 | 0.10457 | 0.1247
[7 empty] | 0.37313 | 0.19124 | 0.1208 | 0.0178 | 0.067718 | 0.13636
[7 empty] | 0.38775 | 0.19414 | 0.12436 | 0.011861 | 0.053029 | 0.17405
[7 empty] | 0.37379 | 0.19566 | 0.1143 | 0.013141 | 0.04832 | 0.21555
[7 empty] | 0.42846 | 0.36462 | 0.21574 | 0.018577 | 0.053747 | 0.27773
[7 empty] | 0.4551 | 0.36756 | 0.21661 | 0.030463 | 0.053833 | 0.30966
[7 empty] | 0.46743 | 0.36584 | 0.22285 | 0.052852 | 0.052321 | 0.34419
[7 empty] | 0.43464 | 0.36307 | 0.23199 | 0.079756 | 0.046344 | 0.38484
[7 empty] | 0.28369 | 0.35507 | 0.24107 | 0.090901 | 0.038313 | 0.42799
[7 empty] | 0.16055 | 0.31046 | 0.22182 | 0.084763 | 0.036015 | 0.43136
[7 empty] | 0.1085 | 0.25345 | 0.1907 | 0.065204 | 0.023961 | 0.45595
[7 empty] | 0.082643 | 0.17493 | 0.14679 | 0.046475 | 0.018192 | 0.44695
[7 empty] | 0.094919 | 0.15084 | 0.14872 | 0.047619 | 0.021168 | 0.46718
[7 empty] | 0.12672 | 0.14531 | 0.16644 | 0.061746 | 0.025894 | 0.4605
[7 empty] | 0.14923 | 0.13527 | 0.16922 | 0.071047 | 0.026964 | 0.3659
[7 empty] | 0.17037 | 0.13479 | 0.17937 | 0.0782 | 0.025582 | 0.26899
[7 empty] | 0.22491 | 0.15024 | 0.21518 | 0.091735 | 0.028015 | 0.21073
[7 empty] | 0.28931 | 0.16488 | 0.25338 | 0.093547 | 0.029946 | 0.16883
[7 empty] | 0.34096 | 0.17752 | 0.28989 | 0.082388 | 0.030804 | 0.14069
[7 empty] | 0.35175 | 0.18203 | 0.30528 | 0.06113 | 0.031692 | 0.12661
[7 empty] | 0.29728 | 0.17665 | 0.28298 | 0.035577 | 0.032557 | 0.12266
[7 empty] | 0.23272 | 0.16416 | 0.27103 | 0.012894 | 0.031694 | 0.13747
[7 empty] | 0.23133 | 0.16608 | 0.31029 | 0.003265 | 0.031803 | 0.21545
[7 empty] | 0.28065 | 0.1617 | 0.34012 | 0.0038647 | 0.031766 | 0.31519
[7 empty] | 0.47046 | 0.16093 | 0.40368 | 0.011936 | 0.030744 | 0.40715
[7 empty] | 0.58142 | 0.15598 | 0.45264 | 0.039868 | 0.02983 | 0.44829
[7 empty] | 0.58803 | 0.14823 | 0.4663 | 0.087338 | 0.025788 | 0.46399
[7 empty] | 0.55138 | 0.1341 | 0.43286 | 0.14937 | 0.024944 | 0.461
[7 empty] | 0.49792 | 0.12059 | 0.38654 | 0.21701 | 0.026284 | 0.44602
[7 empty] | 0.44263 | 0.11169 | 0.35526 | 0.26867 | 0.030615 | 0.43105
[7 empty] | 0.39479 | 0.1039 | 0.3296 | 0.2951 | 0.035107 | 0.41063
[7 empty] | 0.37314 | 0.095121 | 0.30658 | 0.29845 | 0.032746 | 0.38573
[7 empty] | 0.34674 | 0.090067 | 0.28072 | 0.25354 | 0.02754 | 0.35381
[7 empty] | 0.25598 | 0.080392 | 0.22884 | 0.18309 | 0.028993 | 0.2951
[7 empty] | 0.2072 | 0.06308 | 0.17626 | 0.13477 | 0.02271 | 0.24823
[7 empty] | 0.1713 | 0.054904 | 0.12461 | 0.088143 | 0.016598 | 0.19968
[7 empty] | 0.21207 | 0.059927 | 0.10904 | 0.073983 | 0.017875 | 0.19622
[7 empty] | 0.27724 | 0.070335 | 0.10245 | 0.073052 | 0.020428 | 0.21123
[7 empty] | 0.27483 | 0.076879 | 0.090517 | 0.069021 | 0.018457 | 0.2038
[7 empty] | 0.26941 | 0.081072 | 0.084323 | 0.081401 | 0.014268 | 0.20841
[7 empty] | 0.28593 | 0.090079 | 0.093687 | 0.1321 | 0.014511 | 0.25728
[7 empty] | 0.26494 | 0.099511 | 0.10249 | 0.18231 | 0.016692 | 0.31352
[7 empty] | 0.22452 | 0.11019 | 0.10325 | 0.22127 | 0.020875 | 0.37061
[7 empty] | 0.19815 | 0.11654 | 0.095259 | 0.25113 | 0.024177 | 0.37893
[7 empty] | 0.18326 | 0.11599 | 0.077158 | 0.29907 | 0.023572 | 0.30805
[7 empty] | 0.18863 | 0.11169 | 0.065161 | 0.40752 | 0.020646 | 0.20276
[7 empty] | 0.23052 | 0.11629 | 0.074171 | 0.54771 | 0.021599 | 0.1408
[7 empty] | 0.25807 | 0.13348 | 0.10848 | 0.66578 | 0.026711 | 0.13962
[7 empty] | 0.28433 | 0.14377 | 0.17396 | 0.75484 | 0.031451 | 0.1793
[7 empty] | 0.30411 | 0.15231 | 0.23839 | 0.7745 | 0.04445 | 0.24096
[7 empty] | 0.32281 | 0.1621 | 0.26962 | 0.77942 | 0.059832 | 0.27462
[7 empty] | 0.33235 | 0.16851 | 0.26807 | 0.77171 | 0.068958 | 0.2709
[7 empty] | 0.32697 | 0.17657 | 0.25507 | 0.76362 | 0.076263 | 0.28599
[7 empty] | 0.30948 | 0.19147 | 0.2511 | 0.76582 | 0.085238 | 0.35199
[7 empty] | 0.28378 | 0.21067 | 0.2482 | 0.76845 | 0.09413 | 0.41229
[7 empty] | 0.26151 | 0.22922 | 0.24655 | 0.76243 | 0.10116 | 0.46265
[7 empty] | 0.25071 | 0.24137 | 0.23954 | 0.75165 | 0.11413 | 0.49055
[7 empty] | 0.21332 | 0.22832 | 0.20355 | 0.70981 | 0.1283 | 0.44651
[7 empty] | 0.17773 | 0.20668 | 0.15979 | 0.67927 | 0.12247 | 0.39621
[7 empty] | 0.14498 | 0.19059 | 0.1181 | 0.6575 | 0.096484 | 0.3445
[7 empty] | 0.15787 | 0.22505 | 0.1156 | 0.67341 | 0.097493 | 0.3813
[7 empty] | 0.18712 | 0.27978 | 0.12251 | 0.68058 | 0.1047 | 0.44341
[7 empty] | 0.1963 | 0.30081 | 0.1094 | 0.64511 | 0.097249 | 0.41855
[7 empty] | 0.20024 | 0.31534 | 0.097338 | 0.59186 | 0.091279 | 0.37986
[7 empty] | 0.21707 | 0.35979 | 0.097145 | 0.56582 | 0.1036 | 0.36436
[7 empty] | 0.22928 | 0.39206 | 0.10028 | 0.54188 | 0.12122 | 0.33612
[7 empty] | 0.23743 | 0.4188 | 0.10275 | 0.50479 | 0.13943 | 0.29144
[7 empty] | 0.23617 | 0.44338 | 0.10168 | 0.43319 | 0.14884 | 0.22658
[7 empty] | 0.22462 | 0.46185 | 0.091471 | 0.3207 | 0.14157 | 0.14039
[7 empty] | 0.20741 | 0.49648 | 0.091871 | 0.21357 | 0.12782 | 0.068757
[7 empty] | 0.21671 | 0.57698 | 0.12013 | 0.15742 | 0.13287 | 0.028864
[7 empty] | 0.20662 | 0.57602 | 0.15761 | 0.1471 | 0.12401 | 0.014652
[7 empty] | 0.1879 | 0.56003 | 0.20579 | 0.20159 | 0.1274 | 0.020867
[7 empty] | 0.17772 | 0.53643 | 0.24299 | 0.28067 | 0.12799 | 0.069555
[7 empty] | 0.17665 | 0.52433 | 0.26013 | 0.34754 | 0.13083 | 0.16056
[7 empty] | 0.17303 | 0.50119 | 0.26328 | 0.40325 | 0.13036 | 0.24393
[7 empty] | 0.16553 | 0.47121 | 0.25568 | 0.45738 | 0.1308 | 0.29474
[7 empty] | 0.16634 | 0.4451 | 0.25346 | 0.5344 | 0.13499 | 0.31136
[7 empty] | 0.17077 | 0.41843 | 0.25616 | 0.60856 | 0.14438 | 0.2902
[7 empty] | 0.17321 | 0.39275 | 0.2656 | 0.65923 | 0.17181 | 0.26241
[7 empty] | 0.16818 | 0.37955 | 0.27931 | 0.66941 | 0.24315 | 0.24769
[7 empty] | 0.13776 | 0.34316 | 0.25807 | 0.62028 | 0.27036 | 0.20705
[7 empty] | 0.10119 | 0.30644 | 0.2289 | 0.55821 | 0.25087 | 0.1757
[7 empty] | 0.061771 | 0.24891 | 0.18588 | 0.48679 | 0.19887 | 0.13047
[7 empty] | 0.047028 | 0.24197 | 0.1907 | 0.48086 | 0.19509 | 0.12649
[7 empty] | 0.03928 | 0.24977 | 0.20891 | 0.50501 | 0.20326 | 0.13892
[7 empty] | 0.03237 | 0.23845 | 0.20797 | 0.51645 | 0.19207 | 0.1447
[7 empty] | 0.028764 | 0.23746 | 0.20982 | 0.526 | 0.18683 | 0.15299
[7 empty] | 0.032229 | 0.26585 | 0.23453 | 0.53895 | 0.20872 | 0.16807
[7 empty] | 0.039026 | 0.29391 | 0.25927 | 0.52046 | 0.2355 | 0.154
[7 empty] | 0.045131 | 0.31534 | 0.28042 | 0.49015 | 0.25356 | 0.1296
[7 empty] | 0.048912 | 0.32305 | 0.29452 | 0.46636 | 0.25382 | 0.10547
[7 empty] | 0.047527 | 0.31795 | 0.29286 | 0.47699 | 0.22651 | 0.071604
[7 empty] | 0.043223 | 0.3178 | 0.30094 | 0.52103 | 0.2 | 0.042567
[7 empty] | 0.04759 | 0.35308 | 0.3643 | 0.56685 | 0.21754 | 0.038942
[7 empty] | 0.075449 | 0.36382 | 0.41771 | 0.59554 | 0.2382 | 0.057706
[7 empty] | 0.14284 | 0.37841 | 0.46798 | 0.63467 | 0.30474 | 0.086848
[7 empty] | 0.26516 | 0.39088 | 0.50563 | 0.66038 | 0.33673 | 0.10999
[7 empty] | 0.31327 | 0.40144 | 0.52583 | 0.6779 | 0.35064 | 0.099282
[7 empty] | 0.30002 | 0.39828 | 0.51207 | 0.67428 | 0.34661 | 0.074645
[7 empty] | 0.26566 | 0.39438 | 0.49036 | 0.6953 | 0.31954 | 0.056798
[7 empty] | 0.25165 | 0.40197 | 0.47955 | 0.71762 | 0.29673 | 0.05279
[7 empty] | 0.25389 | 0.40095 | 0.46706 | 0.74033 | 0.29177 | 0.053517
[7 empty] | 0.27642 | 0.39063 | 0.45216 | 0.74894 | 0.34971 | 0.044593
[7 empty] | 0.28864 | 0.37602 | 0.42876 | 0.77094 | 0.42105 | 0.028387
[7 empty] | 0.24782 | 0.33426 | 0.35699 | 0.79564 | 0.40127 | 0.021773
[7 empty] | 0.213 | 0.29999 | 0.30386 | 0.80121 | 0.40074 | 0.016142
[7 empty] | 0.18191 | 0.26001 | 0.24877 | 0.78679 | 0.35832 | 0.019163
[7 empty] | 0.20031 | 0.26847 | 0.25158 | 0.80356 | 0.36725 | 0.043982
[7 empty] | 0.24492 | 0.29237 | 0.27256 | 0.8131 | 0.38372 | 0.081857
[7 empty] | 0.26567 | 0.27947 | 0.26362 | 0.78923 | 0.37436 | 0.095177
[7 empty] | 0.28473 | 0.26537 | 0.2599 | 0.75586 | 0.37475 | 0.10317
[7 empty] | 0.32401 | 0.27709 | 0.28274 | 0.73735 | 0.40497 | 0.12249
[7 empty] | 0.35397 | 0.28394 | 0.30011 | 0.73304 | 0.4324 | 0.13492
[7 empty] | 0.37171 | 0.28116 | 0.31262 | 0.72152 | 0.45205 | 0.15027
[7 empty] | 0.37722 | 0.26944 | 0.31009 | 0.71315 | 0.45915 | 0.17619
[7 empty] | 0.3588 | 0.24333 | 0.28667 | 0.70943 | 0.44093 | 0.21118
[7 empty] | 0.3423 | 0.21942 | 0.26886 | 0.68692 | 0.42507 | 0.26961
[7 empty] | 0.3774 | 0.21325 | 0.29422 | 0.69297 | 0.47193 | 0.34867
[7 empty] | 0.42201 | 0.20256 | 0.30992 | 0.68739 | 0.50924 | 0.38299
[7 empty] | 0.485 | 0.20366 | 0.32672 | 0.69836 | 0.55901 | 0.39167
[7 empty] | 0.54226 | 0.20032 | 0.33103 | 0.69934 | 0.57623 | 0.37371
[7 empty] | 0.58793 | 0.19289 | 0.31231 | 0.70915 | 0.57757 | 0.35634
[7 empty] | 0.6029 | 0.17813 | 0.27509 | 0.6982 | 0.56032 | 0.34305
[7 empty] | 0.61323 | 0.16329 | 0.24114 | 0.66849 | 0.5403 | 0.32604
[7 empty] | 0.62174 | 0.15659 | 0.22439 | 0.64274 | 0.51725 | 0.30788
[7 empty] | 0.63274 | 0.15612 | 0.21915 | 0.61636 | 0.49829 | 0.28116
[7 empty] | 0.65288 | 0.16534 | 0.22015 | 0.592 | 0.49572 | 0.25664
[7 empty] | 0.66261 | 0.17921 | 0.22232 | 0.56783 | 0.4886 | 0.23798
[7 empty] | 0.62133 | 0.17447 | 0.20131 | 0.53215 | 0.4153 | 0.21767
[7 empty] | 0.58388 | 0.15741 | 0.16259 | 0.51607 | 0.34916 | 0.21784
[7 empty] | 0.53433 | 0.14134 | 0.11901 | 0.50335 | 0.26963 | 0.2208
[7 empty] | 0.53963 | 0.16102 | 0.10976 | 0.52518 | 0.24393 | 0.26753
[7 empty] | 0.5589 | 0.19707 | 0.10575 | 0.54257 | 0.23585 | 0.29834
[7 empty] | 0.54889 | 0.21294 | 0.083115 | 0.52565 | 0.21228 | 0.26596
[7 empty] | 0.53886 | 0.22713 | 0.062003 | 0.51057 | 0.19851 | 0.22608
[7 empty] | 0.545 | 0.26352 | 0.051759 | 0.49859 | 0.19951 | 0.20447
[7 empty] | 0.54193 | 0.30186 | 0.041603 | 0.46695 | 0.19027 | 0.18413
[7 empty] | 0.51866 | 0.33592 | 0.030961 | 0.42465 | 0.18009 | 0.16344
[7 empty] | 0.47725 | 0.35408 | 0.021594 | 0.37729 | 0.1697 | 0.12797
[7 empty] | 0.40431 | 0.34182 | 0.014049 | 0.32476 | 0.15722 | 0.082847
[7 empty] | 0.32921 | 0.32381 | 0.01287 | 0.27555 | 0.16081 | 0.042051
[7 empty] | 0.29549 | 0.33847 | 0.018614 | 0.23853 | 0.19203 | 0.017771
[7 empty] | 0.24933 | 0.32796 | 0.030115 | 0.18517 | 0.22611 | 0.0072242
[7 empty] | 0.20811 | 0.3269 | 0.041536 | 0.13418 | 0.25295 | 0.0046725
[7 empty] | 0.15861 | 0.32125 | 0.049481 | 0.094822 | 0.26527 | 0.012265
[7 empty] | 0.15757 | 0.29933 | 0.05006 | 0.085866 | 0.26024 | 0.033075
[7 empty] | 0.16983 | 0.26629 | 0.048418 | 0.094172 | 0.24384 | 0.068347
[7 empty] | 0.19007 | 0.22761 | 0.048476 | 0.10928 | 0.22691 | 0.11946
[7 empty] | 0.26681 | 0.19474 | 0.052446 | 0.13531 | 0.20232 | 0.17558
[7 empty] | 0.31354 | 0.1652 | 0.06239 | 0.16614 | 0.18038 | 0.21907
[7 empty] | 0.32457 | 0.14374 | 0.074538 | 0.17404 | 0.16371 | 0.24141
[7 empty] | 0.33225 | 0.13056 | 0.086442 | 0.14667 | 0.14907 | 0.21676
[7 empty] | 0.33037 | 0.10961 | 0.089407 | 0.10416 | 0.12546 | 0.15201
[7 empty] | 0.30453 | 0.079486 | 0.070913 | 0.075633 | 0.10158 | 0.099329
[7 empty] | 0.24924 | 0.05615 | 0.05368 | 0.061917 | 0.080646 | 0.065016
[7 empty] | 0.21974 | 0.057107 | 0.057185 | 0.068066 | 0.078275 | 0.071225
[7 empty] | 0.20712 | 0.063426 | 0.071557 | 0.085349 | 0.077964 | 0.085393
[7 empty] | 0.19099 | 0.057591 | 0.087888 | 0.093295 | 0.071249 | 0.080406
[7 empty] | 0.18256 | 0.052016 | 0.10701 | 0.10461 | 0.065946 | 0.071416
[7 empty] | 0.18912 | 0.061279 | 0.126 | 0.14137 | 0.069873 | 0.07686
[7 empty] | 0.19079 | 0.07933 | 0.11349 | 0.18308 | 0.077261 | 0.083402
[7 empty] | 0.18695 | 0.10172 | 0.093949 | 0.22012 | 0.083345 | 0.089012
[7 empty] | 0.17741 | 0.1177 | 0.082233 | 0.23433 | 0.088073 | 0.08903
[7 empty] | 0.16808 | 0.11748 | 0.069797 | 0.20632 | 0.090883 | 0.076357
[7 empty] | 0.15508 | 0.10402 | 0.057077 | 0.1409 | 0.095975 | 0.064408
[7 empty] | 0.15127 | 0.092177 | 0.062057 | 0.12056 | 0.12044 | 0.069575
[7 empty] | 0.13567 | 0.078717 | 0.073795 | 0.1636 | 0.15185 | 0.084343
[7 empty] | 0.1307 | 0.072309 | 0.087951 | 0.30448 | 0.19147 | 0.12289
[7 empty] | 0.12762 | 0.062164 | 0.095786 | 0.42199 | 0.24333 | 0.17162
[7 empty] | 0.15701 | 0.051723 | 0.089645 | 0.48128 | 0.26326 | 0.20011
[7 empty] | 0.21781 | 0.043383 | 0.071576 | 0.50097 | 0.25382 | 0.20296
[7 empty] | 0.27213 | 0.041008 | 0.055848 | 0.48966 | 0.24034 | 0.19887
[7 empty] | 0.30611 | 0.041997 | 0.044975 | 0.48118 | 0.2348 | 0.20535
[7 empty] | 0.3196 | 0.044717 | 0.038173 | 0.47713 | 0.23407 | 0.21224
[7 empty] | 0.32663 | 0.045547 | 0.036574 | 0.46547 | 0.21889 | 0.2022
[7 empty] | 0.33505 | 0.041742 | 0.037495 | 0.43021 | 0.18944 | 0.16684
[7 empty] | 0.31962 | 0.040547 | 0.042076 | 0.34677 | 0.15255 | 0.12219
[7 empty] | 0.27065 | 0.02341 | 0.038158 | 0.31177 | 0.11585 | 0.10018
[7 empty] | 0.22008 | 0.01868 | 0.03285 | 0.29446 | 0.083271 | 0.10183
[7 empty] | 0.24185 | 0.026912 | 0.037963 | 0.3304 | 0.07461 | 0.14997
[7 empty] | 0.2779 | 0.042337 | 0.042756 | 0.3556 | 0.07437 | 0.20139
[7 empty] | 0.28193 | 0.052543 | 0.037563 | 0.31859 | 0.071399 | 0.21663
[7 empty] | 0.28112 | 0.060947 | 0.033129 | 0.27675 | 0.07141 | 0.21697
[7 empty] | 0.3005 | 0.080706 | 0.034138 | 0.26554 | 0.081104 | 0.23243
[7 empty] | 0.30253 | 0.10224 | 0.031987 | 0.25019 | 0.088831 | 0.23872
[7 empty] | 0.29759 | 0.12256 | 0.02825 | 0.22992 | 0.093413 | 0.23425
[7 empty] | 0.29418 | 0.14071 | 0.027067 | 0.20179 | 0.097782 | 0.22061
[7 empty] | 0.29198 | 0.14906 | 0.028891 | 0.159 | 0.10543 | 0.19516
[7 empty] | 0.30746 | 0.14854 | 0.035161 | 0.11262 | 0.12021 | 0.16669
[7 empty] | 0.37169 | 0.16161 | 0.055804 | 0.070757 | 0.15329 | 0.15645
[7 empty] | 0.40484 | 0.16295 | 0.086631 | 0.035642 | 0.16169 | 0.13932
[7 empty] | 0.44769 | 0.16054 | 0.12205 | 0.012878 | 0.16138 | 0.1413
[7 empty] | 0.46358 | 0.15002 | 0.14564 | 0.006964 | 0.1588 | 0.14321
[7 empty] | 0.45967 | 0.13494 | 0.15473 | 0.011419 | 0.16164 | 0.13854
[7 empty] | 0.4549 | 0.11955 | 0.15491 | 0.019507 | 0.16035 | 0.13477
[7 empty] | 0.44035 | 0.1053 | 0.1506 | 0.029106 | 0.15182 | 0.13177
[7 empty] | 0.40904 | 0.096092 | 0.14596 | 0.049117 | 0.14183 | 0.16059
[7 empty] | 0.37675 | 0.092158 | 0.13988 | 0.088103 | 0.13342 | 0.20785
[7 empty] | 0.37287 | 0.092714 | 0.13384 | 0.15199 | 0.13675 | 0.25598
[7 empty] | 0.394 | 0.094352 | 0.12999 | 0.22183 | 0.15399 | 0.30519
[7 empty] | 0.35718 | 0.089845 | 0.12587 | 0.25161 | 0.15347 | 0.3214
[7 empty] | 0.30146 | 0.066773 | 0.10606 | 0.2261 | 0.12458 | 0.30304
[7 empty] | 0.22312 | 0.050869 | 0.085983 | 0.12683 | 0.081269 | 0.23157
[7 empty] | 0.1981 | 0.051119 | 0.094688 | 0.06796 | 0.067491 | 0.18735
[7 empty] | 0.20839 | 0.05552 | 0.11638 | 0.043689 | 0.067281 | 0.14966
[7 empty] | 0.21911 | 0.055986 | 0.12723 | 0.034892 | 0.071269 | 0.11494
[7 empty] | 0.24985 | 0.054651 | 0.13784 | 0.037463 | 0.081728 | 0.090878
[7 empty] | 0.31995 | 0.063296 | 0.16175 | 0.054465 | 0.10347 | 0.083557
[7 empty] | 0.39344 | 0.074503 | 0.17512 | 0.076095 | 0.11644 | 0.073252
[7 empty] | 0.46804 | 0.089624 | 0.17958 | 0.095863 | 0.11887 | 0.064563
[7 empty] | 0.53482 | 0.10769 | 0.16914 | 0.10172 | 0.11411 | 0.061114
[7 empty] | 0.59955 | 0.12484 | 0.1466 | 0.090224 | 0.10642 | 0.064605
[7 empty] | 0.68266 | 0.14263 | 0.13115 | 0.075291 | 0.10251 | 0.077954
[7 empty] | 0.75476 | 0.17631 | 0.13853 | 0.095025 | 0.12105 | 0.11809
[7 empty] | 0.77303 | 0.17148 | 0.13732 | 0.15073 | 0.15588 | 0.14141
[7 empty] | 0.77421 | 0.17256 | 0.14411 | 0.25834 | 0.2574 | 0.15407
[7 empty] | 0.76976 | 0.16902 | 0.15473 | 0.37063 | 0.3552 | 0.14924
[7 empty] | 0.7722 | 0.17094 | 0.16284 | 0.41671 | 0.3822 | 0.14107
[7 empty] | 0.74761 | 0.17693 | 0.16391 | 0.40434 | 0.36583 | 0.13256
[7 empty] | 0.7075 | 0.1886 | 0.15906 | 0.37594 | 0.32743 | 0.12187
[7 empty] | 0.65924 | 0.20244 | 0.15276 | 0.36313 | 0.30245 | 0.11439
[7 empty] | 0.61204 | 0.21627 | 0.14513 | 0.3579 | 0.28125 | 0.10425
[7 empty] | 0.59533 | 0.2307 | 0.13831 | 0.36426 | 0.27087 | 0.094092
[7 empty] | 0.60614 | 0.25038 | 0.13521 | 0.38343 | 0.25041 | 0.081269
[7 empty] | 0.58086 | 0.24559 | 0.12584 | 0.36281 | 0.17998 | 0.063125
[7 empty] | 0.53525 | 0.2175 | 0.096924 | 0.35183 | 0.1234 | 0.041141
[7 empty] | 0.45095 | 0.16195 | 0.065813 | 0.2979 | 0.07032 | 0.028825
[7 empty] | 0.41169 | 0.14427 | 0.066026 | 0.28268 | 0.052045 | 0.027221
[7 empty] | 0.39993 | 0.1439 | 0.079479 | 0.28335 | 0.047581 | 0.027338
[7 empty] | 0.36113 | 0.13956 | 0.086842 | 0.27905 | 0.047694 | 0.022528
[7 empty] | 0.32977 | 0.13855 | 0.097393 | 0.28477 | 0.052412 | 0.016937
[7 empty] | 0.33101 | 0.15496 | 0.10952 | 0.30719 | 0.063079 | 0.013355
[7 empty] | 0.33853 | 0.16633 | 0.10399 | 0.31 | 0.061159 | 0.010338
[7 empty] | 0.33488 | 0.17307 | 0.0944 | 0.29245 | 0.048649 | 0.0084556
[7 empty] | 0.29294 | 0.17466 | 0.083981 | 0.26329 | 0.033976 | 0.0067211
[7 empty] | 0.21148 | 0.17065 | 0.063883 | 0.22373 | 0.023369 | 0.0046955
[7 empty] | 0.13487 | 0.16265 | 0.04432 | 0.21129 | 0.020788 | 0.0032659
[7 empty] | 0.091203 | 0.16162 | 0.034712 | 0.26232 | 0.035687 | 0.005991
[7 empty] | 0.091174 | 0.13228 | 0.031759 | 0.35908 | 0.080848 | 0.028461
[7 empty] | 0.14499 | 0.10809 | 0.037648 | 0.47528 | 0.21521 | 0.093979
[7 empty] | 0.22791 | 0.082658 | 0.049849 | 0.52491 | 0.37414 | 0.18635
[7 empty] | 0.24387 | 0.062926 | 0.056977 | 0.52882 | 0.36887 | 0.24005
[7 empty] | 0.23384 | 0.049188 | 0.058497 | 0.52075 | 0.293 | 0.26242
[7 empty] | 0.23031 | 0.041855 | 0.057145 | 0.49808 | 0.20253 | 0.26405
[7 empty] | 0.25357 | 0.036817 | 0.051597 | 0.48172 | 0.15569 | 0.24308
[7 empty] | 0.28137 | 0.032784 | 0.044447 | 0.47315 | 0.14672 | 0.20106
[7 empty] | 0.30055 | 0.027768 | 0.039212 | 0.45307 | 0.16057 | 0.16224
[7 empty] | 0.26204 | 0.022184 | 0.03585 | 0.43384 | 0.1871 | 0.1439
[7 empty] | 0.18829 | 0.018421 | 0.031358 | 0.38388 | 0.18803 | 0.12138
[7 empty] | 0.14351 | 0.010412 | 0.015814 | 0.33397 | 0.17491 | 0.089843
[7 empty] | 0.11403 | 0.010804 | 0.0074815 | 0.27057 | 0.14303 | 0.048927
[7 empty] | 0.12197 | 0.01756 | 0.0066151 | 0.25764 | 0.12958 | 0.037716
[7 empty] | 0.14431 | 0.028603 | 0.0085736 | 0.27335 | 0.12794 | 0.038312
[7 empty] | 0.15157 | 0.033613 | 0.010563 | 0.2662 | 0.13091 | 0.037658
[7 empty] | 0.15281 | 0.033306 | 0.011874 | 0.26548 | 0.14351 | 0.039187
[7 empty] | 0.1578 | 0.039407 | 0.014065 | 0.28513 | 0.17694 | 0.049723
[7 empty] | 0.14993 | 0.051506 | 0.012771 | 0.29167 | 0.21809 | 0.060193
[7 empty] | 0.13303 | 0.069406 | 0.012067 | 0.29436 | 0.26288 | 0.065627
[7 empty] | 0.11274 | 0.094133 | 0.013923 | 0.29625 | 0.31771 | 0.060668
[7 empty] | 0.088536 | 0.12212 | 0.014793 | 0.30518 | 0.38173 | 0.04591
[7 empty] | 0.063995 | 0.14891 | 0.012983 | 0.32465 | 0.4608 | 0.028289
[7 empty] | 0.052237 | 0.19896 | 0.013631 | 0.37011 | 0.55541 | 0.024306
[7 empty] | 0.043417 | 0.23698 | 0.018774 | 0.33179 | 0.55037 | 0.040293
[7 empty] | 0.033538 | 0.27157 | 0.023606 | 0.28495 | 0.49858 | 0.080006
[7 empty] | 0.03373 | 0.30633 | 0.028507 | 0.23367 | 0.3717 | 0.13415
[7 empty] | 0.033361 | 0.3507 | 0.028485 | 0.20723 | 0.32031 | 0.15999
[7 empty] | 0.031465 | 0.39372 | 0.029226 | 0.19323 | 0.3113 | 0.1519
[7 empty] | 0.030801 | 0.42329 | 0.032377 | 0.17568 | 0.31904 | 0.13368
[7 empty] | 0.036792 | 0.44362 | 0.03165 | 0.15441 | 0.30704 | 0.12753
[7 empty] | 0.049006 | 0.44574 | 0.030129 | 0.13559 | 0.30495 | 0.1235
[7 empty] | 0.045653 | 0.43114 | 0.028533 | 0.13078 | 0.35995 | 0.1118
[7 empty] | 0.026633 | 0.39792 | 0.02539 | 0.1407 | 0.44757 | 0.097292
[7 empty] | 0.015467 | 0.32852 | 0.023451 | 0.14225 | 0.44869 | 0.085709
[7 empty] | 0.0053566 | 0.26166 | 0.011284 | 0.13464 | 0.42742 | 0.066493
[7 empty] | 0.003286 | 0.19081 | 0.008349 | 0.10801 | 0.32796 | 0.050389
[7 empty] | 0.0051102 | 0.17821 | 0.010257 | 0.10352 | 0.27622 | 0.053578
[7 empty] | 0.0087068 | 0.18302 | 0.013372 | 0.10815 | 0.25894 | 0.063086
[7 empty] | 0.010487 | 0.16903 | 0.013916 | 0.10028 | 0.24254 | 0.064573
[7 empty] | 0.01077 | 0.15847 | 0.013413 | 0.095046 | 0.24592 | 0.066159
[7 empty] | 0.014605 | 0.16385 | 0.015734 | 0.10175 | 0.28449 | 0.077136
[7 empty] | 0.018573 | 0.16096 | 0.015647 | 0.109 | 0.31938 | 0.082343
[7 empty] | 0.021088 | 0.15343 | 0.01565 | 0.11684 | 0.35439 | 0.078149
[7 empty] | 0.021829 | 0.15065 | 0.018684 | 0.12661 | 0.39759 | 0.062921
[7 empty] | 0.020249 | 0.15896 | 0.022756 | 0.13994 | 0.45199 | 0.041173
[7 empty] | 0.016089 | 0.177 | 0.027184 | 0.16505 | 0.51457 | 0.020611
[7 empty] | 0.019223 | 0.21765 | 0.037071 | 0.20301 | 0.58756 | 0.014138
[7 empty] | 0.038178 | 0.21462 | 0.052819 | 0.16981 | 0.5511 | 0.02497
[7 empty] | 0.07381 | 0.20877 | 0.06012 | 0.12342 | 0.45094 | 0.047269
[7 empty] | 0.14883 | 0.19181 | 0.060463 | 0.079481 | 0.27887 | 0.080386
[7 empty] | 0.17956 | 0.17736 | 0.051015 | 0.059654 | 0.21633 | 0.085984
[7 empty] | 0.16233 | 0.16732 | 0.040109 | 0.053376 | 0.18625 | 0.071964
[7 empty] | 0.13246 | 0.16495 | 0.034622 | 0.048742 | 0.15666 | 0.055824
[7 empty] | 0.1189 | 0.17529 | 0.034943 | 0.041388 | 0.12063 | 0.048608
[7 empty] | 0.1047 | 0.1958 | 0.039295 | 0.034974 | 0.096786 | 0.046806
[7 empty] | 0.077896 | 0.2259 | 0.044802 | 0.033614 | 0.10107 | 0.04364
[7 empty] | 0.036711 | 0.26705 | 0.042209 | 0.040143 | 0.16794 | 0.040291
[7 empty] | 0.020722 | 0.29274 | 0.035878 | 0.053487 | 0.21965 | 0.041755
[7 empty] | 0.010935 | 0.30075 | 0.017238 | 0.043205 | 0.20764 | 0.026655
[7 empty] | 0.0089245 | 0.28123 | 0.0096911 | 0.024602 | 0.15506 | 0.015689
[7 empty] | 0.014872 | 0.31969 | 0.0091004 | 0.022128 | 0.14347 | 0.015087
[7 empty] | 0.022328 | 0.36865 | 0.0096836 | 0.024495 | 0.14875 | 0.017537
[7 empty] | 0.022917 | 0.3737 | 0.0090969 | 0.025247 | 0.1402 | 0.019633
[7 empty] | 0.020465 | 0.36862 | 0.0090565 | 0.028065 | 0.135 | 0.021066
[7 empty] | 0.02402 | 0.38736 | 0.012953 | 0.038353 | 0.14547 | 0.022827
[7 empty] | 0.028537 | 0.39805 | 0.018073 | 0.047045 | 0.15613 | 0.019843
[7 empty] | 0.032397 | 0.39922 | 0.023568 | 0.053104 | 0.1673 | 0.014885
[7 empty] | 0.035907 | 0.3746 | 0.03068 | 0.058385 | 0.1806 | 0.0099406
[7 empty] | 0.037358 | 0.32578 | 0.037134 | 0.065587 | 0.19546 | 0.0048499
[7 empty] | 0.037376 | 0.28088 | 0.039597 | 0.077209 | 0.2177 | 0.0018481
[7 empty] | 0.043714 | 0.27665 | 0.049055 | 0.10187 | 0.27126 | 0.0018077
[7 empty] | 0.05157 | 0.25101 | 0.062201 | 0.092559 | 0.27581 | 0.010752
[7 empty] | 0.069479 | 0.24391 | 0.07774 | 0.079228 | 0.27431 | 0.031959
[7 empty] | 0.11797 | 0.24673 | 0.089408 | 0.065046 | 0.2146 | 0.085763
[7 empty] | 0.15938 | 0.25075 | 0.091079 | 0.056497 | 0.20634 | 0.15978
[7 empty] | 0.17927 | 0.24436 | 0.089498 | 0.052324 | 0.23731 | 0.24114
[7 empty] | 0.18888 | 0.23516 | 0.088071 | 0.047338 | 0.28337 | 0.31724
[7 empty] | 0.19672 | 0.22659 | 0.091394 | 0.040927 | 0.31262 | 0.37629
[7 empty] | 0.19667 | 0.21327 | 0.096495 | 0.035572 | 0.2968 | 0.40832
[7 empty] | 0.20129 | 0.19789 | 0.10384 | 0.032566 | 0.21949 | 0.42214
[7 empty] | 0.20125 | 0.18273 | 0.11177 | 0.0352 | 0.1282 | 0.43068
[7 empty] | 0.175 | 0.15431 | 0.10787 | 0.042694 | 0.091823 | 0.38525
[7 empty] | 0.1533 | 0.1206 | 0.089149 | 0.031366 | 0.073678 | 0.32816
[7 empty] | 0.12397 | 0.089554 | 0.058608 | 0.019747 | 0.060422 | 0.24781
[7 empty] | 0.13653 | 0.083468 | 0.049846 | 0.020014 | 0.068133 | 0.22504
[7 empty] | 0.16645 | 0.083302 | 0.048905 | 0.021936 | 0.078955 | 0.22048
[7 empty] | 0.17832 | 0.071275 | 0.043926 | 0.021306 | 0.070257 | 0.20501
[7 empty] | 0.1876 | 0.056489 | 0.040686 | 0.020611 | 0.057362 | 0.19924
[7 empty] | 0.2193 | 0.044308 | 0.047359 | 0.024981 | 0.053378 | 0.21923
[7 empty] | 0.25396 | 0.034451 | 0.056208 | 0.027277 | 0.052129 | 0.24244
[7 empty] | 0.27372 | 0.027978 | 0.066897 | 0.028568 | 0.053957 | 0.25944
[7 empty] | 0.25806 | 0.025822 | 0.078399 | 0.031092 | 0.058142 | 0.26065
[7 empty] | 0.19949 | 0.023914 | 0.086769 | 0.036093 | 0.063526 | 0.24155
[7 empty] | 0.143 | 0.018716 | 0.090363 | 0.043775 | 0.069853 | 0.22218
[7 empty] | 0.11934 | 0.017512 | 0.10448 | 0.057399 | 0.094648 | 0.23567
[7 empty] | 0.13515 | 0.022446 | 0.11477 | 0.05987 | 0.10113 | 0.25006
[7 empty] | 0.24117 | 0.024878 | 0.12904 | 0.053676 | 0.11012 | 0.28904
[7 empty] | 0.37016 | 0.024254 | 0.13831 | 0.047299 | 0.10642 | 0.31344
[7 empty] | 0.39846 | 0.020395 | 0.13789 | 0.039671 | 0.13268 | 0.30748
[7 empty] | 0.36956 | 0.020603 | 0.12879 | 0.033765 | 0.16711 | 0.28005
[7 empty] | 0.30777 | 0.02289 | 0.12002 | 0.028046 | 0.19013 | 0.24769
[7 empty] | 0.26299 | 0.024776 | 0.1134 | 0.02314 | 0.17995 | 0.22357
[7 empty] | 0.23102 | 0.027043 | 0.11084 | 0.019984 | 0.15651 | 0.21163
[7 empty] | 0.21136 | 0.031299 | 0.11223 | 0.02004 | 0.14504 | 0.22029
[7 empty] | 0.21595 | 0.037481 | 0.11188 | 0.021147 | 0.15575 | 0.25005
[7 empty] | 0.20676 | 0.048626 | 0.097873 | 0.022535 | 0.14617 | 0.26983
[7 empty] | 0.18318 | 0.045631 | 0.065943 | 0.009904 | 0.12851 | 0.28839
[7 empty] | 0.14369 | 0.048529 | 0.039335 | 0.0026296 | 0.10125 | 0.26764
[7 empty] | 0.14152 | 0.064117 | 0.029651 | 0.001557 | 0.10632 | 0.26743
[7 empty] | 0.16001 | 0.088145 | 0.028029 | 0.0016815 | 0.12292 | 0.27305
[7 empty] | 0.17736 | 0.10314 | 0.028825 | 0.0014192 | 0.12673 | 0.27007
[7 empty] | 0.19664 | 0.11154 | 0.030155 | 0.0010056 | 0.13204 | 0.28137
[7 empty] | 0.23663 | 0.12525 | 0.032666 | 0.001447 | 0.15535 | 0.32353
[7 empty] | 0.27401 | 0.13695 | 0.03141 | 0.0014044 | 0.17826 | 0.36375
[7 empty] | 0.30639 | 0.14105 | 0.028524 | 0.0016183 | 0.1973 | 0.40424
[7 empty] | 0.3312 | 0.13394 | 0.029176 | 0.0019585 | 0.21778 | 0.44996
[7 empty] | 0.34024 | 0.11764 | 0.032317 | 0.0025366 | 0.23513 | 0.51062
[7 empty] | 0.3612 | 0.098238 | 0.033793 | 0.0040309 | 0.25918 | 0.58786
[7 empty] | 0.42688 | 0.089785 | 0.036894 | 0.010391 | 0.32725 | 0.65508
[7 empty] | 0.41529 | 0.09452 | 0.042082 | 0.026768 | 0.37044 | 0.67099
[7 empty] | 0.38047 | 0.09641 | 0.043317 | 0.04655 | 0.40799 | 0.68441
[7 empty] | 0.28342 | 0.10169 | 0.042034 | 0.067716 | 0.41131 | 0.6977
[7 empty] | 0.24562 | 0.10746 | 0.041403 | 0.078146 | 0.43631 | 0.7216
[7 empty] | 0.23574 | 0.11074 | 0.045401 | 0.083701 | 0.45692 | 0.71833
[7 empty] | 0.24157 | 0.11515 | 0.048428 | 0.085438 | 0.4727 | 0.70101
[7 empty] | 0.24233 | 0.11792 | 0.04513 | 0.083502 | 0.47554 | 0.67959
[7 empty] | 0.22175 | 0.12177 | 0.039696 | 0.074939 | 0.48816 | 0.66486
[7 empty] | 0.19103 | 0.12608 | 0.03645 | 0.06952 | 0.53699 | 0.67702
[7 empty] | 0.15646 | 0.12666 | 0.036632 | 0.075737 | 0.60205 | 0.71501
[7 empty] | 0.1221 | 0.11951 | 0.039587 | 0.071504 | 0.62157 | 0.71201
[7 empty] | 0.091975 | 0.1026 | 0.027419 | 0.037006 | 0.62673 | 0.69981
[7 empty] | 0.07175 | 0.091129 | 0.017723 | 0.0093462 | 0.5978 | 0.63707
[7 empty] | 0.077267 | 0.10089 | 0.016588 | 0.0038371 | 0.60048 | 0.58366
[7 empty] | 0.089219 | 0.11577 | 0.016839 | 0.0033081 | 0.61008 | 0.53102
[7 empty] | 0.090695 | 0.12262 | 0.014678 | 0.0041942 | 0.59161 | 0.46102
[7 empty] | 0.090352 | 0.12617 | 0.012113 | 0.006399 | 0.59475 | 0.41379
[7 empty] | 0.10072 | 0.1337 | 0.014049 | 0.011548 | 0.6178 | 0.4151
[7 empty] | 0.11207 | 0.12817 | 0.016078 | 0.01698 | 0.63876 | 0.41864
[7 empty] | 0.1205 | 0.10778 | 0.02022 | 0.023163 | 0.64475 | 0.41982
[7 empty] | 0.12295 | 0.083998 | 0.029067 | 0.032113 | 0.63829 | 0.43359
[7 empty] | 0.11575 | 0.055465 | 0.044219 | 0.038768 | 0.63548 | 0.46242
[7 empty] | 0.10216 | 0.032171 | 0.05801 | 0.044906 | 0.65564 | 0.52573
[7 empty] | 0.1002 | 0.021358 | 0.072743 | 0.069231 | 0.72808 | 0.61463
[7 empty] | 0.10838 | 0.02086 | 0.079644 | 0.11752 | 0.73705 | 0.60422
[7 empty] | 0.12094 | 0.029122 | 0.083413 | 0.20617 | 0.74277 | 0.56361
[7 empty] | 0.15219 | 0.036102 | 0.084622 | 0.31856 | 0.71959 | 0.50572
[7 empty] | 0.17244 | 0.038284 | 0.08954 | 0.42405 | 0.70245 | 0.46807
[7 empty] | 0.18624 | 0.039798 | 0.096489 | 0.49864 | 0.67823 | 0.43986
[7 empty] | 0.19315 | 0.041555 | 0.10298 | 0.55164 | 0.66472 | 0.41171
[7 empty] | 0.20178 | 0.043999 | 0.10755 | 0.58849 | 0.66526 | 0.37688
[7 empty] | 0.20157 | 0.047564 | 0.11077 | 0.61329 | 0.67538 | 0.33973
[7 empty] | 0.19016 | 0.053263 | 0.11537 | 0.61793 | 0.69783 | 0.3186
[7 empty] | 0.17061 | 0.059556 | 0.12366 | 0.5888 | 0.72259 | 0.32386
[7 empty] | 0.1452 | 0.061895 | 0.12352 | 0.53038 | 0.70894 | 0.31966
[7 empty] | 0.12256 | 0.041899 | 0.10033 | 0.4791 | 0.67119 | 0.32109
[7 empty] | 0.1108 | 0.027736 | 0.067423 | 0.42403 | 0.603 | 0.28607
[7 empty] | 0.13252 | 0.02702 | 0.063396 | 0.40961 | 0.57756 | 0.27046
[7 empty] | 0.16101 | 0.032332 | 0.0695 | 0.41645 | 0.5673 | 0.27249
[7 empty] | 0.15037 | 0.037249 | 0.074131 | 0.40979 | 0.54066 | 0.25582
[7 empty] | 0.12609 | 0.043377 | 0.083664 | 0.41645 | 0.54253 | 0.25452
[7 empty] | 0.11414 | 0.058889 | 0.1103 | 0.4572 | 0.5889 | 0.2768
[7 empty] | 0.11262 | 0.07519 | 0.13999 | 0.48561 | 0.63567 | 0.29392
[7 empty] | 0.11795 | 0.094828 | 0.166 | 0.51013 | 0.66739 | 0.31136
[7 empty] | 0.1297 | 0.12215 | 0.18695 | 0.54864 | 0.67159 | 0.32295
[7 empty] | 0.14509 | 0.15542 | 0.20452 | 0.61456 | 0.66667 | 0.32603
[7 empty] | 0.16184 | 0.19893 | 0.23292 | 0.69748 | 0.67157 | 0.33164
[7 empty] | 0.1966 | 0.28451 | 0.30162 | 0.76601 | 0.71522 | 0.3594
[7 empty] | 0.20396 | 0.32282 | 0.33241 | 0.77464 | 0.71833 | 0.32769
[7 empty] | 0.18322 | 0.33675 | 0.36674 | 0.75885 | 0.70889 | 0.26114
[7 empty] | 0.17398 | 0.33599 | 0.39308 | 0.73147 | 0.6909 | 0.19541
[7 empty] | 0.1904 | 0.33476 | 0.41157 | 0.72172 | 0.67979 | 0.16156
[7 empty] | 0.21291 | 0.32864 | 0.41852 | 0.71293 | 0.6643 | 0.1386
[7 empty] | 0.23423 | 0.32421 | 0.41271 | 0.69943 | 0.64182 | 0.12185
[7 empty] | 0.25178 | 0.32658 | 0.41457 | 0.68877 | 0.61785 | 0.10276
[7 empty] | 0.26148 | 0.32843 | 0.41566 | 0.67851 | 0.60148 | 0.085034
[7 empty] | 0.2672 | 0.32932 | 0.41276 | 0.67984 | 0.60819 | 0.073772
[7 empty] | 0.27057 | 0.32713 | 0.40614 | 0.68823 | 0.6268 | 0.071002
[7 empty] | 0.24023 | 0.28728 | 0.35434 | 0.65426 | 0.61873 | 0.068224
[7 empty] | 0.20252 | 0.24095 | 0.30319 | 0.622 | 0.61331 | 0.063443
[7 empty] | 0.16864 | 0.16885 | 0.22612 | 0.57121 | 0.57852 | 0.055014
[7 empty] | 0.17977 | 0.14233 | 0.20745 | 0.55992 | 0.57343 | 0.053457
[7 empty] | 0.20681 | 0.13506 | 0.20688 | 0.56054 | 0.56963 | 0.052092
[7 empty] | 0.20993 | 0.12331 | 0.19304 | 0.5219 | 0.53787 | 0.044629
[7 empty] | 0.20822 | 0.11695 | 0.19114 | 0.49121 | 0.53078 | 0.034761
[7 empty] | 0.21804 | 0.1272 | 0.21842 | 0.49521 | 0.54893 | 0.029162
[7 empty] | 0.21659 | 0.13707 | 0.24814 | 0.49405 | 0.55211 | 0.025789
[7 empty] | 0.2015 | 0.14428 | 0.27692 | 0.50381 | 0.54394 | 0.023013
[7 empty] | 0.17734 | 0.15049 | 0.30526 | 0.5263 | 0.52735 | 0.02006
[7 empty] | 0.15377 | 0.15437 | 0.32407 | 0.58484 | 0.50104 | 0.016877
[7 empty] | 0.13291 | 0.15988 | 0.35338 | 0.65327 | 0.49114 | 0.013797
[7 empty] | 0.13038 | 0.19243 | 0.4386 | 0.72196 | 0.51284 | 0.017107
[7 empty] | 0.13365 | 0.22131 | 0.46217 | 0.71961 | 0.48857 | 0.035511
[7 empty] | 0.13915 | 0.24174 | 0.47892 | 0.67995 | 0.46376 | 0.077166
[7 empty] | 0.14946 | 0.25055 | 0.48165 | 0.62875 | 0.40015 | 0.13555
[7 empty] | 0.15248 | 0.24405 | 0.48552 | 0.63874 | 0.35008 | 0.18605
[7 empty] | 0.13886 | 0.22197 | 0.47557 | 0.67003 | 0.33266 | 0.21867
[7 empty] | 0.11636 | 0.19738 | 0.45972 | 0.68962 | 0.31993 | 0.24163
[7 empty] | 0.10071 | 0.17735 | 0.45555 | 0.67326 | 0.30677 | 0.26032
[7 empty] | 0.087396 | 0.16201 | 0.45594 | 0.64025 | 0.29439 | 0.27556
[7 empty] | 0.074379 | 0.15214 | 0.46003 | 0.62732 | 0.30625 | 0.28481
[7 empty] | 0.065134 | 0.14596 | 0.45946 | 0.66033 | 0.32444 | 0.28049
[7 empty] | 0.062977 | 0.12682 | 0.40824 | 0.65993 | 0.28728 | 0.23708
[7 empty] | 0.046649 | 0.096577 | 0.36208 | 0.64184 | 0.23507 | 0.20432
[7 empty] | 0.036007 | 0.073126 | 0.2883 | 0.56637 | 0.16601 | 0.16558
[7 empty] | 0.041458 | 0.067451 | 0.27873 | 0.5133 | 0.14606 | 0.18181
[7 empty] | 0.053409 | 0.068667 | 0.29406 | 0.47059 | 0.14998 | 0.21088
[7 empty] | 0.060292 | 0.0685 | 0.2941 | 0.41465 | 0.15268 | 0.21258
[7 empty] | 0.063555 | 0.068237 | 0.30388 | 0.39496 | 0.16614 | 0.22155
[7 empty] | 0.076444 | 0.068431 | 0.3439 | 0.42399 | 0.19855 | 0.26632
[7 empty] | 0.089155 | 0.060845 | 0.3692 | 0.44924 | 0.22384 | 0.31518
[7 empty] | 0.10391 | 0.053021 | 0.38102 | 0.47273 | 0.24577 | 0.34627
[7 empty] | 0.12504 | 0.046568 | 0.3776 | 0.51727 | 0.27411 | 0.34361
[7 empty] | 0.15207 | 0.041878 | 0.36734 | 0.5901 | 0.3106 | 0.27803
[7 empty] | 0.19446 | 0.03615 | 0.36986 | 0.69492 | 0.35834 | 0.15098
[7 empty] | 0.28619 | 0.037371 | 0.40726 | 0.76769 | 0.43874 | 0.068507
[7 empty] | 0.31793 | 0.043834 | 0.3917 | 0.77505 | 0.42702 | 0.046068
[7 empty] | 0.32213 | 0.047886 | 0.37424 | 0.74647 | 0.37153 | 0.062124
[7 empty] | 0.27561 | 0.053719 | 0.35741 | 0.70202 | 0.27099 | 0.094879
[7 empty] | 0.26483 | 0.051662 | 0.34491 | 0.68292 | 0.21909 | 0.11588
[7 empty] | 0.29364 | 0.045995 | 0.32872 | 0.67908 | 0.19649 | 0.11721
[7 empty] | 0.33777 | 0.042106 | 0.31231 | 0.66934 | 0.18922 | 0.1111
[7 empty] | 0.37426 | 0.039844 | 0.29554 | 0.65485 | 0.19201 | 0.11604
[7 empty] | 0.40138 | 0.036762 | 0.27932 | 0.64508 | 0.2133 | 0.1278
[7 empty] | 0.42186 | 0.033744 | 0.26316 | 0.66943 | 0.26545 | 0.13688
[7 empty] | 0.43647 | 0.028323 | 0.24477 | 0.72351 | 0.34016 | 0.1361
[7 empty] | 0.36548 | 0.024409 | 0.20864 | 0.7376 | 0.3519 | 0.11928
[7 empty] | 0.29438 | 0.015392 | 0.17617 | 0.72762 | 0.34149 | 0.10509
[7 empty] | 0.22364 | 0.012677 | 0.15012 | 0.68034 | 0.28908 | 0.10601
[7 empty] | 0.21484 | 0.020327 | 0.15649 | 0.61637 | 0.28883 | 0.13881
[7 empty] | 0.21528 | 0.036399 | 0.16949 | 0.55088 | 0.30388 | 0.18668
[7 empty] | 0.1857 | 0.052092 | 0.16016 | 0.4768 | 0.30553 | 0.20909
[7 empty] | 0.15692 | 0.071489 | 0.14716 | 0.4273 | 0.31948 | 0.23044
[7 empty] | 0.15 | 0.10228 | 0.14712 | 0.42003 | 0.35541 | 0.26301
[7 empty] | 0.14465 | 0.13361 | 0.14628 | 0.40996 | 0.378 | 0.29615
[7 empty] | 0.14821 | 0.1644 | 0.14248 | 0.40593 | 0.39639 | 0.32037
[7 empty] | 0.16582 | 0.19007 | 0.13767 | 0.42308 | 0.41841 | 0.33707
[7 empty] | 0.19554 | 0.20929 | 0.13521 | 0.4799 | 0.45932 | 0.31944
[7 empty] | 0.22883 | 0.2263 | 0.13222 | 0.57357 | 0.51304 | 0.2669
[7 empty] | 0.28154 | 0.27645 | 0.14131 | 0.65489 | 0.59331 | 0.23742
[7 empty] | 0.26046 | 0.28559 | 0.14505 | 0.59708 | 0.55117 | 0.19281
[7 empty] | 0.20454 | 0.30073 | 0.14057 | 0.47642 | 0.45344 | 0.18506
[7 empty] | 0.13922 | 0.31732 | 0.133 | 0.36374 | 0.33417 | 0.17952
[7 empty] | 0.11761 | 0.33429 | 0.1315 | 0.29742 | 0.29921 | 0.16765
[7 empty] | 0.11536 | 0.34249 | 0.13472 | 0.2688 | 0.3041 | 0.1453
[7 empty] | 0.11373 | 0.33716 | 0.14064 | 0.24711 | 0.30727 | 0.1213
[7 empty] | 0.10304 | 0.3272 | 0.14682 | 0.2246 | 0.28382 | 0.10874
[7 empty] | 0.09288 | 0.30707 | 0.15173 | 0.20946 | 0.26824 | 0.10194
[7 empty] | 0.095881 | 0.28736 | 0.15996 | 0.2213 | 0.31722 | 0.10138
[7 empty] | 0.12826 | 0.27393 | 0.16374 | 0.26208 | 0.46409 | 0.10604
[7 empty] | 0.16771 | 0.24039 | 0.1571 | 0.27911 | 0.54665 | 0.10808
[7 empty] | 0.16394 | 0.20629 | 0.14179 | 0.29699 | 0.56359 | 0.095213
[7 empty] | 0.12566 | 0.17642 | 0.12966 | 0.27003 | 0.45898 | 0.077922
[7 empty] | 0.11337 | 0.18584 | 0.14468 | 0.26652 | 0.34774 | 0.089251
[7 empty] | 0.10692 | 0.20596 | 0.16516 | 0.28269 | 0.29024 | 0.1138
[7 empty] | 0.090312 | 0.20663 | 0.17182 | 0.28696 | 0.27218 | 0.12378
[7 empty] | 0.077364 | 0.20083 | 0.17475 | 0.30499 | 0.29738 | 0.12902
[7 empty] | 0.073995 | 0.20148 | 0.19176 | 0.35483 | 0.35485 | 0.1411
[7 empty] | 0.072158 | 0.18977 | 0.20684 | 0.39589 | 0.38318 | 0.14385
[7 empty] | 0.071772 | 0.16386 | 0.2138 | 0.42922 | 0.39353 | 0.13431
[7 empty] | 0.077196 | 0.12967 | 0.20841 | 0.4478 | 0.41354 | 0.11017
[7 empty] | 0.084988 | 0.10043 | 0.18745 | 0.44757 | 0.45939 | 0.07745
[7 empty] | 0.094786 | 0.069208 | 0.15602 | 0.44718 | 0.52019 | 0.046997
[7 empty] | 0.12194 | 0.054774 | 0.13151 | 0.49536 | 0.6026 | 0.037282
[7 empty] | 0.13279 | 0.054837 | 0.1045 | 0.49612 | 0.55679 | 0.036017
[7 empty] | 0.1413 | 0.058243 | 0.086881 | 0.49674 | 0.44028 | 0.033098
[7 empty] | 0.14545 | 0.064982 | 0.083128 | 0.4871 | 0.2464 | 0.036884
[7 empty] | 0.1464 | 0.069968 | 0.092162 | 0.48985 | 0.19146 | 0.038767
[7 empty] | 0.14514 | 0.071768 | 0.10464 | 0.47809 | 0.19137 | 0.036382
[7 empty] | 0.14235 | 0.073381 | 0.11808 | 0.46379 | 0.20122 | 0.032535
[7 empty] | 0.13744 | 0.072142 | 0.1363 | 0.45748 | 0.19794 | 0.031681
[7 empty] | 0.1258 | 0.069742 | 0.16049 | 0.44863 | 0.19842 | 0.033063
[7 empty] | 0.10839 | 0.067632 | 0.19372 | 0.44289 | 0.22595 | 0.033378
[7 empty] | 0.088724 | 0.064663 | 0.23423 | 0.43547 | 0.26924 | 0.029693
[7 empty] | 0.083565 | 0.058651 | 0.25364 | 0.38298 | 0.2861 | 0.029314
[7 empty] | 0.074587 | 0.040419 | 0.25266 | 0.3432 | 0.29354 | 0.019166
[7 empty] | 0.065264 | 0.029923 | 0.22331 | 0.28991 | 0.25409 | 0.01843
[7 empty] | 0.07733 | 0.029381 | 0.24007 | 0.30815 | 0.24189 | 0.032187
[7 empty] | 0.095884 | 0.030738 | 0.26916 | 0.36855 | 0.2537 | 0.050824
[7 empty] | 0.096184 | 0.029103 | 0.26805 | 0.41176 | 0.25056 | 0.060786
[7 empty] | 0.087928 | 0.025558 | 0.26019 | 0.47362 | 0.25654 | 0.063587
[7 empty] | 0.087304 | 0.023223 | 0.27803 | 0.54351 | 0.28816 | 0.067175
[7 empty] | 0.082994 | 0.019953 | 0.28965 | 0.58116 | 0.3102 | 0.061058
[7 empty] | 0.079109 | 0.016526 | 0.29737 | 0.59658 | 0.32747 | 0.051152
[7 empty] | 0.08269 | 0.013844 | 0.31141 | 0.5939 | 0.34916 | 0.042454
[7 empty] | 0.10064 | 0.011964 | 0.32599 | 0.58692 | 0.37446 | 0.035326
[7 empty] | 0.12738 | 0.010687 | 0.36186 | 0.56279 | 0.40269 | 0.028584
[7 empty] | 0.17538 | 0.014568 | 0.46101 | 0.5602 | 0.46652 | 0.022978
[7 empty] | 0.17357 | 0.027735 | 0.49184 | 0.479 | 0.44483 | 0.019215
[7 empty] | 0.12894 | 0.037455 | 0.50279 | 0.38693 | 0.38671 | 0.027837
[7 empty] | 0.085659 | 0.044636 | 0.50761 | 0.3236 | 0.30587 | 0.070395
[7 empty] | 0.067061 | 0.045019 | 0.5103 | 0.29268 | 0.27118 | 0.12163
[7 empty] | 0.058842 | 0.044574 | 0.49809 | 0.27443 | 0.26602 | 0.15983
[7 empty] | 0.055518 | 0.044556 | 0.4722 | 0.25292 | 0.27278 | 0.17437
[7 empty] | 0.062381 | 0.043045 | 0.45162 | 0.22936 | 0.28863 | 0.16209
[7 empty] | 0.080233 | 0.040881 | 0.43352 | 0.20565 | 0.3147 | 0.12939
[7 empty] | 0.085433 | 0.040327 | 0.42017 | 0.19165 | 0.35892 | 0.11289
[7 empty] | 0.067926 | 0.038464 | 0.40833 | 0.18962 | 0.41308 | 0.10785
[7 empty] | 0.070436 | 0.036754 | 0.35432 | 0.17608 | 0.40376 | 0.087892
[7 empty] | 0.057243 | 0.017531 | 0.30934 | 0.15547 | 0.38693 | 0.057238
[7 empty] | 0.046793 | 0.0093058 | 0.25468 | 0.12062 | 0.32779 | 0.029275
[7 empty] | 0.054414 | 0.0093979 | 0.26068 | 0.11031 | 0.32587 | 0.022355
[7 empty] | 0.06832 | 0.011144 | 0.28648 | 0.10541 | 0.33997 | 0.022156
[7 empty] | 0.069172 | 0.010491 | 0.28773 | 0.092712 | 0.32869 | 0.020584
[7 empty] | 0.064829 | 0.0082247 | 0.28675 | 0.081327 | 0.32764 | 0.01921
[7 empty] | 0.067423 | 0.0076134 | 0.29911 | 0.077038 | 0.35544 | 0.024397
[7 empty] | 0.066291 | 0.0053729 | 0.29503 | 0.07156 | 0.37601 | 0.031291
[7 empty] | 0.063106 | 0.0041456 | 0.27298 | 0.064556 | 0.39179 | 0.038248
[7 empty] | 0.059206 | 0.0042886 | 0.22724 | 0.057964 | 0.40571 | 0.038796
[7 empty] | 0.054197 | 0.0055971 | 0.16608 | 0.052457 | 0.4149 | 0.03097
[7 empty] | 0.048948 | 0.0065114 | 0.10911 | 0.046279 | 0.4228 | 0.024874
[7 empty] | 0.053575 | 0.0091504 | 0.070657 | 0.040398 | 0.45447 | 0.041833
[7 empty] | 0.073797 | 0.020717 | 0.052596 | 0.025879 | 0.40792 | 0.082322
[7 empty] | 0.12292 | 0.030232 | 0.052809 | 0.018473 | 0.3292 | 0.13684
[7 empty] | 0.16803 | 0.035767 | 0.057475 | 0.032275 | 0.19834 | 0.19467
[7 empty] | 0.15083 | 0.03317 | 0.06226 | 0.067808 | 0.16157 | 0.21656
[7 empty] | 0.11794 | 0.028243 | 0.063795 | 0.115 | 0.15725 | 0.19904
[7 empty] | 0.10344 | 0.025284 | 0.066233 | 0.15485 | 0.16557 | 0.18405
[7 empty] | 0.1248 | 0.025125 | 0.070086 | 0.18272 | 0.17244 | 0.19458
[7 empty] | 0.15532 | 0.026789 | 0.078097 | 0.19294 | 0.16973 | 0.21497
[7 empty] | 0.16023 | 0.030074 | 0.089798 | 0.18367 | 0.14981 | 0.22118
[7 empty] | 0.11053 | 0.032188 | 0.10738 | 0.15619 | 0.13591 | 0.20785
[7 empty] | 0.068453 | 0.032742 | 0.11956 | 0.10933 | 0.12749 | 0.1778
[7 empty] | 0.035178 | 0.023132 | 0.11578 | 0.055734 | 0.10546 | 0.16575
[7 empty] | 0.017897 | 0.017469 | 0.10287 | 0.017816 | 0.083343 | 0.16643
[7 empty] | 0.015987 | 0.017105 | 0.12087 | 0.0080347 | 0.082005 | 0.21743
[7 empty] | 0.018263 | 0.018969 | 0.15138 | 0.0051677 | 0.086652 | 0.26632
[7 empty] | 0.020558 | 0.021132 | 0.15785 | 0.0033114 | 0.080512 | 0.27012
[7 empty] | 0.021165 | 0.023515 | 0.1582 | 0.0022715 | 0.07234 | 0.26981
[7 empty] | 0.023264 | 0.031841 | 0.17547 | 0.0028509 | 0.071591 | 0.28465
[7 empty] | 0.022396 | 0.042284 | 0.19917 | 0.0058131 | 0.071282 | 0.2976
[7 empty] | 0.018994 | 0.05528 | 0.23147 | 0.011461 | 0.071934 | 0.31344
[7 empty] | 0.013545 | 0.070751 | 0.25949 | 0.019112 | 0.075348 | 0.32153
[7 empty] | 0.0081435 | 0.085538 | 0.27096 | 0.027932 | 0.080244 | 0.3103
[7 empty] | 0.0039688 | 0.092542 | 0.28119 | 0.042111 | 0.083232 | 0.30025
[7 empty] | 0.0041973 | 0.10857 | 0.33089 | 0.087861 | 0.094688 | 0.32725
[7 empty] | 0.016259 | 0.12397 | 0.31979 | 0.1355 | 0.091885 | 0.35163
[7 empty] | 0.034604 | 0.13311 | 0.31803 | 0.1841 | 0.084773 | 0.38732
[7 empty] | 0.071958 | 0.13141 | 0.33409 | 0.21298 | 0.093926 | 0.41526
[7 empty] | 0.09868 | 0.11931 | 0.36936 | 0.22092 | 0.10766 | 0.43133
[7 empty] | 0.10189 | 0.10504 | 0.40214 | 0.2176 | 0.12502 | 0.42247
[7 empty] | 0.10101 | 0.093844 | 0.4118 | 0.21754 | 0.16505 | 0.41343
[7 empty] | 0.11398 | 0.086554 | 0.40322 | 0.23261 | 0.2281 | 0.40128
[7 empty] | 0.12354 | 0.083497 | 0.377 | 0.24248 | 0.26341 | 0.38619
[7 empty] | 0.11039 | 0.085682 | 0.34935 | 0.23312 | 0.22222 | 0.38282
[7 empty] | 0.067368 | 0.093175 | 0.3334 | 0.19338 | 0.11879 | 0.39208
[7 empty] | 0.037706 | 0.096461 | 0.30353 | 0.13297 | 0.066295 | 0.36477
[7 empty] | 0.013161 | 0.074746 | 0.2773 | 0.08932 | 0.034176 | 0.31486
[7 empty] | 0.0038934 | 0.054135 | 0.23132 | 0.068158 | 0.019139 | 0.23876
[7 empty] | 0.0020197 | 0.055557 | 0.23469 | 0.079556 | 0.01835 | 0.18729
[7 empty] | 0.0023848 | 0.062721 | 0.25263 | 0.097303 | 0.02063 | 0.14858
[7 empty] | 0.0055835 | 0.056732 | 0.24123 | 0.099699 | 0.019851 | 0.11153
[7 empty] | 0.010969 | 0.047096 | 0.23055 | 0.097078 | 0.017966 | 0.086077
[7 empty] | 0.019375 | 0.049755 | 0.24115 | 0.10346 | 0.021806 | 0.069408
[7 empty] | 0.027394 | 0.055852 | 0.24103 | 0.10411 | 0.028339 | 0.053907
[7 empty] | 0.032758 | 0.064095 | 0.22467 | 0.10366 | 0.035618 | 0.038908
[7 empty] | 0.036757 | 0.075146 | 0.19768 | 0.10961 | 0.043589 | 0.027819
[7 empty] | 0.042486 | 0.086044 | 0.16194 | 0.13065 | 0.049919 | 0.020489
[7 empty] | 0.051157 | 0.092738 | 0.12891 | 0.17148 | 0.057452 | 0.016272
[7 empty] | 0.074885 | 0.11362 | 0.10337 | 0.22913 | 0.080589 | 0.019125
[7 empty] | 0.10205 | 0.12718 | 0.078304 | 0.19756 | 0.10472 | 0.03764
[7 empty] | 0.12298 | 0.14744 | 0.066723 | 0.1392 | 0.16059 | 0.073647
[7 empty] | 0.13568 | 0.15624 | 0.063407 | 0.090935 | 0.22287 | 0.12859
[7 empty] | 0.13109 | 0.15451 | 0.063046 | 0.070861 | 0.23974 | 0.17686
[7 empty] | 0.11622 | 0.14054 | 0.066528 | 0.065867 | 0.23915 | 0.20338
[7 empty] | 0.099175 | 0.12666 | 0.067981 | 0.065322 | 0.2447 | 0.21428
[7 empty] | 0.08525 | 0.11396 | 0.067726 | 0.073172 | 0.26807 | 0.21542
[7 empty] | 0.080406 | 0.1037 | 0.066117 | 0.092807 | 0.28179 | 0.21684
[7 empty] | 0.090266 | 0.097854 | 0.061989 | 0.12 | 0.25939 | 0.22807
[7 empty] | 0.12687 | 0.096703 | 0.057466 | 0.14649 | 0.18479 | 0.26037
[7 empty] | 0.1349 | 0.091688 | 0.051117 | 0.14242 | 0.12135 | 0.284
[7 empty] | 0.11362 | 0.062939 | 0.036495 | 0.11913 | 0.093243 | 0.27694
[7 empty] | 0.081017 | 0.033255 | 0.026519 | 0.083446 | 0.072201 | 0.20137
[7 empty] | 0.069036 | 0.023 | 0.027202 | 0.072304 | 0.07888 | 0.15592
[7 empty] | 0.065109 | 0.017891 | 0.031222 | 0.071685 | 0.093016 | 0.14029
[7 empty] | 0.058097 | 0.01174 | 0.02936 | 0.065426 | 0.0868 | 0.14244
[7 empty] | 0.052726 | 0.0063234 | 0.024882 | 0.060293 | 0.077058 | 0.16863
[7 empty] | 0.056309 | 0.0052924 | 0.023611 | 0.061905 | 0.082198 | 0.21149
[7 empty] | 0.060653 | 0.0056644 | 0.021184 | 0.061723 | 0.095551 | 0.20813
[7 empty] | 0.06549 | 0.0074118 | 0.01732 | 0.061562 | 0.11259 | 0.18424
[7 empty] | 0.07079 | 0.011256 | 0.013526 | 0.062477 | 0.1274 | 0.15736
[7 empty] | 0.073038 | 0.017424 | 0.010519 | 0.062063 | 0.12643 | 0.12458
[7 empty] | 0.075348 | 0.0258 | 0.0093637 | 0.064326 | 0.12214 | 0.10718
[7 empty] | 0.090386 | 0.038223 | 0.016034 | 0.076184 | 0.14052 | 0.14267
[7 empty] | 0.10504 | 0.060339 | 0.038662 | 0.092093 | 0.14793 | 0.22599
[7 empty] | 0.11882 | 0.077866 | 0.065716 | 0.10968 | 0.17494 | 0.34718
[7 empty] | 0.13284 | 0.093947 | 0.089273 | 0.125 | 0.19097 | 0.40685
[7 empty] | 0.1412 | 0.10718 | 0.10188 | 0.1214 | 0.21014 | 0.41163
[7 empty] | 0.14251 | 0.11686 | 0.10032 | 0.10733 | 0.22123 | 0.38542
[7 empty] | 0.13739 | 0.12567 | 0.095546 | 0.096288 | 0.21575 | 0.35102
[7 empty] | 0.12793 | 0.1299 | 0.094365 | 0.09742 | 0.20323 | 0.32045
[7 empty] | 0.1097 | 0.13429 | 0.091777 | 0.10635 | 0.19337 | 0.29369
[7 empty] | 0.089952 | 0.14093 | 0.087298 | 0.11652 | 0.21264 | 0.26663
[7 empty] | 0.087022 | 0.15294 | 0.079085 | 0.12246 | 0.27729 | 0.22676
[7 empty] | 0.082794 | 0.14792 | 0.069757 | 0.1108 | 0.28185 | 0.18308
[7 empty] | 0.063156 | 0.12651 | 0.048971 | 0.082028 | 0.26851 | 0.18189
[7 empty] | 0.045136 | 0.1026 | 0.035041 | 0.048544 | 0.23349 | 0.20813
[7 empty] | 0.048468 | 0.10131 | 0.037042 | 0.037361 | 0.25362 | 0.28008
[7 empty] | 0.063563 | 0.11173 | 0.042456 | 0.035729 | 0.28691 | 0.34039
[7 empty] | 0.077045 | 0.11799 | 0.040648 | 0.034913 | 0.29381 | 0.3312
[7 empty] | 0.091773 | 0.12754 | 0.035916 | 0.034087 | 0.30548 | 0.30337
[7 empty] | 0.11768 | 0.15547 | 0.036471 | 0.035271 | 0.34208 | 0.28931
[7 empty] | 0.14217 | 0.18504 | 0.036746 | 0.034105 | 0.36778 | 0.27606
[7 empty] | 0.17369 | 0.21234 | 0.036178 | 0.032329 | 0.37411 | 0.27764
[7 empty] | 0.20771 | 0.23401 | 0.036345 | 0.033767 | 0.35623 | 0.3003
[7 empty] | 0.22574 | 0.24874 | 0.041225 | 0.042171 | 0.30946 | 0.35501
[7 empty] | 0.24176 | 0.26855 | 0.049076 | 0.056478 | 0.26537 | 0.43013
[7 empty] | 0.29937 | 0.33087 | 0.076691 | 0.079926 | 0.28114 | 0.4731
[7 empty] | 0.30348 | 0.3639 | 0.1201 | 0.075722 | 0.29476 | 0.45985
[7 empty] | 0.27041 | 0.38965 | 0.17835 | 0.05182 | 0.35327 | 0.38841
[7 empty] | 0.24064 | 0.39977 | 0.23042 | 0.042945 | 0.37829 | 0.27937
[7 empty] | 0.2282 | 0.40032 | 0.26707 | 0.043995 | 0.37618 | 0.24955
[7 empty] | 0.22186 | 0.38871 | 0.27773 | 0.048474 | 0.36572 | 0.25752
[7 empty] | 0.21416 | 0.37199 | 0.27209 | 0.050319 | 0.34166 | 0.26378
[7 empty] | 0.2071 | 0.36635 | 0.27104 | 0.046203 | 0.32235 | 0.24425
[7 empty] | 0.20897 | 0.36445 | 0.26519 | 0.040957 | 0.31906 | 0.2142
[7 empty] | 0.22773 | 0.3672 | 0.25556 | 0.042281 | 0.35857 | 0.2014
[7 empty] | 0.22904 | 0.3729 | 0.24264 | 0.060731 | 0.41495 | 0.22769
[7 empty] | 0.19852 | 0.3463 | 0.20399 | 0.083909 | 0.39208 | 0.24482
[7 empty] | 0.17081 | 0.30812 | 0.16278 | 0.069915 | 0.37409 | 0.27535
[7 empty] | 0.13632 | 0.2351 | 0.12418 | 0.029448 | 0.33119 | 0.26281
[7 empty] | 0.1411 | 0.22122 | 0.12246 | 0.013302 | 0.34677 | 0.27315
[7 empty] | 0.15679 | 0.22879 | 0.12959 | 0.0079348 | 0.37991 | 0.28109
[7 empty] | 0.15403 | 0.22464 | 0.12755 | 0.0052906 | 0.38456 | 0.25138
[7 empty] | 0.15193 | 0.23168 | 0.12272 | 0.0033863 | 0.39963 | 0.22351
[7 empty] | 0.16788 | 0.26292 | 0.12571 | 0.0037441 | 0.442 | 0.22269
[7 empty] | 0.17828 | 0.28394 | 0.1222 | 0.0042868 | 0.47608 | 0.22366
[7 empty] | 0.18845 | 0.29319 | 0.11432 | 0.0052958 | 0.48274 | 0.22415
[7 empty] | 0.19768 | 0.30506 | 0.11122 | 0.0087208 | 0.46884 | 0.2166
[7 empty] | 0.1979 | 0.32138 | 0.11845 | 0.019087 | 0.42534 | 0.2074
[7 empty] | 0.19308 | 0.36421 | 0.13199 | 0.042836 | 0.38176 | 0.22442
[7 empty] | 0.20058 | 0.4594 | 0.17548 | 0.094983 | 0.39994 | 0.27197
[7 empty] | 0.18801 | 0.4909 | 0.2086 | 0.13144 | 0.4068 | 0.25323
[7 empty] | 0.16561 | 0.51054 | 0.2391 | 0.14499 | 0.45156 | 0.22643
[7 empty] | 0.15183 | 0.51834 | 0.25576 | 0.14046 | 0.44668 | 0.20123
[7 empty] | 0.15336 | 0.51872 | 0.26485 | 0.14658 | 0.4268 | 0.20793
[7 empty] | 0.15791 | 0.50489 | 0.25993 | 0.16105 | 0.39875 | 0.22169
[7 empty] | 0.16226 | 0.48392 | 0.24656 | 0.16959 | 0.35203 | 0.2378
[7 empty] | 0.17171 | 0.46538 | 0.23487 | 0.1615 | 0.29685 | 0.24137
[7 empty] | 0.17165 | 0.44733 | 0.223 | 0.15035 | 0.25669 | 0.23172
[7 empty] | 0.15632 | 0.43991 | 0.21614 | 0.15964 | 0.27749 | 0.20828
[7 empty] | 0.12987 | 0.44242 | 0.21429 | 0.20613 | 0.36106 | 0.16932
[7 empty] | 0.10982 | 0.4099 | 0.19245 | 0.24393 | 0.35477 | 0.1326
[7 empty] | 0.095556 | 0.37083 | 0.16116 | 0.25137 | 0.33533 | 0.11854
[7 empty] | 0.091 | 0.29881 | 0.11883 | 0.18782 | 0.26765 | 0.1199
[7 empty] | 0.11048 | 0.28849 | 0.10654 | 0.15433 | 0.25399 | 0.1526
[7 empty] | 0.13462 | 0.29524 | 0.10497 | 0.14069 | 0.26155 | 0.18976
[7 empty] | 0.13657 | 0.28025 | 0.098685 | 0.13705 | 0.26143 | 0.1901
[7 empty] | 0.12858 | 0.27458 | 0.094388 | 0.14506 | 0.27424 | 0.17978
[7 empty] | 0.12804 | 0.29658 | 0.10174 | 0.17687 | 0.31329 | 0.18922
[7 empty] | 0.12942 | 0.31368 | 0.10301 | 0.20038 | 0.33589 | 0.1919
[7 empty] | 0.13098 | 0.32657 | 0.099445 | 0.2079 | 0.33994 | 0.18626
[7 empty] | 0.12725 | 0.32893 | 0.093162 | 0.20398 | 0.32532 | 0.16903
[7 empty] | 0.11753 | 0.31862 | 0.081536 | 0.18318 | 0.29529 | 0.14773
[7 empty] | 0.10363 | 0.32488 | 0.067808 | 0.17231 | 0.26967 | 0.13101
[7 empty] | 0.098128 | 0.38842 | 0.060263 | 0.19633 | 0.29801 | 0.12252
[7 empty] | 0.092919 | 0.41699 | 0.054655 | 0.20584 | 0.3159 | 0.082179
[7 empty] | 0.089606 | 0.44065 | 0.049164 | 0.23746 | 0.35892 | 0.04952
[7 empty] | 0.099436 | 0.44457 | 0.044539 | 0.26649 | 0.36784 | 0.033428
[7 empty] | 0.10802 | 0.42652 | 0.042255 | 0.29265 | 0.35983 | 0.027664
[7 empty] | 0.11049 | 0.38855 | 0.044723 | 0.30117 | 0.33225 | 0.0251
[7 empty] | 0.11291 | 0.34407 | 0.047212 | 0.29797 | 0.28101 | 0.022815
[7 empty] | 0.1196 | 0.31733 | 0.048939 | 0.28888 | 0.22049 | 0.021626
[7 empty] | 0.12505 | 0.29803 | 0.049193 | 0.27727 | 0.17616 | 0.020106
[7 empty] | 0.11918 | 0.28443 | 0.046755 | 0.27699 | 0.17812 | 0.018828
[7 empty] | 0.10611 | 0.27417 | 0.042668 | 0.29482 | 0.25447 | 0.019143
[7 empty] | 0.087932 | 0.2445 | 0.038362 | 0.28143 | 0.27164 | 0.02126
[7 empty] | 0.06568 | 0.20548 | 0.023123 | 0.2486 | 0.25633 | 0.016371
[7 empty] | 0.053482 | 0.15206 | 0.014195 | 0.17371 | 0.20143 | 0.0090852
[7 empty] | 0.058122 | 0.1423 | 0.013979 | 0.13798 | 0.19462 | 0.006776
[7 empty] | 0.072896 | 0.1447 | 0.015842 | 0.12535 | 0.20385 | 0.0070931
[7 empty] | 0.083154 | 0.13459 | 0.015458 | 0.12002 | 0.20242 | 0.0066602
[7 empty] | 0.090784 | 0.12787 | 0.013347 | 0.12315 | 0.21381 | 0.0049405
[7 empty] | 0.099849 | 0.14154 | 0.014661 | 0.13945 | 0.25145 | 0.0034181
[7 empty] | 0.10196 | 0.15705 | 0.015578 | 0.1471 | 0.2872 | 0.0020005
[7 empty] | 0.10177 | 0.1725 | 0.015407 | 0.15112 | 0.30954 | 0.0026163
[7 empty] | 0.10665 | 0.1848 | 0.013771 | 0.16116 | 0.31548 | 0.006532
[7 empty] | 0.11723 | 0.19424 | 0.011396 | 0.16512 | 0.29449 | 0.020525
[7 empty] | 0.13197 | 0.20874 | 0.011269 | 0.16325 | 0.27086 | 0.058997
[7 empty] | 0.17429 | 0.25624 | 0.022571 | 0.19951 | 0.28713 | 0.15044
[7 empty] | 0.2213 | 0.27469 | 0.061204 | 0.25413 | 0.26589 | 0.29381
[7 empty] | 0.26523 | 0.30099 | 0.12221 | 0.31891 | 0.24984 | 0.46059
[7 empty] | 0.2898 | 0.31837 | 0.19262 | 0.36608 | 0.19265 | 0.54817
[7 empty] | 0.29078 | 0.3281 | 0.24361 | 0.39387 | 0.17106 | 0.57648
[7 empty] | 0.28008 | 0.31503 | 0.2608 | 0.40056 | 0.15826 | 0.56248
[7 empty] | 0.26388 | 0.29445 | 0.263 | 0.40564 | 0.15099 | 0.55237
[7 empty] | 0.24787 | 0.27311 | 0.27528 | 0.40024 | 0.15614 | 0.58915
[7 empty] | 0.24095 | 0.24748 | 0.2834 | 0.38829 | 0.16319 | 0.63031
[7 empty] | 0.23577 | 0.22815 | 0.28275 | 0.37052 | 0.16534 | 0.64868
[7 empty] | 0.2146 | 0.22341 | 0.27544 | 0.34506 | 0.16568 | 0.64403
[7 empty] | 0.16616 | 0.20442 | 0.24467 | 0.27768 | 0.15953 | 0.58326
[7 empty] | 0.13204 | 0.16612 | 0.20391 | 0.20442 | 0.13809 | 0.49831
[7 empty] | 0.098453 | 0.10954 | 0.15709 | 0.11935 | 0.1076 | 0.39548
[7 empty] | 0.092945 | 0.083895 | 0.15076 | 0.077017 | 0.1099 | 0.34446
[7 empty] | 0.093523 | 0.069892 | 0.15825 | 0.057199 | 0.13035 | 0.32219
[7 empty] | 0.090224 | 0.053582 | 0.15497 | 0.044748 | 0.14621 | 0.29093
[7 empty] | 0.087198 | 0.0394 | 0.1661 | 0.035478 | 0.17444 | 0.2765
[7 empty] | 0.093334 | 0.035105 | 0.19823 | 0.031161 | 0.22806 | 0.28905
[7 empty] | 0.099243 | 0.031352 | 0.20863 | 0.026446 | 0.27369 | 0.30423
[7 empty] | 0.10359 | 0.028734 | 0.19979 | 0.02297 | 0.29787 | 0.32569
[7 empty] | 0.10652 | 0.028248 | 0.1912 | 0.023264 | 0.3029 | 0.36502
[7 empty] | 0.10883 | 0.027849 | 0.19191 | 0.028343 | 0.28067 | 0.41922
[7 empty] | 0.10789 | 0.024882 | 0.20291 | 0.039912 | 0.25712 | 0.49496
[7 empty] | 0.11659 | 0.025603 | 0.24557 | 0.064914 | 0.27602 | 0.56823
[7 empty] | 0.11393 | 0.032872 | 0.23297 | 0.076474 | 0.27089 | 0.49204
[7 empty] | 0.10248 | 0.037811 | 0.22495 | 0.082566 | 0.29201 | 0.32456
[7 empty] | 0.10352 | 0.039925 | 0.21983 | 0.11791 | 0.26691 | 0.20117
[7 empty] | 0.10388 | 0.040092 | 0.22725 | 0.20428 | 0.24436 | 0.17633
[7 empty] | 0.10514 | 0.042356 | 0.23441 | 0.272 | 0.22346 | 0.18654
[7 empty] | 0.11138 | 0.042659 | 0.24499 | 0.28073 | 0.20356 | 0.21545
[7 empty] | 0.12971 | 0.046157 | 0.25618 | 0.27221 | 0.14878 | 0.21665
[7 empty] | 0.14816 | 0.051076 | 0.26548 | 0.23255 | 0.096876 | 0.20865
[7 empty] | 0.14034 | 0.060006 | 0.27762 | 0.19701 | 0.085716 | 0.20763
[7 empty] | 0.1022 | 0.06784 | 0.30266 | 0.18164 | 0.13624 | 0.22057
[7 empty] | 0.087192 | 0.067664 | 0.29501 | 0.14761 | 0.15319 | 0.22946
[7 empty] | 0.076584 | 0.048411 | 0.29126 | 0.10349 | 0.14745 | 0.24117
[7 empty] | 0.078691 | 0.04352 | 0.28965 | 0.056378 | 0.12281 | 0.26801
[7 empty] | 0.098241 | 0.049552 | 0.31507 | 0.035977 | 0.12496 | 0.31871
[7 empty] | 0.11967 | 0.056804 | 0.34403 | 0.028269 | 0.13277 | 0.36566
[7 empty] | 0.11757 | 0.051951 | 0.32391 | 0.023835 | 0.12251 | 0.38237
[7 empty] | 0.10802 | 0.043827 | 0.29825 | 0.021597 | 0.11728 | 0.40057
[7 empty] | 0.10194 | 0.042848 | 0.29788 | 0.023309 | 0.13174 | 0.4435
[7 empty] | 0.092036 | 0.045794 | 0.29185 | 0.02112 | 0.14187 | 0.47244
[7 empty] | 0.078152 | 0.051519 | 0.26663 | 0.016763 | 0.14638 | 0.4896
[7 empty] | 0.062954 | 0.055798 | 0.22372 | 0.011697 | 0.13887 | 0.5094
[7 empty] | 0.049097 | 0.053724 | 0.16584 | 0.010079 | 0.12041 | 0.54826
[7 empty] | 0.039833 | 0.04657 | 0.1128 | 0.013028 | 0.10006 | 0.58135
[7 empty] | 0.035339 | 0.037895 | 0.07203 | 0.027598 | 0.09927 | 0.61343
[7 empty] | 0.037588 | 0.03674 | 0.047029 | 0.07256 | 0.10634 | 0.52259
[7 empty] | 0.04643 | 0.040411 | 0.031514 | 0.14299 | 0.15303 | 0.33045
[7 empty] | 0.065082 | 0.039777 | 0.029635 | 0.20783 | 0.22563 | 0.21612
[7 empty] | 0.082318 | 0.033876 | 0.033149 | 0.22922 | 0.25268 | 0.19503
[7 empty] | 0.090884 | 0.027756 | 0.038777 | 0.21497 | 0.24365 | 0.19808
[7 empty] | 0.11332 | 0.02342 | 0.042967 | 0.20451 | 0.23679 | 0.206
[7 empty] | 0.15688 | 0.02042 | 0.046122 | 0.20324 | 0.22917 | 0.19978
[7 empty] | 0.19621 | 0.018128 | 0.047619 | 0.20719 | 0.21437 | 0.18803
[7 empty] | 0.20277 | 0.016672 | 0.047672 | 0.21158 | 0.19885 | 0.19308
[7 empty] | 0.16719 | 0.013824 | 0.048175 | 0.21556 | 0.15892 | 0.21668
[7 empty] | 0.10101 | 0.011192 | 0.043497 | 0.19718 | 0.10406 | 0.23461
[7 empty] | 0.067585 | 0.0043972 | 0.026254 | 0.17742 | 0.07583 | 0.24934
[7 empty] | 0.053287 | 0.0027507 | 0.019359 | 0.1614 | 0.067623 | 0.26312
[7 empty] | 0.061998 | 0.0033869 | 0.020686 | 0.16101 | 0.085785 | 0.28805
[7 empty] | 0.075694 | 0.0054642 | 0.024373 | 0.17348 | 0.11741 | 0.30286
[7 empty] | 0.076702 | 0.0068194 | 0.027785 | 0.18061 | 0.14 | 0.27523
[7 empty] | 0.077412 | 0.0072718 | 0.040001 | 0.19244 | 0.16481 | 0.254
[7 empty] | 0.095209 | 0.011928 | 0.063877 | 0.21792 | 0.22401 | 0.25776
[7 empty] | 0.11912 | 0.019909 | 0.070389 | 0.20323 | 0.28521 | 0.25147
[7 empty] | 0.13957 | 0.030416 | 0.074847 | 0.17884 | 0.32941 | 0.23967
[7 empty] | 0.14167 | 0.040534 | 0.088989 | 0.16768 | 0.32991 | 0.22001
[7 empty] | 0.11313 | 0.047463 | 0.098932 | 0.16998 | 0.28408 | 0.19006
[7 empty] | 0.083335 | 0.049916 | 0.10025 | 0.19026 | 0.21739 | 0.15611
[7 empty] | 0.068939 | 0.05024 | 0.11784 | 0.25539 | 0.1948 | 0.12705
[7 empty] | 0.074928 | 0.055811 | 0.12536 | 0.3209 | 0.17208 | 0.097304
[7 empty] | 0.10989 | 0.066364 | 0.12904 | 0.35063 | 0.16213 | 0.069165
[7 empty] | 0.1916 | 0.070648 | 0.14145 | 0.35437 | 0.14828 | 0.063758
[7 empty] | 0.249 | 0.064661 | 0.16216 | 0.35226 | 0.1499 | 0.060743
[7 empty] | 0.26004 | 0.056019 | 0.17965 | 0.33703 | 0.13985 | 0.052794
[7 empty] | 0.25212 | 0.048437 | 0.1977 | 0.33449 | 0.12444 | 0.046238
[7 empty] | 0.20972 | 0.045897 | 0.20986 | 0.34514 | 0.095941 | 0.044475
[7 empty] | 0.16635 | 0.043721 | 0.21997 | 0.36651 | 0.078246 | 0.044517
[7 empty] | 0.15668 | 0.040365 | 0.24081 | 0.38393 | 0.079539 | 0.042231
[7 empty] | 0.18857 | 0.035092 | 0.26965 | 0.37863 | 0.11841 | 0.032503
[7 empty] | 0.17709 | 0.031069 | 0.27074 | 0.32681 | 0.14072 | 0.024523
[7 empty] | 0.14057 | 0.022174 | 0.26988 | 0.27151 | 0.14236 | 0.014083
[7 empty] | 0.10226 | 0.029229 | 0.24902 | 0.21982 | 0.14667 | 0.010926
[7 empty] | 0.091709 | 0.052894 | 0.2692 | 0.20653 | 0.18653 | 0.013443
[7 empty] | 0.097654 | 0.085973 | 0.30843 | 0.22187 | 0.23628 | 0.017823
[7 empty] | 0.10886 | 0.094617 | 0.32163 | 0.21138 | 0.2405 | 0.018726
[7 empty] | 0.12764 | 0.090527 | 0.35621 | 0.20495 | 0.24312 | 0.019478
[7 empty] | 0.16419 | 0.098757 | 0.42559 | 0.2115 | 0.27243 | 0.025215
[7 empty] | 0.18426 | 0.11189 | 0.46947 | 0.20241 | 0.28576 | 0.030806
[7 empty] | 0.18487 | 0.1252 | 0.49774 | 0.18648 | 0.27688 | 0.035364
[7 empty] | 0.16142 | 0.13592 | 0.50903 | 0.18029 | 0.23781 | 0.040662
[7 empty] | 0.1214 | 0.13971 | 0.50542 | 0.1966 | 0.176 | 0.047202
[7 empty] | 0.089897 | 0.13843 | 0.50559 | 0.25921 | 0.12246 | 0.055674
[7 empty] | 0.080588 | 0.15714 | 0.56129 | 0.38257 | 0.10321 | 0.071131
[7 empty] | 0.066122 | 0.16296 | 0.57548 | 0.51965 | 0.08966 | 0.092912
[7 empty] | 0.045098 | 0.16466 | 0.54423 | 0.58903 | 0.11057 | 0.12386
[7 empty] | 0.035868 | 0.16416 | 0.53181 | 0.62206 | 0.16963 | 0.15625
[7 empty] | 0.03006 | 0.15977 | 0.54285 | 0.64543 | 0.21248 | 0.1732
[7 empty] | 0.028196 | 0.13831 | 0.53909 | 0.64242 | 0.24177 | 0.17501
[7 empty] | 0.027545 | 0.11674 | 0.53549 | 0.64017 | 0.28751 | 0.19127
[7 empty] | 0.024602 | 0.10127 | 0.52399 | 0.63682 | 0.30682 | 0.23179
[7 empty] | 0.027943 | 0.086059 | 0.50646 | 0.63495 | 0.29107 | 0.28876
[7 empty] | 0.030769 | 0.071653 | 0.49201 | 0.62453 | 0.22988 | 0.35267
[7 empty] | 0.029487 | 0.064874 | 0.48784 | 0.60088 | 0.11601 | 0.41757
[7 empty] | 0.03804 | 0.057443 | 0.45218 | 0.57647 | 0.053832 | 0.4402
[7 empty] | 0.032544 | 0.047325 | 0.42667 | 0.56832 | 0.033135 | 0.47122
[7 empty] | 0.027135 | 0.047141 | 0.38202 | 0.51302 | 0.030284 | 0.4853
[7 empty] | 0.02819 | 0.063912 | 0.37618 | 0.44743 | 0.042703 | 0.50612
[7 empty] | 0.032913 | 0.087861 | 0.38713 | 0.36981 | 0.062689 | 0.5267
[7 empty] | 0.034069 | 0.094835 | 0.36653 | 0.3101 | 0.068524 | 0.51046
[7 empty] | 0.034953 | 0.095222 | 0.35636 | 0.28067 | 0.071711 | 0.50656
[7 empty] | 0.040786 | 0.10731 | 0.3829 | 0.29708 | 0.087783 | 0.52524
[7 empty] | 0.048613 | 0.11787 | 0.40381 | 0.31155 | 0.10682 | 0.53633
[7 empty] | 0.060316 | 0.12583 | 0.41167 | 0.33082 | 0.11984 | 0.54958
[7 empty] | 0.073381 | 0.13212 | 0.40533 | 0.35991 | 0.11613 | 0.56494
[7 empty] | 0.077446 | 0.13519 | 0.38103 | 0.39542 | 0.090002 | 0.5883
[7 empty] | 0.073831 | 0.13717 | 0.34833 | 0.45084 | 0.063123 | 0.62263
[7 empty] | 0.078057 | 0.15567 | 0.34067 | 0.56374 | 0.05344 | 0.65784
[7 empty] | 0.067642 | 0.1565 | 0.31063 | 0.64868 | 0.067543 | 0.64313
[7 empty] | 0.057072 | 0.15437 | 0.27304 | 0.68296 | 0.12316 | 0.62809
[7 empty] | 0.058157 | 0.15264 | 0.24708 | 0.68863 | 0.22313 | 0.63802
[7 empty] | 0.062275 | 0.15157 | 0.23478 | 0.68691 | 0.26595 | 0.63179
[7 empty] | 0.064872 | 0.13888 | 0.21444 | 0.66539 | 0.24402 | 0.6017
[7 empty] | 0.074849 | 0.1221 | 0.19084 | 0.64249 | 0.22495 | 0.56449
[7 empty] | 0.096251 | 0.11007 | 0.16653 | 0.61711 | 0.2187 | 0.56598
[7 empty] | 0.12238 | 0.10011 | 0.14172 | 0.59421 | 0.21355 | 0.56196
[7 empty] | 0.12213 | 0.092515 | 0.12464 | 0.56433 | 0.19021 | 0.55309
[7 empty] | 0.103 | 0.094591 | 0.11196 | 0.51945 | 0.14082 | 0.52641
[7 empty] | 0.091408 | 0.086835 | 0.096613 | 0.41403 | 0.10477 | 0.49485
[7 empty] | 0.080098 | 0.069724 | 0.070876 | 0.3264 | 0.078302 | 0.49085
[7 empty] | 0.064985 | 0.061593 | 0.055253 | 0.26576 | 0.067811 | 0.50231
[7 empty] | 0.071722 | 0.074014 | 0.049088 | 0.24692 | 0.070402 | 0.53669
[7 empty] | 0.08212 | 0.096491 | 0.044259 | 0.23979 | 0.076517 | 0.52015
[7 empty] | 0.072824 | 0.11057 | 0.033852 | 0.20677 | 0.07356 | 0.47048
[7 empty] | 0.059898 | 0.12176 | 0.024202 | 0.17824 | 0.068346 | 0.43497
[7 empty] | 0.060597 | 0.14415 | 0.019931 | 0.16905 | 0.070365 | 0.41938
[7 empty] | 0.064457 | 0.1541 | 0.017418 | 0.16023 | 0.067625 | 0.40714
[7 empty] | 0.071557 | 0.15016 | 0.017697 | 0.15328 | 0.062475 | 0.41181
[7 empty] | 0.080647 | 0.14139 | 0.01886 | 0.14658 | 0.055541 | 0.43024
[7 empty] | 0.086944 | 0.13251 | 0.020063 | 0.14579 | 0.04623 | 0.46726
[7 empty] | 0.08984 | 0.12374 | 0.021208 | 0.15553 | 0.038556 | 0.50899
[7 empty] | 0.10346 | 0.13476 | 0.024622 | 0.17878 | 0.038419 | 0.55551
[7 empty] | 0.10034 | 0.13552 | 0.031217 | 0.19679 | 0.052516 | 0.58923
[7 empty] | 0.094066 | 0.1407 | 0.044976 | 0.19334 | 0.098904 | 0.63268
[7 empty] | 0.09365 | 0.14852 | 0.054233 | 0.17397 | 0.18384 | 0.66407
[7 empty] | 0.10154 | 0.14872 | 0.059255 | 0.15982 | 0.23148 | 0.67911
[7 empty] | 0.10219 | 0.13496 | 0.062563 | 0.14076 | 0.2416 | 0.66409
[7 empty] | 0.10285 | 0.11757 | 0.066249 | 0.12637 | 0.25194 | 0.65208
[7 empty] | 0.10908 | 0.10642 | 0.072575 | 0.11573 | 0.2589 | 0.65086
[7 empty] | 0.12897 | 0.094477 | 0.075817 | 0.10791 | 0.24941 | 0.62957
[7 empty] | 0.16899 | 0.086011 | 0.078415 | 0.10238 | 0.21156 | 0.59373
[7 empty] | 0.22703 | 0.084736 | 0.087052 | 0.094461 | 0.14581 | 0.50684
[7 empty] | 0.22543 | 0.075816 | 0.08363 | 0.081273 | 0.091268 | 0.42701
[7 empty] | 0.20407 | 0.061757 | 0.065368 | 0.065396 | 0.052464 | 0.37762
[7 empty] | 0.166 | 0.051436 | 0.050768 | 0.063946 | 0.03438 | 0.37634
[7 empty] | 0.15576 | 0.054678 | 0.049888 | 0.074162 | 0.028289 | 0.34445
[7 empty] | 0.15418 | 0.062213 | 0.052765 | 0.089886 | 0.024592 | 0.30497
[7 empty] | 0.14387 | 0.061379 | 0.05079 | 0.092096 | 0.020755 | 0.25907
[7 empty] | 0.13837 | 0.060112 | 0.049654 | 0.09278 | 0.0198 | 0.20876
[7 empty] | 0.15333 | 0.07059 | 0.056622 | 0.10657 | 0.024373 | 0.19437
[7 empty] | 0.16508 | 0.080451 | 0.061291 | 0.12742 | 0.031512 | 0.18906
[7 empty] | 0.17047 | 0.085127 | 0.06413 | 0.15589 | 0.039477 | 0.19341
[7 empty] | 0.16885 | 0.086809 | 0.06505 | 0.17932 | 0.043155 | 0.20006
[7 empty] | 0.16162 | 0.08576 | 0.066826 | 0.19316 | 0.041344 | 0.21687
[7 empty] | 0.15645 | 0.081726 | 0.068476 | 0.20345 | 0.037148 | 0.25787
[7 empty] | 0.17963 | 0.077528 | 0.075503 | 0.22909 | 0.037015 | 0.3484
[7 empty] | 0.21907 | 0.071566 | 0.082451 | 0.24747 | 0.048443 | 0.4199
[7 empty] | 0.25101 | 0.068563 | 0.090142 | 0.25121 | 0.068584 | 0.47262
[7 empty] | 0.27087 | 0.063654 | 0.091215 | 0.25725 | 0.10443 | 0.50039
[7 empty] | 0.27409 | 0.055064 | 0.082946 | 0.27822 | 0.13543 | 0.50693
[7 empty] | 0.24245 | 0.048688 | 0.074589 | 0.28819 | 0.14292 | 0.49564
[7 empty] | 0.21211 | 0.042648 | 0.068409 | 0.28519 | 0.13952 | 0.48428
[7 empty] | 0.18148 | 0.038222 | 0.063013 | 0.25346 | 0.13175 | 0.47239
[7 empty] | 0.16539 | 0.033781 | 0.056619 | 0.21588 | 0.12361 | 0.45605
[7 empty] | 0.16902 | 0.029204 | 0.050159 | 0.20102 | 0.11987 | 0.44183
[7 empty] | 0.2066 | 0.023677 | 0.046838 | 0.21815 | 0.11845 | 0.41623
[7 empty] | 0.21351 | 0.018052 | 0.039482 | 0.234 | 0.10969 | 0.35234
[7 empty] | 0.19665 | 0.0093322 | 0.02293 | 0.25302 | 0.088435 | 0.30739
[7 empty] | 0.17829 | 0.010284 | 0.015127 | 0.24319 | 0.074467 | 0.24497
[7 empty] | 0.18151 | 0.016911 | 0.013444 | 0.23961 | 0.074716 | 0.21207
[7 empty] | 0.18613 | 0.026346 | 0.013923 | 0.23577 | 0.07771 | 0.18746
[7 empty] | 0.16543 | 0.028388 | 0.013283 | 0.2086 | 0.074352 | 0.15211
[7 empty] | 0.14783 | 0.027325 | 0.01295 | 0.18789 | 0.07108 | 0.1291
[7 empty] | 0.15012 | 0.030436 | 0.017117 | 0.18809 | 0.073278 | 0.12874
[7 empty] | 0.15736 | 0.03266 | 0.021022 | 0.19102 | 0.070678 | 0.12358
[7 empty] | 0.16943 | 0.035497 | 0.025825 | 0.19419 | 0.066971 | 0.12049
[7 empty] | 0.18638 | 0.036964 | 0.033994 | 0.20197 | 0.066116 | 0.12094
[7 empty] | 0.20711 | 0.03749 | 0.047899 | 0.21561 | 0.070849 | 0.12504
[7 empty] | 0.23306 | 0.036768 | 0.065645 | 0.23178 | 0.08055 | 0.13355
[7 empty] | 0.28449 | 0.03503 | 0.098647 | 0.26437 | 0.093511 | 0.16274
[7 empty] | 0.31425 | 0.037995 | 0.11808 | 0.23186 | 0.098121 | 0.17291
[7 empty] | 0.31509 | 0.045602 | 0.13233 | 0.16672 | 0.089134 | 0.18792
[7 empty] | 0.30556 | 0.04951 | 0.1496 | 0.12206 | 0.079575 | 0.2044
[7 empty] | 0.29658 | 0.047505 | 0.17261 | 0.10489 | 0.078151 | 0.21367
[7 empty] | 0.27258 | 0.043508 | 0.1833 | 0.10368 | 0.079182 | 0.20696
[7 empty] | 0.26016 | 0.038 | 0.19374 | 0.11758 | 0.079815 | 0.20017
[7 empty] | 0.23829 | 0.032801 | 0.205 | 0.13376 | 0.075717 | 0.19386
[7 empty] | 0.2272 | 0.027624 | 0.21439 | 0.14695 | 0.072068 | 0.18548
[7 empty] | 0.23218 | 0.023289 | 0.23298 | 0.14915 | 0.068762 | 0.18353
[7 empty] | 0.24474 | 0.015616 | 0.25782 | 0.14013 | 0.071654 | 0.19101
[7 empty] | 0.24684 | 0.011211 | 0.25033 | 0.11151 | 0.078673 | 0.16913
[7 empty] | 0.22956 | 0.0046137 | 0.23948 | 0.088715 | 0.069691 | 0.1443
[7 empty] | 0.20987 | 0.0034526 | 0.20874 | 0.089111 | 0.060453 | 0.1097
[7 empty] | 0.21571 | 0.0044095 | 0.2026 | 0.10784 | 0.064479 | 0.10057
[7 empty] | 0.23331 | 0.0060249 | 0.20208 | 0.12815 | 0.07594 | 0.11023
[7 empty] | 0.23004 | 0.0066568 | 0.18224 | 0.12856 | 0.077838 | 0.10011
[7 empty] | 0.23436 | 0.0080619 | 0.1658 | 0.12792 | 0.078327 | 0.088993
[7 empty] | 0.26283 | 0.012136 | 0.16666 | 0.14733 | 0.089593 | 0.091161
[7 empty] | 0.27885 | 0.016638 | 0.16012 | 0.17304 | 0.094811 | 0.091175
[7 empty] | 0.28943 | 0.020883 | 0.14386 | 0.20969 | 0.097679 | 0.089942
[7 empty] | 0.29468 | 0.026108 | 0.13193 | 0.26278 | 0.097617 | 0.087534
[7 empty] | 0.29304 | 0.031858 | 0.12358 | 0.33281 | 0.095171 | 0.084501
[7 empty] | 0.2953 | 0.038539 | 0.11693 | 0.40492 | 0.099298 | 0.082434
[7 empty] | 0.34607 | 0.04739 | 0.12683 | 0.49507 | 0.14238 | 0.098489
[7 empty] | 0.37439 | 0.067717 | 0.11955 | 0.49576 | 0.18513 | 0.13283
[7 empty] | 0.37728 | 0.089945 | 0.11269 | 0.39563 | 0.20264 | 0.21072
[7 empty] | 0.35859 | 0.11037 | 0.12036 | 0.26996 | 0.19993 | 0.29344
[7 empty] | 0.32979 | 0.13353 | 0.13947 | 0.20639 | 0.16884 | 0.34175
[7 empty] | 0.28738 | 0.15706 | 0.1606 | 0.18092 | 0.12135 | 0.35496
[7 empty] | 0.26197 | 0.18161 | 0.17791 | 0.16681 | 0.099107 | 0.36449
[7 empty] | 0.24724 | 0.20858 | 0.19584 | 0.13652 | 0.089441 | 0.3791
[7 empty] | 0.24273 | 0.23812 | 0.20567 | 0.1074 | 0.085333 | 0.38182
[7 empty] | 0.23889 | 0.26725 | 0.21386 | 0.099403 | 0.080698 | 0.36469
[7 empty] | 0.21183 | 0.29122 | 0.23045 | 0.1188 | 0.073064 | 0.32501
[7 empty] | 0.15267 | 0.27939 | 0.21104 | 0.13976 | 0.064685 | 0.2372
[7 empty] | 0.11141 | 0.27768 | 0.19901 | 0.13668 | 0.051794 | 0.16686
[7 empty] | 0.083852 | 0.27357 | 0.17501 | 0.11686 | 0.041555 | 0.12762
[7 empty] | 0.082935 | 0.30214 | 0.18253 | 0.1068 | 0.044974 | 0.12119
[7 empty] | 0.08785 | 0.34066 | 0.19598 | 0.1048 | 0.055239 | 0.12299
[7 empty] | 0.080945 | 0.34341 | 0.18865 | 0.10017 | 0.057867 | 0.10872
[7 empty] | 0.074142 | 0.34482 | 0.18154 | 0.10233 | 0.06007 | 0.096755
[7 empty] | 0.07641 | 0.37815 | 0.19065 | 0.1173 | 0.068499 | 0.095632
[7 empty] | 0.078552 | 0.39689 | 0.18695 | 0.13289 | 0.075108 | 0.093867
[7 empty] | 0.084742 | 0.40273 | 0.17172 | 0.14444 | 0.082964 | 0.085265
[7 empty] | 0.097364 | 0.39166 | 0.1541 | 0.15617 | 0.095046 | 0.07027
[7 empty] | 0.11334 | 0.37012 | 0.13628 | 0.17141 | 0.10641 | 0.049215
[7 empty] | 0.13351 | 0.34183 | 0.1158 | 0.18537 | 0.11976 | 0.032666
[7 empty] | 0.17562 | 0.34348 | 0.10827 | 0.19805 | 0.14931 | 0.024847
[7 empty] | 0.20442 | 0.28155 | 0.098508 | 0.14467 | 0.17366 | 0.031319
[7 empty] | 0.22318 | 0.20009 | 0.10056 | 0.080079 | 0.17171 | 0.055693
[7 empty] | 0.24134 | 0.14081 | 0.11603 | 0.049859 | 0.16182 | 0.10496
[7 empty] | 0.2695 | 0.10363 | 0.13926 | 0.03837 | 0.15748 | 0.13385
[7 empty] | 0.29166 | 0.080669 | 0.16053 | 0.038435 | 0.14483 | 0.12759
[7 empty] | 0.32429 | 0.065212 | 0.17785 | 0.042383 | 0.13985 | 0.11771
[7 empty] | 0.34677 | 0.056689 | 0.19919 | 0.044206 | 0.1327 | 0.12079
[7 empty] | 0.35848 | 0.051303 | 0.21284 | 0.046076 | 0.12398 | 0.13115
[7 empty] | 0.3658 | 0.048817 | 0.22703 | 0.051915 | 0.12161 | 0.13485
[7 empty] | 0.34945 | 0.048833 | 0.24207 | 0.061702 | 0.12476 | 0.12457
[7 empty] | 0.26651 | 0.046653 | 0.2139 | 0.065814 | 0.11183 | 0.097628
[7 empty] | 0.20164 | 0.036569 | 0.1909 | 0.05363 | 0.09094 | 0.067025
[7 empty] | 0.15589 | 0.038625 | 0.16058 | 0.044471 | 0.076694 | 0.049613
[7 empty] | 0.15545 | 0.054395 | 0.16003 | 0.045405 | 0.075799 | 0.04968
[7 empty] | 0.16936 | 0.081828 | 0.17007 | 0.051197 | 0.077133 | 0.058547
[7 empty] | 0.17217 | 0.10191 | 0.1611 | 0.053066 | 0.068178 | 0.063747
[7 empty] | 0.17737 | 0.11702 | 0.1532 | 0.055202 | 0.059624 | 0.06588
[7 empty] | 0.20189 | 0.14641 | 0.1595 | 0.063 | 0.057208 | 0.069595
[7 empty] | 0.21201 | 0.18621 | 0.15612 | 0.070009 | 0.053704 | 0.060413
[7 empty] | 0.21268 | 0.22341 | 0.14228 | 0.07527 | 0.048916 | 0.044123
[7 empty] | 0.21209 | 0.25144 | 0.12673 | 0.077322 | 0.046404 | 0.027983
[7 empty] | 0.21203 | 0.26618 | 0.11034 | 0.075562 | 0.049508 | 0.017341
[7 empty] | 0.22085 | 0.26374 | 0.09786 | 0.069472 | 0.062016 | 0.012207
[7 empty] | 0.26284 | 0.27327 | 0.10137 | 0.060023 | 0.086085 | 0.012384
[7 empty] | 0.29177 | 0.26528 | 0.10573 | 0.04872 | 0.10071 | 0.021003
[7 empty] | 0.30378 | 0.22512 | 0.11291 | 0.040261 | 0.10072 | 0.03527
[7 empty] | 0.3088 | 0.19004 | 0.12408 | 0.038978 | 0.084196 | 0.055599
[7 empty] | 0.30876 | 0.16767 | 0.12859 | 0.045605 | 0.076154 | 0.070182
[7 empty] | 0.30533 | 0.15728 | 0.12227 | 0.058243 | 0.073769 | 0.070213
[7 empty] | 0.30665 | 0.15682 | 0.11686 | 0.07548 | 0.077511 | 0.067077
[7 empty] | 0.30911 | 0.16537 | 0.11569 | 0.09962 | 0.090198 | 0.066663
[7 empty] | 0.31023 | 0.17981 | 0.11687 | 0.13257 | 0.10457 | 0.068814
[7 empty] | 0.30118 | 0.20658 | 0.12424 | 0.16525 | 0.12797 | 0.069624
[7 empty] | 0.27678 | 0.25584 | 0.14852 | 0.18112 | 0.16022 | 0.06412
[7 empty] | 0.23097 | 0.27765 | 0.15471 | 0.15828 | 0.14933 | 0.051703
[7 empty] | 0.18483 | 0.30019 | 0.15618 | 0.12942 | 0.13805 | 0.032905
[7 empty] | 0.16949 | 0.29979 | 0.14905 | 0.10742 | 0.12762 | 0.029652
[7 empty] | 0.18349 | 0.33098 | 0.17135 | 0.11359 | 0.14423 | 0.036019
[7 empty] | 0.20225 | 0.36974 | 0.20911 | 0.13315 | 0.16799 | 0.045337
[7 empty] | 0.18933 | 0.35983 | 0.22515 | 0.14296 | 0.16339 | 0.048514
[7 empty] | 0.1708 | 0.35206 | 0.24608 | 0.15405 | 0.15632 | 0.050091
[7 empty] | 0.1651 | 0.39153 | 0.29963 | 0.17974 | 0.17187 | 0.056443
[7 empty] | 0.15887 | 0.42789 | 0.33143 | 0.20029 | 0.18631 | 0.059846
[7 empty] | 0.15244 | 0.46554 | 0.34922 | 0.22039 | 0.20319 | 0.060426
[7 empty] | 0.14308 | 0.48948 | 0.35275 | 0.2506 | 0.22665 | 0.062683
[7 empty] | 0.13352 | 0.49671 | 0.34557 | 0.29223 | 0.24881 | 0.067206
[7 empty] | 0.12558 | 0.4929 | 0.33851 | 0.33889 | 0.2877 | 0.073299
[7 empty] | 0.13468 | 0.53799 | 0.36837 | 0.41578 | 0.38743 | 0.079596
[7 empty] | 0.14139 | 0.50898 | 0.36439 | 0.47694 | 0.46832 | 0.076117
[7 empty] | 0.15505 | 0.43381 | 0.33057 | 0.48928 | 0.49737 | 0.067292
[7 empty] | 0.16996 | 0.38693 | 0.30725 | 0.47556 | 0.51665 | 0.059536
[7 empty] | 0.16903 | 0.37342 | 0.30426 | 0.48877 | 0.54035 | 0.053254
[7 empty] | 0.15494 | 0.34858 | 0.28837 | 0.48767 | 0.5411 | 0.048819
[7 empty] | 0.15313 | 0.32565 | 0.27425 | 0.4829 | 0.55273 | 0.047474
[7 empty] | 0.16211 | 0.29936 | 0.26183 | 0.4572 | 0.55604 | 0.048668
[7 empty] | 0.17406 | 0.27848 | 0.24434 | 0.43286 | 0.55636 | 0.052642
[7 empty] | 0.17839 | 0.27294 | 0.22768 | 0.44071 | 0.55997 | 0.054459
[7 empty] | 0.15763 | 0.29215 | 0.20832 | 0.49528 | 0.55235 | 0.055484
[7 empty] | 0.1196 | 0.30447 | 0.17859 | 0.51774 | 0.50422 | 0.062349
[7 empty] | 0.088355 | 0.29881 | 0.1453 | 0.55333 | 0.44915 | 0.061338
[7 empty] | 0.064508 | 0.26589 | 0.12624 | 0.51463 | 0.37552 | 0.052422
[7 empty] | 0.064608 | 0.25187 | 0.1263 | 0.4783 | 0.34157 | 0.039972
[7 empty] | 0.073931 | 0.24338 | 0.13201 | 0.44534 | 0.32157 | 0.034123
[7 empty] | 0.075828 | 0.21794 | 0.11513 | 0.39516 | 0.27922 | 0.029247
[7 empty] | 0.079956 | 0.20026 | 0.094147 | 0.37075 | 0.24638 | 0.025962
[7 empty] | 0.095746 | 0.20017 | 0.085742 | 0.3888 | 0.23811 | 0.030786
[7 empty] | 0.10631 | 0.19201 | 0.079189 | 0.39621 | 0.22588 | 0.036374
[7 empty] | 0.11197 | 0.17922 | 0.07361 | 0.39849 | 0.21175 | 0.040351
[7 empty] | 0.11453 | 0.15651 | 0.068399 | 0.40929 | 0.2025 | 0.040244
[7 empty] | 0.11435 | 0.13428 | 0.056647 | 0.43354 | 0.19727 | 0.036593
[7 empty] | 0.11375 | 0.11132 | 0.039445 | 0.47175 | 0.20032 | 0.034732
[7 empty] | 0.12549 | 0.083747 | 0.020796 | 0.53261 | 0.23932 | 0.040487
[7 empty] | 0.1192 | 0.052802 | 0.015697 | 0.52264 | 0.26332 | 0.051374
[7 empty] | 0.11361 | 0.038728 | 0.0169 | 0.45471 | 0.27473 | 0.070497
[7 empty] | 0.1087 | 0.042408 | 0.021671 | 0.37122 | 0.27553 | 0.086958
[7 empty] | 0.10242 | 0.057126 | 0.029691 | 0.30906 | 0.28788 | 0.093564
[7 empty] | 0.095847 | 0.074745 | 0.039096 | 0.25479 | 0.28611 | 0.09281
[7 empty] | 0.093592 | 0.090013 | 0.047787 | 0.20287 | 0.30324 | 0.09205
[7 empty] | 0.090826 | 0.10621 | 0.056078 | 0.14811 | 0.32613 | 0.095291
[7 empty] | 0.088495 | 0.11706 | 0.063656 | 0.10603 | 0.35195 | 0.10089
[7 empty] | 0.085926 | 0.12383 | 0.070668 | 0.085955 | 0.3899 | 0.10528
[7 empty] | 0.080186 | 0.13327 | 0.079414 | 0.086556 | 0.40093 | 0.10487
[7 empty] | 0.065632 | 0.12434 | 0.079561 | 0.087508 | 0.32616 | 0.092691
[7 empty] | 0.047501 | 0.10877 | 0.069153 | 0.079888 | 0.28705 | 0.085359
[7 empty] | 0.035154 | 0.096451 | 0.070397 | 0.07241 | 0.24601 | 0.081478
[7 empty] | 0.036404 | 0.097865 | 0.086163 | 0.070314 | 0.23716 | 0.097385
[7 empty] | 0.040127 | 0.10225 | 0.10786 | 0.070618 | 0.23639 | 0.12224
[7 empty] | 0.03683 | 0.08834 | 0.11307 | 0.063439 | 0.20306 | 0.13863
[7 empty] | 0.032404 | 0.072976 | 0.10899 | 0.0551 | 0.17217 | 0.15598
[7 empty] | 0.032347 | 0.069438 | 0.10972 | 0.05186 | 0.1544 | 0.20037
[7 empty] | 0.031199 | 0.066771 | 0.10495 | 0.050025 | 0.12596 | 0.23765
[7 empty] | 0.031526 | 0.064425 | 0.0913 | 0.052987 | 0.09634 | 0.27154
[7 empty] | 0.034776 | 0.060897 | 0.075343 | 0.061746 | 0.071607 | 0.28485
[7 empty] | 0.039422 | 0.053456 | 0.056211 | 0.071877 | 0.053809 | 0.27386
[7 empty] | 0.044329 | 0.043939 | 0.040174 | 0.084927 | 0.044417 | 0.24778
[7 empty] | 0.050066 | 0.039695 | 0.030307 | 0.11307 | 0.048124 | 0.25758
[7 empty] | 0.042905 | 0.048246 | 0.041345 | 0.16099 | 0.048338 | 0.2863
[7 empty] | 0.035387 | 0.066594 | 0.067671 | 0.20908 | 0.04885 | 0.34049
[7 empty] | 0.034104 | 0.084111 | 0.097965 | 0.24796 | 0.059682 | 0.38486
[7 empty] | 0.037923 | 0.092215 | 0.11878 | 0.2843 | 0.075971 | 0.41273
[7 empty] | 0.04302 | 0.091693 | 0.12829 | 0.30695 | 0.084826 | 0.40956
[7 empty] | 0.048735 | 0.089271 | 0.12872 | 0.33 | 0.085177 | 0.41336
[7 empty] | 0.045715 | 0.090176 | 0.12414 | 0.33987 | 0.074277 | 0.41958
[7 empty] | 0.037763 | 0.087568 | 0.119 | 0.33739 | 0.061031 | 0.41844
[7 empty] | 0.028808 | 0.077784 | 0.11452 | 0.32798 | 0.051866 | 0.41146
[7 empty] | 0.026321 | 0.069498 | 0.11211 | 0.30851 | 0.053506 | 0.37681
[7 empty] | 0.031706 | 0.058787 | 0.099185 | 0.24261 | 0.054975 | 0.29924
[7 empty] | 0.024377 | 0.038251 | 0.076404 | 0.20101 | 0.042382 | 0.23723
[7 empty] | 0.021515 | 0.032816 | 0.071558 | 0.15208 | 0.033078 | 0.19811
[7 empty] | 0.023244 | 0.040972 | 0.091212 | 0.14534 | 0.033878 | 0.18116
[7 empty] | 0.025527 | 0.057663 | 0.12352 | 0.15938 | 0.036963 | 0.16488
[7 empty] | 0.024013 | 0.065089 | 0.14005 | 0.17786 | 0.034086 | 0.1316
[7 empty] | 0.02258 | 0.066036 | 0.15289 | 0.22773 | 0.029492 | 0.10694
[7 empty] | 0.0256 | 0.069763 | 0.17867 | 0.27859 | 0.030422 | 0.097877
[7 empty] | 0.026792 | 0.067174 | 0.19658 | 0.29751 | 0.029901 | 0.091855
[7 empty] | 0.027741 | 0.061064 | 0.20347 | 0.3094 | 0.029455 | 0.089947
[7 empty] | 0.02864 | 0.052379 | 0.19637 | 0.34013 | 0.029211 | 0.089109
[7 empty] | 0.029381 | 0.042547 | 0.16955 | 0.37846 | 0.027997 | 0.086881
[7 empty] | 0.029098 | 0.031573 | 0.13936 | 0.40117 | 0.026332 | 0.090981
[7 empty] | 0.029962 | 0.024371 | 0.1269 | 0.42632 | 0.026402 | 0.11706
[7 empty] | 0.031301 | 0.031684 | 0.11298 | 0.41719 | 0.030046 | 0.16783
[7 empty] | 0.035333 | 0.046675 | 0.097093 | 0.34741 | 0.041323 | 0.22361
[7 empty] | 0.039504 | 0.057188 | 0.088939 | 0.26526 | 0.061839 | 0.27029
[7 empty] | 0.036471 | 0.057664 | 0.087468 | 0.25851 | 0.063003 | 0.28676
[7 empty] | 0.030386 | 0.052376 | 0.091676 | 0.27966 | 0.054558 | 0.27534
[7 empty] | 0.028102 | 0.04713 | 0.10119 | 0.30996 | 0.048155 | 0.26707
[7 empty] | 0.030478 | 0.04381 | 0.10976 | 0.32688 | 0.048176 | 0.26217
[7 empty] | 0.037088 | 0.041208 | 0.1194 | 0.32178 | 0.048309 | 0.25487
[7 empty] | 0.03778 | 0.039053 | 0.12691 | 0.31052 | 0.037067 | 0.2475
[7 empty] | 0.024553 | 0.035904 | 0.13011 | 0.30032 | 0.021471 | 0.23751
[7 empty] | 0.018321 | 0.030131 | 0.11951 | 0.24375 | 0.016403 | 0.18727
[7 empty] | 0.011151 | 0.014322 | 0.096649 | 0.2051 | 0.0097417 | 0.15472
[7 empty] | 0.009127 | 0.0098221 | 0.081759 | 0.17496 | 0.0090192 | 0.13627
[7 empty] | 0.010726 | 0.0094366 | 0.081546 | 0.191 | 0.012522 | 0.11964
[7 empty] | 0.013479 | 0.010858 | 0.08655 | 0.23866 | 0.017145 | 0.11119
[7 empty] | 0.014218 | 0.010389 | 0.083841 | 0.28135 | 0.017075 | 0.10348
[7 empty] | 0.015744 | 0.0093436 | 0.080243 | 0.33686 | 0.013913 | 0.10511
[7 empty] | 0.021361 | 0.010745 | 0.083808 | 0.39708 | 0.012412 | 0.1142
[7 empty] | 0.027079 | 0.011687 | 0.083064 | 0.42045 | 0.010363 | 0.11896
[7 empty] | 0.033457 | 0.012377 | 0.078428 | 0.4232 | 0.0093537 | 0.12641
[7 empty] | 0.040475 | 0.011791 | 0.069594 | 0.41536 | 0.009177 | 0.13523
[7 empty] | 0.04641 | 0.0082235 | 0.055713 | 0.40671 | 0.010592 | 0.14905
[7 empty] | 0.052066 | 0.0043899 | 0.039761 | 0.37816 | 0.013132 | 0.17901
[7 empty] | 0.05995 | 0.0034249 | 0.024415 | 0.36379 | 0.019395 | 0.25743
[7 empty] | 0.057614 | 0.01266 | 0.017353 | 0.27515 | 0.029592 | 0.32415
[7 empty] | 0.055461 | 0.028029 | 0.017875 | 0.15301 | 0.050229 | 0.36587
[7 empty] | 0.060564 | 0.038523 | 0.0225 | 0.10639 | 0.096854 | 0.39622
[7 empty] | 0.067965 | 0.038476 | 0.029946 | 0.10058 | 0.14718 | 0.41597
[7 empty] | 0.068857 | 0.033581 | 0.0422 | 0.097486 | 0.18269 | 0.4188
[7 empty] | 0.067891 | 0.029618 | 0.055877 | 0.093493 | 0.22508 | 0.42379
[7 empty] | 0.069238 | 0.0313 | 0.071691 | 0.085928 | 0.25938 | 0.42472
[7 empty] | 0.07125 | 0.036169 | 0.088706 | 0.080322 | 0.2602 | 0.41404
[7 empty] | 0.062638 | 0.038123 | 0.10239 | 0.083151 | 0.22339 | 0.39034
[7 empty] | 0.059598 | 0.032808 | 0.1168 | 0.09604 | 0.15126 | 0.34374
[7 empty] | 0.063962 | 0.023174 | 0.11379 | 0.099291 | 0.077691 | 0.24883
[7 empty] | 0.04981 | 0.0099296 | 0.099205 | 0.086494 | 0.042751 | 0.17431
[7 empty] | 0.040836 | 0.0084637 | 0.10256 | 0.080122 | 0.023795 | 0.11886
[7 empty] | 0.038976 | 0.011274 | 0.13894 | 0.083232 | 0.018758 | 0.10279
[7 empty] | 0.042081 | 0.016962 | 0.19183 | 0.088419 | 0.017837 | 0.10339
[7 empty] | 0.044296 | 0.020358 | 0.21651 | 0.081536 | 0.015274 | 0.095757
[7 empty] | 0.051788 | 0.022042 | 0.23083 | 0.07286 | 0.012994 | 0.08935
[7 empty] | 0.065391 | 0.027262 | 0.27091 | 0.069065 | 0.014668 | 0.094122
[7 empty] | 0.072959 | 0.031329 | 0.31018 | 0.061294 | 0.015684 | 0.093323
[7 empty] | 0.075225 | 0.031207 | 0.34233 | 0.053244 | 0.01669 | 0.090014
[7 empty] | 0.078366 | 0.027266 | 0.34889 | 0.04899 | 0.01714 | 0.087736
[7 empty] | 0.084626 | 0.020266 | 0.32202 | 0.048639 | 0.016486 | 0.086248
[7 empty] | 0.095056 | 0.015703 | 0.28277 | 0.048533 | 0.015509 | 0.088851
[7 empty] | 0.11089 | 0.014579 | 0.27363 | 0.046829 | 0.018574 | 0.10309
[7 empty] | 0.11859 | 0.019882 | 0.23263 | 0.038571 | 0.035231 | 0.11457
[7 empty] | 0.11314 | 0.034783 | 0.18309 | 0.032334 | 0.074597 | 0.11563
[7 empty] | 0.11499 | 0.055772 | 0.16372 | 0.03141 | 0.1461 | 0.12113
[7 empty] | 0.11701 | 0.06885 | 0.17327 | 0.028416 | 0.18256 | 0.13789
[7 empty] | 0.10649 | 0.072922 | 0.19233 | 0.024944 | 0.18143 | 0.14076
[7 empty] | 0.097514 | 0.072292 | 0.22274 | 0.021935 | 0.17642 | 0.14673
[7 empty] | 0.091392 | 0.067458 | 0.26709 | 0.019045 | 0.17579 | 0.14842
[7 empty] | 0.09112 | 0.059576 | 0.31093 | 0.016748 | 0.16285 | 0.14907
[7 empty] | 0.089826 | 0.050025 | 0.35119 | 0.016598 | 0.13488 | 0.1491
[7 empty] | 0.092046 | 0.0405 | 0.38657 | 0.017343 | 0.093273 | 0.15383
[7 empty] | 0.095351 | 0.031785 | 0.37137 | 0.020293 | 0.065325 | 0.12712
[7 empty] | 0.081897 | 0.020914 | 0.36455 | 0.016396 | 0.038806 | 0.099989
[7 empty] | 0.077704 | 0.020231 | 0.3533 | 0.016232 | 0.026907 | 0.060018
[7 empty] | 0.08884 | 0.025515 | 0.38956 | 0.021919 | 0.021736 | 0.043362
[7 empty] | 0.10554 | 0.035799 | 0.4418 | 0.030252 | 0.019131 | 0.038683
[7 empty] | 0.10382 | 0.048114 | 0.43357 | 0.036671 | 0.016637 | 0.032927
[7 empty] | 0.097743 | 0.063635 | 0.42428 | 0.04217 | 0.014943 | 0.030775
[7 empty] | 0.10414 | 0.083575 | 0.45037 | 0.053457 | 0.016192 | 0.041542
[7 empty] | 0.10978 | 0.093784 | 0.46074 | 0.066464 | 0.016868 | 0.058261
[7 empty] | 0.11323 | 0.10304 | 0.45893 | 0.082733 | 0.017469 | 0.074091
[7 empty] | 0.12037 | 0.11065 | 0.44864 | 0.1052 | 0.018196 | 0.081022
[7 empty] | 0.12876 | 0.11871 | 0.42286 | 0.14181 | 0.022998 | 0.078065
[7 empty] | 0.13719 | 0.13434 | 0.39936 | 0.19169 | 0.039268 | 0.078369
[7 empty] | 0.16088 | 0.16218 | 0.3993 | 0.26255 | 0.070989 | 0.10652
[7 empty] | 0.1773 | 0.17675 | 0.34464 | 0.29203 | 0.10226 | 0.14145
[7 empty] | 0.18183 | 0.16785 | 0.27937 | 0.24321 | 0.12513 | 0.18232
[7 empty] | 0.18216 | 0.15076 | 0.23995 | 0.1852 | 0.14282 | 0.22339
[7 empty] | 0.18172 | 0.13388 | 0.22394 | 0.15983 | 0.16342 | 0.23841
[7 empty] | 0.16507 | 0.1129 | 0.20808 | 0.15871 | 0.18449 | 0.23909
[7 empty] | 0.14676 | 0.097343 | 0.19195 | 0.17057 | 0.21752 | 0.24322
[7 empty] | 0.12377 | 0.083886 | 0.17955 | 0.16758 | 0.28163 | 0.25261
[7 empty] | 0.11063 | 0.071196 | 0.17061 | 0.15862 | 0.33737 | 0.26719
[7 empty] | 0.12858 | 0.060361 | 0.17863 | 0.15452 | 0.35857 | 0.28547
[7 empty] | 0.19468 | 0.050731 | 0.20394 | 0.17161 | 0.3516 | 0.29614
[7 empty] | 0.21858 | 0.040033 | 0.21598 | 0.17296 | 0.27884 | 0.27236
[7 empty] | 0.21859 | 0.026979 | 0.23337 | 0.17047 | 0.21244 | 0.24395
[7 empty] | 0.19257 | 0.023796 | 0.23515 | 0.15294 | 0.16645 | 0.2014
[7 empty] | 0.18728 | 0.028198 | 0.25802 | 0.15585 | 0.17455 | 0.17021
[7 empty] | 0.19685 | 0.035127 | 0.28736 | 0.16424 | 0.19554 | 0.15006
[7 empty] | 0.19375 | 0.038651 | 0.27909 | 0.15501 | 0.18558 | 0.13341
[7 empty] | 0.2018 | 0.039335 | 0.26902 | 0.15058 | 0.17546 | 0.12846
[7 empty] | 0.23088 | 0.042293 | 0.28586 | 0.16541 | 0.19028 | 0.14447
[7 empty] | 0.24276 | 0.042651 | 0.29304 | 0.1785 | 0.21443 | 0.1525
[7 empty] | 0.24464 | 0.040254 | 0.28437 | 0.19352 | 0.25059 | 0.14738
[7 empty] | 0.24484 | 0.036525 | 0.25873 | 0.21645 | 0.28684 | 0.12812
[7 empty] | 0.23897 | 0.031997 | 0.21313 | 0.25803 | 0.30785 | 0.087543
[7 empty] | 0.22927 | 0.026851 | 0.1615 | 0.31038 | 0.31968 | 0.052171
[7 empty] | 0.25795 | 0.02327 | 0.11722 | 0.36402 | 0.36499 | 0.037851
[7 empty] | 0.2549 | 0.030454 | 0.082553 | 0.31167 | 0.35464 | 0.049329
[7 empty] | 0.23255 | 0.041292 | 0.057285 | 0.1921 | 0.30532 | 0.092244
[7 empty] | 0.20129 | 0.049813 | 0.041562 | 0.10352 | 0.24825 | 0.14744
[7 empty] | 0.20277 | 0.051007 | 0.032385 | 0.074744 | 0.22129 | 0.16034
[7 empty] | 0.23376 | 0.045731 | 0.028066 | 0.067446 | 0.2077 | 0.13743
[7 empty] | 0.26709 | 0.039757 | 0.024527 | 0.066836 | 0.20991 | 0.12367
[7 empty] | 0.25262 | 0.036579 | 0.020086 | 0.062707 | 0.20966 | 0.1238
[7 empty] | 0.22457 | 0.034532 | 0.016893 | 0.062642 | 0.21139 | 0.1266
[7 empty] | 0.22889 | 0.033419 | 0.017287 | 0.068838 | 0.21095 | 0.12018
[7 empty] | 0.28808 | 0.02934 | 0.018024 | 0.083862 | 0.2028 | 0.10088
[7 empty] | 0.27766 | 0.022215 | 0.017431 | 0.092531 | 0.1671 | 0.082101
[7 empty] | 0.25427 | 0.011678 | 0.01332 | 0.087138 | 0.13544 | 0.076549
[7 empty] | 0.20218 | 0.01038 | 0.014093 | 0.086266 | 0.10577 | 0.083857
[7 empty] | 0.18548 | 0.013751 | 0.019656 | 0.096123 | 0.095459 | 0.10532
[7 empty] | 0.18655 | 0.021249 | 0.030243 | 0.10917 | 0.091652 | 0.12008
[7 empty] | 0.17911 | 0.026822 | 0.041107 | 0.10582 | 0.083099 | 0.10877
[7 empty] | 0.18276 | 0.032741 | 0.055291 | 0.10227 | 0.081212 | 0.092388
[7 empty] | 0.222 | 0.042109 | 0.07945 | 0.11055 | 0.093142 | 0.088584
[7 empty] | 0.2515 | 0.04371 | 0.096893 | 0.11732 | 0.106 | 0.082562
[7 empty] | 0.27038 | 0.041689 | 0.099889 | 0.12424 | 0.11916 | 0.076621
[7 empty] | 0.27999 | 0.038687 | 0.10023 | 0.12463 | 0.13085 | 0.07538
[7 empty] | 0.28144 | 0.033838 | 0.10219 | 0.11833 | 0.13761 | 0.079114
[7 empty] | 0.26837 | 0.027665 | 0.10333 | 0.1104 | 0.14166 | 0.083473
[7 empty] | 0.29352 | 0.022396 | 0.11428 | 0.10404 | 0.15536 | 0.093333
[7 empty] | 0.30225 | 0.026855 | 0.10379 | 0.081251 | 0.16002 | 0.085627
[7 empty] | 0.29779 | 0.035298 | 0.098186 | 0.074235 | 0.16318 | 0.071482
[7 empty] | 0.2895 | 0.039948 | 0.10151 | 0.082641 | 0.16248 | 0.061208
[7 empty] | 0.29215 | 0.042741 | 0.10557 | 0.1002 | 0.16089 | 0.063545
[7 empty] | 0.28805 | 0.046281 | 0.10443 | 0.11799 | 0.14594 | 0.074315
[7 empty] | 0.2999 | 0.049493 | 0.10034 | 0.14582 | 0.14219 | 0.080817
[7 empty] | 0.29291 | 0.05245 | 0.096138 | 0.17737 | 0.15091 | 0.075044
[7 empty] | 0.27875 | 0.054742 | 0.091377 | 0.20245 | 0.15498 | 0.062339
[7 empty] | 0.27425 | 0.054364 | 0.089754 | 0.21981 | 0.13941 | 0.051487
[7 empty] | 0.27638 | 0.055851 | 0.095686 | 0.23737 | 0.1125 | 0.049146
[7 empty] | 0.23732 | 0.052107 | 0.095197 | 0.20908 | 0.098016 | 0.04971
[7 empty] | 0.19854 | 0.040254 | 0.078919 | 0.1851 | 0.077188 | 0.044289
[7 empty] | 0.16902 | 0.027707 | 0.068319 | 0.17704 | 0.058158 | 0.050892
[7 empty] | 0.16911 | 0.026295 | 0.06979 | 0.20043 | 0.049243 | 0.068535
[7 empty] | 0.17659 | 0.03239 | 0.07357 | 0.2326 | 0.044372 | 0.085011
[7 empty] | 0.15819 | 0.039127 | 0.068043 | 0.2247 | 0.036063 | 0.080042
[7 empty] | 0.13751 | 0.046198 | 0.05982 | 0.20475 | 0.029049 | 0.06958
[7 empty] | 0.1353 | 0.061591 | 0.055046 | 0.19509 | 0.028923 | 0.068732
[7 empty] | 0.12735 | 0.068441 | 0.048034 | 0.17613 | 0.029607 | 0.066946
[7 empty] | 0.12205 | 0.070027 | 0.039626 | 0.15775 | 0.03084 | 0.066335
[7 empty] | 0.12614 | 0.072489 | 0.030011 | 0.13931 | 0.030822 | 0.066949
[7 empty] | 0.14487 | 0.074175 | 0.020842 | 0.11998 | 0.029817 | 0.068523
[7 empty] | 0.16702 | 0.079004 | 0.012448 | 0.11283 | 0.027921 | 0.071061
[7 empty] | 0.20006 | 0.10849 | 0.0072714 | 0.1393 | 0.028637 | 0.085844
[7 empty] | 0.19207 | 0.13973 | 0.0092764 | 0.16988 | 0.035848 | 0.1128
[7 empty] | 0.15728 | 0.16906 | 0.016483 | 0.18915 | 0.051687 | 0.16352
[7 empty] | 0.11569 | 0.19545 | 0.02347 | 0.19131 | 0.078307 | 0.22438
[7 empty] | 0.095841 | 0.20913 | 0.026932 | 0.18144 | 0.084398 | 0.28424
[7 empty] | 0.090069 | 0.20464 | 0.028147 | 0.15267 | 0.077289 | 0.32499
[7 empty] | 0.086601 | 0.19312 | 0.026397 | 0.12559 | 0.074753 | 0.36423
[7 empty] | 0.072557 | 0.17954 | 0.024768 | 0.095651 | 0.084227 | 0.40994
[7 empty] | 0.060022 | 0.16074 | 0.023078 | 0.072449 | 0.090952 | 0.44524
[7 empty] | 0.056297 | 0.14215 | 0.022596 | 0.062617 | 0.071656 | 0.46362
[7 empty] | 0.073236 | 0.13355 | 0.022463 | 0.067151 | 0.033799 | 0.45361
[7 empty] | 0.096019 | 0.11315 | 0.020557 | 0.075408 | 0.018686 | 0.38997
[7 empty] | 0.089796 | 0.091552 | 0.011611 | 0.070422 | 0.0075125 | 0.32816
[7 empty] | 0.081895 | 0.071822 | 0.011039 | 0.0679 | 0.0048208 | 0.27433
[7 empty] | 0.091683 | 0.071132 | 0.01712 | 0.07123 | 0.0056217 | 0.26449
[7 empty] | 0.11545 | 0.079679 | 0.028719 | 0.077328 | 0.0071906 | 0.26233
[7 empty] | 0.13935 | 0.084258 | 0.032118 | 0.073734 | 0.0072985 | 0.2346
[7 empty] | 0.16801 | 0.091985 | 0.029291 | 0.07 | 0.0066696 | 0.21985
[7 empty] | 0.21287 | 0.11087 | 0.029615 | 0.072889 | 0.0085576 | 0.23023
[7 empty] | 0.22636 | 0.125 | 0.031245 | 0.076011 | 0.011884 | 0.23582
[7 empty] | 0.21279 | 0.13753 | 0.032975 | 0.078194 | 0.015952 | 0.23985
[7 empty] | 0.20248 | 0.15143 | 0.033391 | 0.078011 | 0.019177 | 0.2456
[7 empty] | 0.21577 | 0.16944 | 0.02944 | 0.074091 | 0.019715 | 0.26167
[7 empty] | 0.26298 | 0.19723 | 0.022896 | 0.070041 | 0.017663 | 0.30439
[7 empty] | 0.34036 | 0.27019 | 0.015329 | 0.065522 | 0.016278 | 0.41271
[7 empty] | 0.39321 | 0.32407 | 0.017304 | 0.045234 | 0.025237 | 0.50204
[7 empty] | 0.42195 | 0.3561 | 0.020792 | 0.025098 | 0.047539 | 0.53701
[7 empty] | 0.4257 | 0.37782 | 0.017555 | 0.017492 | 0.076339 | 0.55042
[7 empty] | 0.42347 | 0.36818 | 0.012367 | 0.014765 | 0.067201 | 0.55786
[7 empty] | 0.44446 | 0.32361 | 0.0099097 | 0.016624 | 0.045649 | 0.54282
[7 empty] | 0.46647 | 0.27574 | 0.0084107 | 0.018122 | 0.036091 | 0.54202
[7 empty] | 0.45409 | 0.23242 | 0.0073961 | 0.017928 | 0.030927 | 0.54559
[7 empty] | 0.42832 | 0.19783 | 0.0065609 | 0.020149 | 0.028396 | 0.53826
[7 empty] | 0.42813 | 0.16706 | 0.0062916 | 0.029624 | 0.0217 | 0.51282
[7 empty] | 0.43735 | 0.14452 | 0.0042218 | 0.048597 | 0.010998 | 0.46123
[7 empty] | 0.38802 | 0.11147 | 0.0040198 | 0.06243 | 0.0076822 | 0.34996
[7 empty] | 0.3225 | 0.074192 | 0.0031567 | 0.048395 | 0.0042176 | 0.26299
[7 empty] | 0.22759 | 0.050117 | 0.0061626 | 0.022476 | 0.0039752 | 0.17617
[7 empty] | 0.18021 | 0.039294 | 0.017145 | 0.016431 | 0.0065705 | 0.13196
[7 empty] | 0.15213 | 0.039169 | 0.038703 | 0.018912 | 0.011193 | 0.10777
[7 empty] | 0.12047 | 0.036233 | 0.053937 | 0.01863 | 0.014269 | 0.07492
[7 empty] | 0.1028 | 0.029061 | 0.062058 | 0.016819 | 0.015154 | 0.049529
[7 empty] | 0.10303 | 0.021405 | 0.076581 | 0.01793 | 0.019761 | 0.040242
[7 empty] | 0.10136 | 0.013328 | 0.085972 | 0.019257 | 0.026459 | 0.037699
[7 empty] | 0.10087 | 0.010736 | 0.08744 | 0.019553 | 0.032857 | 0.039231
[7 empty] | 0.098661 | 0.014425 | 0.080809 | 0.018228 | 0.034087 | 0.043286
[7 empty] | 0.090538 | 0.019987 | 0.066356 | 0.014511 | 0.027199 | 0.047354
[7 empty] | 0.081419 | 0.024781 | 0.048178 | 0.0092711 | 0.016764 | 0.052629
[7 empty] | 0.08049 | 0.031406 | 0.032219 | 0.0042586 | 0.011039 | 0.06634
[7 empty] | 0.071664 | 0.038799 | 0.023844 | 0.008605 | 0.017859 | 0.098027
[7 empty] | 0.05584 | 0.050018 | 0.021477 | 0.035079 | 0.039358 | 0.15332
[7 empty] | 0.046462 | 0.06683 | 0.01785 | 0.10221 | 0.067056 | 0.21123
[7 empty] | 0.04449 | 0.0833 | 0.013876 | 0.20383 | 0.05077 | 0.23829
[7 empty] | 0.04539 | 0.092252 | 0.013035 | 0.30129 | 0.029238 | 0.24028
[7 empty] | 0.052331 | 0.099351 | 0.012997 | 0.39029 | 0.024564 | 0.24868
[7 empty] | 0.056339 | 0.10905 | 0.013271 | 0.43768 | 0.025528 | 0.2782
[7 empty] | 0.062347 | 0.12536 | 0.012818 | 0.44404 | 0.028547 | 0.30383
[7 empty] | 0.074242 | 0.15088 | 0.012277 | 0.43019 | 0.032054 | 0.31043
[7 empty] | 0.10499 | 0.19528 | 0.0095989 | 0.39923 | 0.035782 | 0.28309
[7 empty] | 0.12044 | 0.21454 | 0.0075995 | 0.32081 | 0.047718 | 0.19323
[7 empty] | 0.10318 | 0.22808 | 0.0036052 | 0.2643 | 0.04121 | 0.11348
[7 empty] | 0.085063 | 0.21831 | 0.0039556 | 0.19103 | 0.037881 | 0.074443
[7 empty] | 0.086119 | 0.24131 | 0.0059541 | 0.16373 | 0.0508 | 0.065261
[7 empty] | 0.092487 | 0.26775 | 0.0079444 | 0.15426 | 0.079213 | 0.065391
[7 empty] | 0.086399 | 0.26398 | 0.0085093 | 0.14407 | 0.11365 | 0.060467
[7 empty] | 0.081245 | 0.25978 | 0.0083267 | 0.14667 | 0.14821 | 0.056911
[7 empty] | 0.090862 | 0.28145 | 0.010474 | 0.1832 | 0.19485 | 0.062785
[7 empty] | 0.10176 | 0.29044 | 0.015173 | 0.21984 | 0.21581 | 0.071365
[7 empty] | 0.11052 | 0.28916 | 0.021831 | 0.25996 | 0.21511 | 0.082087
[7 empty] | 0.11776 | 0.28114 | 0.029158 | 0.27624 | 0.20361 | 0.092383
[7 empty] | 0.12392 | 0.26917 | 0.032787 | 0.24244 | 0.19169 | 0.10122
[7 empty] | 0.12735 | 0.25925 | 0.035067 | 0.19591 | 0.18419 | 0.1116
[7 empty] | 0.14626 | 0.26497 | 0.036917 | 0.19699 | 0.20863 | 0.14469
[7 empty] | 0.13748 | 0.23605 | 0.040983 | 0.237 | 0.22645 | 0.2005
[7 empty] | 0.11073 | 0.19214 | 0.04889 | 0.28247 | 0.23119 | 0.27796
[7 empty] | 0.10062 | 0.15932 | 0.05118 | 0.31676 | 0.24043 | 0.33446
[7 empty] | 0.10495 | 0.14706 | 0.049851 | 0.32094 | 0.2722 | 0.36551
[7 empty] | 0.11083 | 0.13821 | 0.049561 | 0.29477 | 0.31569 | 0.37086
[7 empty] | 0.12252 | 0.13553 | 0.048059 | 0.26314 | 0.37907 | 0.38336
[7 empty] | 0.13751 | 0.13398 | 0.047097 | 0.22657 | 0.40834 | 0.41588
[7 empty] | 0.15771 | 0.13247 | 0.044462 | 0.18437 | 0.4205 | 0.44293
[7 empty] | 0.1885 | 0.13842 | 0.041797 | 0.15376 | 0.43969 | 0.45645
[7 empty] | 0.22461 | 0.14392 | 0.039909 | 0.13433 | 0.44021 | 0.44244
[7 empty] | 0.22229 | 0.14008 | 0.035658 | 0.11116 | 0.37377 | 0.36715
[7 empty] | 0.21476 | 0.13408 | 0.020654 | 0.078737 | 0.31344 | 0.28773
[7 empty] | 0.21277 | 0.12985 | 0.013392 | 0.052869 | 0.25112 | 0.20638
[7 empty] | 0.23956 | 0.13584 | 0.010874 | 0.045517 | 0.23944 | 0.17409
[7 empty] | 0.26664 | 0.14554 | 0.0099891 | 0.046126 | 0.25244 | 0.16479
[7 empty] | 0.26117 | 0.13569 | 0.007377 | 0.044879 | 0.26321 | 0.14647
[7 empty] | 0.25973 | 0.12382 | 0.0063345 | 0.043385 | 0.28581 | 0.13833
[7 empty] | 0.30082 | 0.1227 | 0.0085412 | 0.046227 | 0.34349 | 0.15572
[7 empty] | 0.35562 | 0.11943 | 0.011946 | 0.048603 | 0.39122 | 0.17254
[7 empty] | 0.41497 | 0.11364 | 0.015419 | 0.050904 | 0.4324 | 0.18589
[7 empty] | 0.46802 | 0.1096 | 0.017748 | 0.053645 | 0.46261 | 0.19475
[7 empty] | 0.52501 | 0.10797 | 0.019055 | 0.056092 | 0.49143 | 0.19793
[7 empty] | 0.57821 | 0.1095 | 0.021026 | 0.060884 | 0.51184 | 0.20107
[7 empty] | 0.67906 | 0.11406 | 0.023006 | 0.069242 | 0.57309 | 0.23343
[7 empty] | 0.72553 | 0.09255 | 0.026108 | 0.059633 | 0.58036 | 0.25032
[7 empty] | 0.73151 | 0.075841 | 0.031383 | 0.053873 | 0.53085 | 0.2565
[7 empty] | 0.72129 | 0.066665 | 0.031377 | 0.050786 | 0.47291 | 0.25435
[7 empty] | 0.70117 | 0.066484 | 0.03041 | 0.047942 | 0.45006 | 0.25782
[7 empty] | 0.66552 | 0.072405 | 0.032301 | 0.046133 | 0.43818 | 0.25235
[7 empty] | 0.64522 | 0.078341 | 0.034214 | 0.045579 | 0.44316 | 0.24848
[7 empty] | 0.62659 | 0.088754 | 0.037443 | 0.046028 | 0.45982 | 0.23489
[7 empty] | 0.60936 | 0.098306 | 0.040161 | 0.048869 | 0.45431 | 0.21796
[7 empty] | 0.60863 | 0.11443 | 0.042293 | 0.055316 | 0.44876 | 0.21045
[7 empty] | 0.62034 | 0.1451 | 0.044982 | 0.073365 | 0.43359 | 0.21076
[7 empty] | 0.58273 | 0.15218 | 0.041365 | 0.084677 | 0.39051 | 0.19289
[7 empty] | 0.56615 | 0.14639 | 0.026166 | 0.073044 | 0.35924 | 0.17826
[7 empty] | 0.5391 | 0.13133 | 0.020705 | 0.052777 | 0.32906 | 0.16502
[7 empty] | 0.55434 | 0.13888 | 0.022017 | 0.042566 | 0.3393 | 0.16692
[7 empty] | 0.57877 | 0.14904 | 0.027252 | 0.03885 | 0.36573 | 0.17211
[7 empty] | 0.54411 | 0.13869 | 0.029629 | 0.0345 | 0.35662 | 0.16535
[7 empty] | 0.5147 | 0.13251 | 0.032045 | 0.03191 | 0.34905 | 0.16223
[7 empty] | 0.53582 | 0.15562 | 0.042578 | 0.034004 | 0.37786 | 0.17823
[7 empty] | 0.54262 | 0.18843 | 0.051844 | 0.033429 | 0.38797 | 0.19599
[7 empty] | 0.53694 | 0.22555 | 0.057785 | 0.029938 | 0.37686 | 0.21446
[7 empty] | 0.52563 | 0.24894 | 0.061405 | 0.025396 | 0.34192 | 0.23367
[7 empty] | 0.51719 | 0.2353 | 0.06091 | 0.02189 | 0.29199 | 0.25169
[7 empty] | 0.50507 | 0.21657 | 0.057568 | 0.021537 | 0.23985 | 0.26767
[7 empty] | 0.53344 | 0.23927 | 0.058781 | 0.027441 | 0.21544 | 0.30804
[7 empty] | 0.51197 | 0.2877 | 0.048078 | 0.043594 | 0.17891 | 0.30464
[7 empty] | 0.45536 | 0.34145 | 0.049115 | 0.081072 | 0.14276 | 0.25461
[7 empty] | 0.39432 | 0.3856 | 0.056001 | 0.12437 | 0.11197 | 0.20908
[7 empty] | 0.37506 | 0.4149 | 0.063471 | 0.13897 | 0.11664 | 0.18041
[7 empty] | 0.35958 | 0.40786 | 0.068037 | 0.12806 | 0.12853 | 0.16047
[7 empty] | 0.35287 | 0.39152 | 0.070019 | 0.11714 | 0.14815 | 0.14853
[7 empty] | 0.32738 | 0.36989 | 0.072469 | 0.11169 | 0.15791 | 0.13015
[7 empty] | 0.3069 | 0.34552 | 0.071385 | 0.11349 | 0.17116 | 0.11204
[7 empty] | 0.30581 | 0.31533 | 0.070721 | 0.11714 | 0.22083 | 0.1064
[7 empty] | 0.33133 | 0.27705 | 0.074202 | 0.11631 | 0.32257 | 0.11777
[7 empty] | 0.33586 | 0.22555 | 0.073651 | 0.096574 | 0.32443 | 0.11426
[7 empty] | 0.32886 | 0.17177 | 0.062312 | 0.064095 | 0.35381 | 0.090162
[7 empty] | 0.30323 | 0.13883 | 0.069133 | 0.039519 | 0.3775 | 0.063483
[7 empty] | 0.30635 | 0.13058 | 0.10479 | 0.028409 | 0.46314 | 0.057684
[7 empty] | 0.32376 | 0.12765 | 0.15164 | 0.030764 | 0.55399 | 0.062572
[7 empty] | 0.30427 | 0.10478 | 0.16634 | 0.036049 | 0.58325 | 0.065291
[7 empty] | 0.29165 | 0.082747 | 0.16137 | 0.043656 | 0.60244 | 0.071799
[7 empty] | 0.31614 | 0.073642 | 0.16794 | 0.058064 | 0.64421 | 0.095215
[7 empty] | 0.33036 | 0.064482 | 0.16958 | 0.069592 | 0.67024 | 0.11761
[7 empty] | 0.32906 | 0.058334 | 0.16733 | 0.077057 | 0.67857 | 0.1347
[7 empty] | 0.30503 | 0.050132 | 0.16511 | 0.08384 | 0.66835 | 0.14492
[7 empty] | 0.2617 | 0.041346 | 0.15975 | 0.08756 | 0.64837 | 0.14495
[7 empty] | 0.22711 | 0.033981 | 0.15468 | 0.092519 | 0.61812 | 0.13777
[7 empty] | 0.23641 | 0.032305 | 0.17102 | 0.10769 | 0.62826 | 0.14562
[7 empty] | 0.27451 | 0.040486 | 0.15768 | 0.13251 | 0.61276 | 0.12343
[7 empty] | 0.31895 | 0.052786 | 0.14415 | 0.16131 | 0.57485 | 0.10563
[7 empty] | 0.36568 | 0.062317 | 0.14898 | 0.18486 | 0.5278 | 0.099587
[7 empty] | 0.41878 | 0.062005 | 0.16654 | 0.2007 | 0.50541 | 0.095414
[7 empty] | 0.44289 | 0.058513 | 0.18244 | 0.20054 | 0.49143 | 0.094609
[7 empty] | 0.46718 | 0.055537 | 0.19858 | 0.20153 | 0.49162 | 0.097556
[7 empty] | 0.45254 | 0.055996 | 0.21278 | 0.20226 | 0.47654 | 0.10031
[7 empty] | 0.41752 | 0.05691 | 0.21915 | 0.20081 | 0.45314 | 0.10216
[7 empty] | 0.39021 | 0.058784 | 0.22389 | 0.19559 | 0.43536 | 0.10408
[7 empty] | 0.36216 | 0.064073 | 0.23743 | 0.18636 | 0.42267 | 0.10459
[7 empty] | 0.2811 | 0.064626 | 0.21411 | 0.15404 | 0.38756 | 0.093051
[7 empty] | 0.21552 | 0.052206 | 0.19507 | 0.11694 | 0.36299 | 0.070731
[7 empty] | 0.15156 | 0.047995 | 0.16902 | 0.088078 | 0.35029 | 0.060389
[7 empty] | 0.13648 | 0.058556 | 0.16972 | 0.082933 | 0.37339 | 0.068677
[7 empty] | 0.14397 | 0.0795 | 0.17747 | 0.087311 | 0.40139 | 0.08357
[7 empty] | 0.15254 | 0.091291 | 0.16617 | 0.084419 | 0.37834 | 0.090115
[7 empty] | 0.1739 | 0.10303 | 0.15961 | 0.08266 | 0.34708 | 0.097158
[7 empty] | 0.21223 | 0.12897 | 0.17492 | 0.089205 | 0.34651 | 0.12384
[7 empty] | 0.2354 | 0.14742 | 0.18985 | 0.08993 | 0.34523 | 0.15473
[7 empty] | 0.25306 | 0.15592 | 0.19974 | 0.090409 | 0.3386 | 0.1784
[7 empty] | 0.27279 | 0.15823 | 0.19827 | 0.090832 | 0.32218 | 0.1924
[7 empty] | 0.30478 | 0.15463 | 0.18259 | 0.091658 | 0.28996 | 0.19277
[7 empty] | 0.33467 | 0.14252 | 0.15492 | 0.097972 | 0.25376 | 0.18753
[7 empty] | 0.39039 | 0.13524 | 0.13654 | 0.10978 | 0.2377 | 0.20412
[7 empty] | 0.39213 | 0.10592 | 0.11362 | 0.11874 | 0.20732 | 0.17661
[7 empty] | 0.3311 | 0.078289 | 0.094298 | 0.12066 | 0.16287 | 0.1433
[7 empty] | 0.24525 | 0.060582 | 0.081767 | 0.12467 | 0.13212 | 0.13268
[7 empty] | 0.24462 | 0.054066 | 0.078301 | 0.12383 | 0.12577 | 0.13724
[7 empty] | 0.27566 | 0.05266 | 0.07751 | 0.11525 | 0.12366 | 0.14119
[7 empty] | 0.31267 | 0.052602 | 0.076407 | 0.10451 | 0.13189 | 0.15193
[7 empty] | 0.31067 | 0.050488 | 0.074676 | 0.091302 | 0.1495 | 0.16656
[7 empty] | 0.29438 | 0.047981 | 0.071329 | 0.082269 | 0.15684 | 0.17702
[7 empty] | 0.31468 | 0.047666 | 0.068363 | 0.082124 | 0.14393 | 0.17805
[7 empty] | 0.38084 | 0.05374 | 0.066609 | 0.097786 | 0.12411 | 0.16489
[7 empty] | 0.38751 | 0.060223 | 0.061593 | 0.10374 | 0.11359 | 0.1215
[7 empty] | 0.36006 | 0.05587 | 0.043885 | 0.094822 | 0.098208 | 0.079743
[7 empty] | 0.27555 | 0.059404 | 0.039037 | 0.070714 | 0.083843 | 0.049713
[7 empty] | 0.22385 | 0.079814 | 0.044282 | 0.053713 | 0.079962 | 0.04174
[7 empty] | 0.19999 | 0.1084 | 0.055041 | 0.047179 | 0.078025 | 0.042915
[7 empty] | 0.185 | 0.12398 | 0.054838 | 0.040846 | 0.066142 | 0.040832
[7 empty] | 0.19543 | 0.13347 | 0.04996 | 0.036842 | 0.056124 | 0.040201
[7 empty] | 0.23784 | 0.15451 | 0.048504 | 0.040896 | 0.053261 | 0.048512
[7 empty] | 0.27175 | 0.1789 | 0.046216 | 0.046085 | 0.049566 | 0.056353
[7 empty] | 0.29165 | 0.19905 | 0.040569 | 0.050038 | 0.045895 | 0.064399
[7 empty] | 0.29849 | 0.21614 | 0.031999 | 0.051264 | 0.041723 | 0.074175
[7 empty] | 0.2956 | 0.22204 | 0.022095 | 0.046431 | 0.036409 | 0.083653
[7 empty] | 0.28223 | 0.21447 | 0.015792 | 0.043329 | 0.032694 | 0.091834
[7 empty] | 0.29653 | 0.21391 | 0.020741 | 0.052054 | 0.03592 | 0.10405
[7 empty] | 0.26564 | 0.17851 | 0.041659 | 0.08083 | 0.054074 | 0.084821
[7 empty] | 0.19597 | 0.14 | 0.075322 | 0.15419 | 0.11039 | 0.063958
[7 empty] | 0.1326 | 0.11613 | 0.11212 | 0.23604 | 0.1946 | 0.052143
[7 empty] | 0.11604 | 0.11235 | 0.13535 | 0.28791 | 0.23346 | 0.04655
[7 empty] | 0.11637 | 0.1121 | 0.13715 | 0.29758 | 0.2203 | 0.050704
[7 empty] | 0.13283 | 0.1171 | 0.13079 | 0.31847 | 0.20958 | 0.060247
[7 empty] | 0.13559 | 0.11531 | 0.12941 | 0.35335 | 0.19148 | 0.06894
[7 empty] | 0.12702 | 0.11032 | 0.12841 | 0.38923 | 0.1742 | 0.078123
[7 empty] | 0.11575 | 0.10914 | 0.12754 | 0.41319 | 0.15637 | 0.082384
[7 empty] | 0.1161 | 0.11323 | 0.13329 | 0.4226 | 0.14465 | 0.077872
[7 empty] | 0.11684 | 0.1099 | 0.11683 | 0.39174 | 0.10875 | 0.068282
[7 empty] | 0.10486 | 0.094777 | 0.095102 | 0.37056 | 0.085145 | 0.048851
[7 empty] | 0.10085 | 0.08663 | 0.071864 | 0.34555 | 0.067729 | 0.036651
[7 empty] | 0.11744 | 0.091064 | 0.062969 | 0.35453 | 0.069991 | 0.037055
[7 empty] | 0.13727 | 0.10042 | 0.058364 | 0.35975 | 0.076329 | 0.041114
[7 empty] | 0.12787 | 0.10002 | 0.051762 | 0.33575 | 0.072468 | 0.039538
[7 empty] | 0.11152 | 0.10041 | 0.050966 | 0.32536 | 0.068828 | 0.040149
[7 empty] | 0.1109 | 0.11298 | 0.061581 | 0.36026 | 0.078804 | 0.049534
[7 empty] | 0.10964 | 0.1247 | 0.066726 | 0.38422 | 0.091271 | 0.062994
[7 empty] | 0.10895 | 0.13586 | 0.071667 | 0.39986 | 0.10154 | 0.077366
[7 empty] | 0.10752 | 0.1412 | 0.07876 | 0.40071 | 0.10344 | 0.087442
[7 empty] | 0.10775 | 0.13957 | 0.086212 | 0.38439 | 0.093461 | 0.088566
[7 empty] | 0.10981 | 0.12892 | 0.087806 | 0.35582 | 0.08127 | 0.08461
[7 empty] | 0.13954 | 0.1156 | 0.09608 | 0.34274 | 0.083956 | 0.088967
[7 empty] | 0.17078 | 0.083995 | 0.089385 | 0.29624 | 0.11347 | 0.091054
[7 empty] | 0.19253 | 0.05487 | 0.084453 | 0.24303 | 0.183 | 0.10188
[7 empty] | 0.22191 | 0.035623 | 0.082574 | 0.20189 | 0.28409 | 0.11992
[7 empty] | 0.28876 | 0.026345 | 0.079738 | 0.1835 | 0.34515 | 0.13158
[7 empty] | 0.35405 | 0.026317 | 0.073582 | 0.16777 | 0.34306 | 0.13107
[7 empty] | 0.4104 | 0.028002 | 0.06588 | 0.15236 | 0.32803 | 0.13169
[7 empty] | 0.43763 | 0.02985 | 0.05803 | 0.12882 | 0.29654 | 0.13661
[7 empty] | 0.45708 | 0.03159 | 0.050583 | 0.10845 | 0.27832 | 0.14324
[7 empty] | 0.49661 | 0.033122 | 0.044338 | 0.1003 | 0.31551 | 0.14457
[7 empty] | 0.53498 | 0.033003 | 0.041525 | 0.10808 | 0.37687 | 0.14019
[7 empty] | 0.50566 | 0.030109 | 0.033928 | 0.11478 | 0.34463 | 0.11678
[7 empty] | 0.48198 | 0.018787 | 0.017659 | 0.12582 | 0.33911 | 0.090368
[7 empty] | 0.45027 | 0.019322 | 0.011394 | 0.15387 | 0.3214 | 0.071142
[7 empty] | 0.47173 | 0.029416 | 0.010521 | 0.19843 | 0.33111 | 0.070525
[7 empty] | 0.51327 | 0.044115 | 0.012061 | 0.23213 | 0.33889 | 0.077805
[7 empty] | 0.5026 | 0.046956 | 0.011665 | 0.2112 | 0.31756 | 0.079253
[7 empty] | 0.51003 | 0.042774 | 0.010863 | 0.18345 | 0.31453 | 0.085161
[7 empty] | 0.55654 | 0.044025 | 0.013686 | 0.1775 | 0.33785 | 0.10856
[7 empty] | 0.58533 | 0.045809 | 0.018396 | 0.16727 | 0.33729 | 0.13205
[7 empty] | 0.59828 | 0.046458 | 0.023871 | 0.15668 | 0.32201 | 0.14867
[7 empty] | 0.6062 | 0.046055 | 0.027533 | 0.14244 | 0.29033 | 0.15521
[7 empty] | 0.60276 | 0.046193 | 0.027729 | 0.12841 | 0.22798 | 0.14337
[7 empty] | 0.60336 | 0.048213 | 0.024649 | 0.11363 | 0.18259 | 0.13045
[7 empty] | 0.64274 | 0.050292 | 0.020075 | 0.10381 | 0.19052 | 0.14346
[7 empty] | 0.64311 | 0.052967 | 0.020653 | 0.07324 | 0.20369 | 0.17194
[7 empty] | 0.61116 | 0.062374 | 0.024809 | 0.044409 | 0.2059 | 0.22507
[7 empty] | 0.57817 | 0.075822 | 0.024871 | 0.026597 | 0.20282 | 0.28728
[7 empty] | 0.57544 | 0.093907 | 0.023676 | 0.015507 | 0.17661 | 0.33488
[7 empty] | 0.55957 | 0.11038 | 0.024685 | 0.011631 | 0.1403 | 0.35918
[7 empty] | 0.55115 | 0.14725 | 0.0281 | 0.0087774 | 0.14643 | 0.40404
[7 empty] | 0.5204 | 0.17536 | 0.031005 | 0.0088161 | 0.1405 | 0.44745
[7 empty] | 0.49379 | 0.20533 | 0.03503 | 0.0086827 | 0.12399 | 0.4802
[7 empty] | 0.48976 | 0.23165 | 0.038427 | 0.0085868 | 0.11027 | 0.49689
[7 empty] | 0.52275 | 0.25464 | 0.04024 | 0.010138 | 0.093753 | 0.49726
[7 empty] | 0.49873 | 0.23229 | 0.03969 | 0.015029 | 0.075843 | 0.45388
[7 empty] | 0.48552 | 0.22137 | 0.0268 | 0.014223 | 0.061698 | 0.41561
[7 empty] | 0.40201 | 0.17298 | 0.019827 | 0.0096887 | 0.05146 | 0.35913
[7 empty] | 0.3472 | 0.16085 | 0.022787 | 0.0085985 | 0.057583 | 0.33658
[7 empty] | 0.31865 | 0.1638 | 0.030094 | 0.010881 | 0.068825 | 0.33162
[7 empty] | 0.27426 | 0.15711 | 0.035965 | 0.0094013 | 0.068789 | 0.30924
[7 empty] | 0.24966 | 0.15844 | 0.040779 | 0.0074077 | 0.06553 | 0.30333
[7 empty] | 0.25948 | 0.18494 | 0.053355 | 0.0087887 | 0.069761 | 0.33708
[7 empty] | 0.27748 | 0.20572 | 0.066702 | 0.011601 | 0.069966 | 0.36403
[7 empty] | 0.29536 | 0.22378 | 0.081335 | 0.016502 | 0.065075 | 0.38894
[7 empty] | 0.30686 | 0.24272 | 0.097966 | 0.02493 | 0.056089 | 0.41602
[7 empty] | 0.30906 | 0.26229 | 0.11627 | 0.035813 | 0.042477 | 0.44965
[7 empty] | 0.30108 | 0.28815 | 0.14084 | 0.047775 | 0.029212 | 0.49809
[7 empty] | 0.34759 | 0.3742 | 0.20088 | 0.07521 | 0.021143 | 0.6346
[7 empty] | 0.35343 | 0.37051 | 0.24978 | 0.073388 | 0.023193 | 0.72306
[7 empty] | 0.31872 | 0.3073 | 0.28533 | 0.053742 | 0.037656 | 0.75119
[7 empty] | 0.28888 | 0.26366 | 0.33576 | 0.046369 | 0.069738 | 0.75872
[7 empty] | 0.28157 | 0.2556 | 0.41741 | 0.059051 | 0.073748 | 0.77276
[7 empty] | 0.2769 | 0.23859 | 0.48455 | 0.082923 | 0.051627 | 0.7723
[7 empty] | 0.28404 | 0.22467 | 0.54968 | 0.10889 | 0.038324 | 0.77592
[7 empty] | 0.27648 | 0.20047 | 0.60054 | 0.12485 | 0.037775 | 0.77217
[7 empty] | 0.26304 | 0.17145 | 0.64417 | 0.12522 | 0.036948 | 0.76078
[7 empty] | 0.24848 | 0.14825 | 0.67761 | 0.10924 | 0.022202 | 0.74338
[7 empty] | 0.24309 | 0.13534 | 0.70932 | 0.089965 | 0.0070821 | 0.72241
[7 empty] | 0.22226 | 0.11281 | 0.70418 | 0.077745 | 0.0020911 | 0.63673
[7 empty] | 0.20725 | 0.093251 | 0.6996 | 0.08224 | 0.00029851 | 0.53053
[7 empty] | 0.16427 | 0.066079 | 0.66245 | 0.093344 | 0.00024335 | 0.39795
[7 empty] | 0.14817 | 0.05269 | 0.65526 | 0.12138 | 0.00091844 | 0.33772
[7 empty] | 0.14501 | 0.043466 | 0.6506 | 0.15945 | 0.0043494 | 0.28939
[7 empty] | 0.13135 | 0.030534 | 0.61008 | 0.19699 | 0.0080972 | 0.24145
[7 empty] | 0.12462 | 0.02256 | 0.59099 | 0.25892 | 0.011348 | 0.21199
[7 empty] | 0.14402 | 0.020885 | 0.62639 | 0.33986 | 0.018644 | 0.21157
[7 empty] | 0.17048 | 0.020707 | 0.6492 | 0.39064 | 0.02625 | 0.20737
[7 empty] | 0.19617 | 0.022379 | 0.66059 | 0.4177 | 0.032159 | 0.20222
[7 empty] | 0.21269 | 0.025602 | 0.66332 | 0.41771 | 0.036969 | 0.19808
[7 empty] | 0.20467 | 0.031802 | 0.64388 | 0.38317 | 0.042176 | 0.20219
[7 empty] | 0.1867 | 0.036718 | 0.61032 | 0.31602 | 0.049575 | 0.22622
[7 empty] | 0.20212 | 0.041519 | 0.65915 | 0.30965 | 0.061427 | 0.32303
[7 empty] | 0.22018 | 0.043104 | 0.64493 | 0.34062 | 0.058201 | 0.42213
[7 empty] | 0.23374 | 0.041547 | 0.58851 | 0.43152 | 0.045202 | 0.48862
[7 empty] | 0.24225 | 0.038929 | 0.54987 | 0.50501 | 0.048979 | 0.50899
[7 empty] | 0.253 | 0.038126 | 0.54849 | 0.53805 | 0.058436 | 0.52403
[7 empty] | 0.24596 | 0.038918 | 0.5354 | 0.52233 | 0.060801 | 0.50846
[7 empty] | 0.23874 | 0.041567 | 0.53264 | 0.51198 | 0.06554 | 0.50469
[7 empty] | 0.23046 | 0.039994 | 0.52083 | 0.50967 | 0.057843 | 0.50194
[7 empty] | 0.22588 | 0.035794 | 0.50353 | 0.522 | 0.042955 | 0.49653
[7 empty] | 0.24108 | 0.030044 | 0.49121 | 0.55684 | 0.031114 | 0.48065
[7 empty] | 0.28351 | 0.024369 | 0.4907 | 0.60649 | 0.030128 | 0.438
[7 empty] | 0.28414 | 0.018592 | 0.45546 | 0.61629 | 0.042064 | 0.3291
[7 empty] | 0.28173 | 0.010058 | 0.44297 | 0.62178 | 0.039889 | 0.24151
[7 empty] | 0.22653 | 0.0058865 | 0.41523 | 0.5807 | 0.033358 | 0.17271
[7 empty] | 0.2044 | 0.0060487 | 0.42317 | 0.55427 | 0.036983 | 0.15008
[7 empty] | 0.20406 | 0.0077892 | 0.4374 | 0.54314 | 0.042695 | 0.14533
[7 empty] | 0.20414 | 0.0094963 | 0.41338 | 0.52359 | 0.04092 | 0.13099
[7 empty] | 0.21408 | 0.010658 | 0.39868 | 0.52732 | 0.038662 | 0.11991
[7 empty] | 0.24945 | 0.013294 | 0.41617 | 0.59346 | 0.043492 | 0.12143
[7 empty] | 0.26339 | 0.016853 | 0.426 | 0.62658 | 0.048299 | 0.12057
[7 empty] | 0.27417 | 0.020666 | 0.42989 | 0.64974 | 0.054152 | 0.12087
[7 empty] | 0.27978 | 0.023738 | 0.42575 | 0.66866 | 0.060935 | 0.12414
[7 empty] | 0.28904 | 0.026754 | 0.40283 | 0.66725 | 0.067276 | 0.13208
[7 empty] | 0.29479 | 0.025489 | 0.38102 | 0.62155 | 0.072604 | 0.14471
[7 empty] | 0.34117 | 0.021277 | 0.41784 | 0.64171 | 0.084237 | 0.1917
[7 empty] | 0.33595 | 0.019798 | 0.39836 | 0.66192 | 0.072207 | 0.21983
[7 empty] | 0.282 | 0.018948 | 0.35889 | 0.6853 | 0.044921 | 0.22355
[7 empty] | 0.20443 | 0.019658 | 0.332 | 0.70149 | 0.038126 | 0.21648
[7 empty] | 0.16713 | 0.021664 | 0.32584 | 0.72075 | 0.046648 | 0.21301
[7 empty] | 0.15474 | 0.024581 | 0.30719 | 0.71796 | 0.058981 | 0.20394
[7 empty] | 0.15045 | 0.028845 | 0.29416 | 0.72625 | 0.074054 | 0.20201
[7 empty] | 0.14302 | 0.031902 | 0.27333 | 0.7275 | 0.083977 | 0.19833
[7 empty] | 0.1348 | 0.035232 | 0.25009 | 0.73386 | 0.076982 | 0.18761
[7 empty] | 0.12215 | 0.039287 | 0.23186 | 0.74508 | 0.062162 | 0.16804
[7 empty] | 0.11482 | 0.046881 | 0.22455 | 0.76034 | 0.055786 | 0.14398
[7 empty] | 0.09333 | 0.05406 | 0.19883 | 0.7535 | 0.078299 | 0.10619
[7 empty] | 0.072127 | 0.049487 | 0.17571 | 0.74064 | 0.081922 | 0.07862
[7 empty] | 0.046342 | 0.044923 | 0.12634 | 0.70361 | 0.059349 | 0.063301
[7 empty] | 0.041586 | 0.067271 | 0.10051 | 0.70067 | 0.054331 | 0.066381
[7 empty] | 0.042737 | 0.10366 | 0.08727 | 0.71137 | 0.058337 | 0.074965
[7 empty] | 0.038436 | 0.11526 | 0.073835 | 0.69825 | 0.059914 | 0.073294
[7 empty] | 0.033213 | 0.11264 | 0.066473 | 0.70953 | 0.060622 | 0.069612
[7 empty] | 0.035922 | 0.12321 | 0.068816 | 0.73581 | 0.066949 | 0.073162
[7 empty] | 0.040722 | 0.13407 | 0.068483 | 0.75166 | 0.063129 | 0.07618
[7 empty] | 0.048289 | 0.1425 | 0.065539 | 0.75842 | 0.055279 | 0.08034
[7 empty] | 0.061126 | 0.14689 | 0.062565 | 0.75643 | 0.048386 | 0.087723
[7 empty] | 0.078916 | 0.14198 | 0.058205 | 0.74527 | 0.047177 | 0.098746
[7 empty] | 0.095591 | 0.13157 | 0.050183 | 0.72196 | 0.051008 | 0.1122
[7 empty] | 0.13019 | 0.14388 | 0.04049 | 0.73934 | 0.062237 | 0.1355
[7 empty] | 0.1479 | 0.13098 | 0.032984 | 0.73634 | 0.047151 | 0.14802
[7 empty] | 0.14668 | 0.11568 | 0.025426 | 0.71001 | 0.029411 | 0.13574
[7 empty] | 0.12058 | 0.11569 | 0.019834 | 0.67378 | 0.02895 | 0.117
[7 empty] | 0.091044 | 0.13131 | 0.017757 | 0.664 | 0.035467 | 0.10813
[7 empty] | 0.067094 | 0.14061 | 0.019578 | 0.64646 | 0.043834 | 0.10465
[7 empty] | 0.06269 | 0.15345 | 0.02158 | 0.63659 | 0.058756 | 0.10574
[7 empty] | 0.073611 | 0.15851 | 0.019987 | 0.61939 | 0.072673 | 0.099502
[7 empty] | 0.093489 | 0.1587 | 0.016579 | 0.6087 | 0.080959 | 0.090106
[7 empty] | 0.11517 | 0.15752 | 0.013873 | 0.61151 | 0.071603 | 0.085359
[7 empty] | 0.14824 | 0.15844 | 0.012551 | 0.63284 | 0.045998 | 0.0902
[7 empty] | 0.14658 | 0.13717 | 0.013756 | 0.62212 | 0.051917 | 0.093899
[7 empty] | 0.1412 | 0.11486 | 0.0080349 | 0.62031 | 0.045723 | 0.091045
[7 empty] | 0.10496 | 0.076113 | 0.0065454 | 0.57961 | 0.027941 | 0.083214
[7 empty] | 0.097382 | 0.066488 | 0.0093425 | 0.56499 | 0.024094 | 0.084713
[7 empty] | 0.1026 | 0.068748 | 0.012955 | 0.54252 | 0.02759 | 0.09093
[7 empty] | 0.10282 | 0.073304 | 0.012502 | 0.50039 | 0.032697 | 0.088981
[7 empty] | 0.10573 | 0.081484 | 0.0098354 | 0.47551 | 0.039461 | 0.088584
[7 empty] | 0.12861 | 0.10757 | 0.0080116 | 0.48522 | 0.050006 | 0.099093
[7 empty] | 0.15461 | 0.13617 | 0.007485 | 0.47281 | 0.053147 | 0.1067
[7 empty] | 0.1856 | 0.16288 | 0.0074092 | 0.4513 | 0.05652 | 0.11127
[7 empty] | 0.21967 | 0.18018 | 0.0066683 | 0.42274 | 0.06916 | 0.11758
[7 empty] | 0.24967 | 0.17733 | 0.0054822 | 0.40062 | 0.097195 | 0.12793
[7 empty] | 0.27262 | 0.16056 | 0.0049921 | 0.38645 | 0.13341 | 0.14117
[7 empty] | 0.34054 | 0.17022 | 0.0056001 | 0.46382 | 0.19188 | 0.17515
[7 empty] | 0.35731 | 0.14942 | 0.0095785 | 0.5703 | 0.19499 | 0.15034
[7 empty] | 0.3308 | 0.12304 | 0.017756 | 0.64379 | 0.16116 | 0.097588
[7 empty] | 0.29825 | 0.10905 | 0.024894 | 0.67226 | 0.1122 | 0.060629
[7 empty] | 0.29329 | 0.10381 | 0.029237 | 0.69084 | 0.09899 | 0.043283
[7 empty] | 0.28818 | 0.095149 | 0.031442 | 0.6768 | 0.11177 | 0.036202
[7 empty] | 0.28517 | 0.08784 | 0.033958 | 0.67355 | 0.13364 | 0.033144
[7 empty] | 0.28053 | 0.076195 | 0.034789 | 0.67057 | 0.14123 | 0.028226
[7 empty] | 0.27922 | 0.067237 | 0.035539 | 0.66477 | 0.15714 | 0.021963
[7 empty] | 0.30285 | 0.064225 | 0.034458 | 0.64913 | 0.22079 | 0.017602
[7 empty] | 0.35048 | 0.069633 | 0.03119 | 0.61958 | 0.31564 | 0.015839
[7 empty] | 0.34995 | 0.068372 | 0.028679 | 0.53736 | 0.34628 | 0.017391
[7 empty] | 0.35359 | 0.058435 | 0.015138 | 0.47153 | 0.35419 | 0.011304
[7 empty] | 0.28967 | 0.046441 | 0.010129 | 0.39307 | 0.27472 | 0.0089339
[7 empty] | 0.26204 | 0.045396 | 0.011793 | 0.34326 | 0.22721 | 0.011494
[7 empty] | 0.25759 | 0.045011 | 0.01468 | 0.32005 | 0.20809 | 0.015531
[7 empty] | 0.24684 | 0.03938 | 0.012703 | 0.28492 | 0.20057 | 0.016824
[7 empty] | 0.25766 | 0.030999 | 0.0091189 | 0.25688 | 0.21873 | 0.016
[7 empty] | 0.30627 | 0.025696 | 0.0081157 | 0.25484 | 0.28317 | 0.016091
[7 empty] | 0.34801 | 0.019283 | 0.007081 | 0.25344 | 0.34034 | 0.01571
[7 empty] | 0.37575 | 0.013062 | 0.0057974 | 0.25233 | 0.39203 | 0.015369
[7 empty] | 0.39247 | 0.0086858 | 0.0041084 | 0.25164 | 0.43959 | 0.014915
[7 empty] | 0.38634 | 0.0092999 | 0.0031248 | 0.26063 | 0.48403 | 0.015089
[7 empty] | 0.37419 | 0.012828 | 0.003211 | 0.28292 | 0.53255 | 0.015027
[7 empty] | 0.43681 | 0.018964 | 0.0048624 | 0.36311 | 0.64033 | 0.014044
[7 empty] | 0.45999 | 0.029531 | 0.014339 | 0.41493 | 0.66718 | 0.014249
[7 empty] | 0.43343 | 0.038715 | 0.031017 | 0.43364 | 0.62076 | 0.016887
[7 empty] | 0.39996 | 0.040175 | 0.048093 | 0.43237 | 0.56673 | 0.019
[7 empty] | 0.37656 | 0.036193 | 0.055826 | 0.45154 | 0.56553 | 0.01669
[7 empty] | 0.33792 | 0.028156 | 0.052355 | 0.45463 | 0.57318 | 0.014711
[7 empty] | 0.29814 | 0.023684 | 0.048672 | 0.45555 | 0.58649 | 0.012544
[7 empty] | 0.25155 | 0.021248 | 0.04429 | 0.44293 | 0.58911 | 0.011424
[7 empty] | 0.21387 | 0.02031 | 0.041361 | 0.42377 | 0.58517 | 0.011627
[7 empty] | 0.20358 | 0.01985 | 0.038962 | 0.39801 | 0.58296 | 0.015648
[7 empty] | 0.22137 | 0.01825 | 0.038752 | 0.36844 | 0.59982 | 0.024027
[7 empty] | 0.22108 | 0.015877 | 0.03643 | 0.30324 | 0.54422 | 0.030806
[7 empty] | 0.21396 | 0.0096629 | 0.019404 | 0.2624 | 0.50089 | 0.01843
[7 empty] | 0.17173 | 0.0082548 | 0.010577 | 0.21229 | 0.42704 | 0.012488
[7 empty] | 0.15262 | 0.011552 | 0.010131 | 0.18719 | 0.41942 | 0.013257
[7 empty] | 0.14532 | 0.016553 | 0.011451 | 0.17765 | 0.41552 | 0.017024
[7 empty] | 0.12803 | 0.01962 | 0.010498 | 0.15379 | 0.36935 | 0.020117
[7 empty] | 0.11799 | 0.025356 | 0.0086548 | 0.13663 | 0.32785 | 0.020077
[7 empty] | 0.12995 | 0.037618 | 0.009899 | 0.13625 | 0.328 | 0.020706
[7 empty] | 0.14906 | 0.043811 | 0.01188 | 0.13252 | 0.33115 | 0.022056
[7 empty] | 0.16834 | 0.044607 | 0.01362 | 0.12918 | 0.34756 | 0.024742
[7 empty] | 0.17604 | 0.046966 | 0.015212 | 0.12781 | 0.3788 | 0.027532
[7 empty] | 0.16529 | 0.048933 | 0.017436 | 0.1302 | 0.42171 | 0.028237
[7 empty] | 0.1478 | 0.049595 | 0.01991 | 0.13402 | 0.4711 | 0.024936
[7 empty] | 0.16425 | 0.058795 | 0.025836 | 0.16269 | 0.5597 | 0.019215
[7 empty] | 0.16978 | 0.073125 | 0.04258 | 0.17318 | 0.59959 | 0.016214
[7 empty] | 0.16791 | 0.097402 | 0.070697 | 0.16275 | 0.58762 | 0.012881
[7 empty] | 0.16215 | 0.12269 | 0.098565 | 0.14322 | 0.57098 | 0.01002
[7 empty] | 0.16585 | 0.14454 | 0.11985 | 0.12371 | 0.56574 | 0.011749
[7 empty] | 0.16604 | 0.14664 | 0.12528 | 0.10182 | 0.56936 | 0.019484
[7 empty] | 0.17438 | 0.14812 | 0.13123 | 0.088966 | 0.58005 | 0.031093
[7 empty] | 0.18492 | 0.14296 | 0.13211 | 0.078465 | 0.58045 | 0.048662
[7 empty] | 0.19598 | 0.14002 | 0.13006 | 0.069034 | 0.57827 | 0.079906
[7 empty] | 0.2103 | 0.1444 | 0.12591 | 0.061028 | 0.59204 | 0.12413
[7 empty] | 0.21852 | 0.1639 | 0.12435 | 0.054761 | 0.60407 | 0.17065
[7 empty] | 0.18912 | 0.16711 | 0.1151 | 0.048032 | 0.54775 | 0.19315
[7 empty] | 0.17212 | 0.17395 | 0.099636 | 0.031508 | 0.50055 | 0.22227
[7 empty] | 0.14835 | 0.15174 | 0.078936 | 0.021268 | 0.38572 | 0.21297
[7 empty] | 0.15172 | 0.15442 | 0.081025 | 0.019511 | 0.32465 | 0.2123
[7 empty] | 0.16357 | 0.16792 | 0.091734 | 0.01997 | 0.30907 | 0.2259
[7 empty] | 0.1584 | 0.16678 | 0.090927 | 0.019527 | 0.29281 | 0.23125
[7 empty] | 0.15531 | 0.16952 | 0.088167 | 0.017796 | 0.30063 | 0.24773
[7 empty] | 0.16829 | 0.19019 | 0.09795 | 0.017306 | 0.34529 | 0.28795
[7 empty] | 0.18061 | 0.20048 | 0.10292 | 0.016142 | 0.37123 | 0.32396
[7 empty] | 0.18963 | 0.20539 | 0.10084 | 0.014702 | 0.38871 | 0.35134
[7 empty] | 0.1974 | 0.20145 | 0.094105 | 0.01381 | 0.40631 | 0.34288
[7 empty] | 0.20206 | 0.18608 | 0.083006 | 0.013951 | 0.43273 | 0.3021
[7 empty] | 0.19961 | 0.16422 | 0.072516 | 0.016077 | 0.45713 | 0.24972
[7 empty] | 0.22634 | 0.17113 | 0.074998 | 0.020591 | 0.54906 | 0.24422
[7 empty] | 0.24138 | 0.14871 | 0.078186 | 0.028145 | 0.56764 | 0.24192
[7 empty] | 0.23249 | 0.1288 | 0.089382 | 0.041932 | 0.52357 | 0.24234
[7 empty] | 0.20872 | 0.12987 | 0.10369 | 0.053248 | 0.46783 | 0.25196
[7 empty] | 0.20152 | 0.1503 | 0.11192 | 0.059657 | 0.46125 | 0.26734
[7 empty] | 0.19972 | 0.16488 | 0.10658 | 0.060714 | 0.46618 | 0.26369
[7 empty] | 0.20428 | 0.17852 | 0.10268 | 0.058967 | 0.47547 | 0.25399
[7 empty] | 0.21124 | 0.17629 | 0.098414 | 0.056119 | 0.46835 | 0.22767
[7 empty] | 0.21846 | 0.17093 | 0.092116 | 0.052938 | 0.45575 | 0.19779
[7 empty] | 0.21344 | 0.17563 | 0.08506 | 0.053197 | 0.45799 | 0.18244
[7 empty] | 0.18994 | 0.19695 | 0.080146 | 0.06498 | 0.47354 | 0.18715
[7 empty] | 0.16536 | 0.19589 | 0.070367 | 0.078548 | 0.41348 | 0.18731
[7 empty] | 0.15598 | 0.20294 | 0.050861 | 0.077471 | 0.3652 | 0.19737
[7 empty] | 0.13171 | 0.1778 | 0.041961 | 0.04939 | 0.27474 | 0.19623
[7 empty] | 0.12487 | 0.17424 | 0.057747 | 0.032217 | 0.23884 | 0.21127
[7 empty] | 0.12606 | 0.17517 | 0.088906 | 0.024108 | 0.22364 | 0.2293
[7 empty] | 0.1131 | 0.15639 | 0.10345 | 0.017225 | 0.19925 | 0.22139
[7 empty] | 0.10248 | 0.14495 | 0.10624 | 0.012794 | 0.191 | 0.22035
[7 empty] | 0.10565 | 0.15168 | 0.11692 | 0.012526 | 0.21546 | 0.23924
[7 empty] | 0.10863 | 0.15748 | 0.12017 | 0.012124 | 0.24095 | 0.24873
[7 empty] | 0.11143 | 0.16467 | 0.11811 | 0.012255 | 0.27042 | 0.25068
[7 empty] | 0.11393 | 0.16938 | 0.11778 | 0.015036 | 0.30458 | 0.25341
[7 empty] | 0.11344 | 0.16712 | 0.11624 | 0.021464 | 0.34031 | 0.26164
[7 empty] | 0.10615 | 0.15734 | 0.11123 | 0.029826 | 0.36952 | 0.26935
[7 empty] | 0.10898 | 0.16769 | 0.11653 | 0.046029 | 0.46798 | 0.3041
[7 empty] | 0.091416 | 0.14832 | 0.1022 | 0.067118 | 0.50878 | 0.28434
[7 empty] | 0.069623 | 0.12137 | 0.07983 | 0.089836 | 0.50674 | 0.22536
[7 empty] | 0.060231 | 0.10752 | 0.065973 | 0.1083 | 0.49612 | 0.17313
[7 empty] | 0.055267 | 0.10947 | 0.065367 | 0.11473 | 0.52211 | 0.15595
[7 empty] | 0.049192 | 0.11211 | 0.066979 | 0.10631 | 0.55116 | 0.15197
[7 empty] | 0.044213 | 0.11596 | 0.07324 | 0.10166 | 0.58864 | 0.14956
[7 empty] | 0.038731 | 0.11063 | 0.071363 | 0.096177 | 0.62742 | 0.13253
[7 empty] | 0.034286 | 0.10629 | 0.068769 | 0.095386 | 0.66063 | 0.10946
[7 empty] | 0.034616 | 0.10801 | 0.072329 | 0.10353 | 0.69043 | 0.097566
[7 empty] | 0.048179 | 0.12106 | 0.08536 | 0.13553 | 0.71981 | 0.10034
[7 empty] | 0.056848 | 0.12215 | 0.09854 | 0.16925 | 0.69719 | 0.10111
[7 empty] | 0.047297 | 0.12065 | 0.11136 | 0.18621 | 0.67604 | 0.09286
[7 empty] | 0.033808 | 0.10509 | 0.12188 | 0.14374 | 0.63236 | 0.079053
[7 empty] | 0.028745 | 0.10654 | 0.15861 | 0.11545 | 0.6311 | 0.073111
[7 empty] | 0.025647 | 0.11156 | 0.20232 | 0.10061 | 0.63742 | 0.070619
[7 empty] | 0.019616 | 0.10397 | 0.21319 | 0.080798 | 0.6189 | 0.064221
[7 empty] | 0.014057 | 0.096216 | 0.21668 | 0.069982 | 0.61569 | 0.059269
[7 empty] | 0.012457 | 0.10069 | 0.24058 | 0.075503 | 0.65325 | 0.062291
[7 empty] | 0.012655 | 0.10194 | 0.26238 | 0.077776 | 0.66728 | 0.063369
[7 empty] | 0.014613 | 0.10081 | 0.2795 | 0.074926 | 0.66012 | 0.062668
[7 empty] | 0.017947 | 0.097197 | 0.28908 | 0.067396 | 0.64845 | 0.064067
[7 empty] | 0.024515 | 0.089529 | 0.27707 | 0.055794 | 0.62946 | 0.069296
[7 empty] | 0.03279 | 0.076902 | 0.25462 | 0.051193 | 0.61987 | 0.07622
[7 empty] | 0.046247 | 0.066653 | 0.26105 | 0.070082 | 0.67291 | 0.090018
[7 empty] | 0.052342 | 0.051294 | 0.23387 | 0.094591 | 0.70893 | 0.080016
[7 empty] | 0.057409 | 0.035987 | 0.19042 | 0.1225 | 0.7084 | 0.05522
[7 empty] | 0.051625 | 0.026876 | 0.16005 | 0.16834 | 0.70584 | 0.038421
[7 empty] | 0.043552 | 0.023941 | 0.1479 | 0.20696 | 0.70876 | 0.02871
[7 empty] | 0.040282 | 0.023358 | 0.14166 | 0.20427 | 0.69356 | 0.024673
[7 empty] | 0.053524 | 0.025605 | 0.14611 | 0.19687 | 0.67373 | 0.022733
[7 empty] | 0.074179 | 0.026836 | 0.14798 | 0.20074 | 0.64994 | 0.020385
[7 empty] | 0.081618 | 0.026624 | 0.15357 | 0.20578 | 0.62759 | 0.018079
[7 empty] | 0.069336 | 0.025874 | 0.16847 | 0.20262 | 0.62622 | 0.017148
[7 empty] | 0.03826 | 0.024863 | 0.19062 | 0.17734 | 0.63684 | 0.019562
[7 empty] | 0.021236 | 0.02412 | 0.20037 | 0.14257 | 0.60669 | 0.023456
[7 empty] | 0.011402 | 0.017796 | 0.22679 | 0.12434 | 0.57738 | 0.016498
[7 empty] | 0.007721 | 0.015964 | 0.25126 | 0.097 | 0.50075 | 0.012387
[7 empty] | 0.0088407 | 0.019139 | 0.32951 | 0.093834 | 0.4468 | 0.012423
[7 empty] | 0.010663 | 0.022654 | 0.42009 | 0.10014 | 0.42373 | 0.0133
[7 empty] | 0.008986 | 0.021165 | 0.45431 | 0.09573 | 0.39303 | 0.012371
[7 empty] | 0.0069982 | 0.016182 | 0.45505 | 0.08875 | 0.38635 | 0.011095
[7 empty] | 0.00777 | 0.011152 | 0.48065 | 0.090627 | 0.41492 | 0.010644
[7 empty] | 0.0089348 | 0.0076371 | 0.49086 | 0.092119 | 0.42303 | 0.010242
[7 empty] | 0.010289 | 0.0066942 | 0.50379 | 0.08909 | 0.41589 | 0.010513
[7 empty] | 0.012082 | 0.0076521 | 0.50554 | 0.087825 | 0.40257 | 0.010665
[7 empty] | 0.013486 | 0.0098134 | 0.50237 | 0.08992 | 0.39611 | 0.011227
[7 empty] | 0.018576 | 0.013513 | 0.49902 | 0.088233 | 0.39195 | 0.012721
[7 empty] | 0.031701 | 0.020849 | 0.56733 | 0.10973 | 0.44911 | 0.012923
[7 empty] | 0.050442 | 0.034259 | 0.56091 | 0.09968 | 0.45639 | 0.01857
[7 empty] | 0.089219 | 0.050936 | 0.4953 | 0.074464 | 0.43729 | 0.029662
[7 empty] | 0.13209 | 0.070506 | 0.45768 | 0.063598 | 0.39773 | 0.040061
[7 empty] | 0.1677 | 0.095623 | 0.46528 | 0.065818 | 0.38899 | 0.044274
[7 empty] | 0.17494 | 0.10894 | 0.46987 | 0.071508 | 0.37635 | 0.044352
[7 empty] | 0.17449 | 0.12094 | 0.48324 | 0.079586 | 0.36796 | 0.044425
[7 empty] | 0.17525 | 0.12831 | 0.48136 | 0.077841 | 0.36493 | 0.0444
[7 empty] | 0.16874 | 0.13578 | 0.47545 | 0.073748 | 0.3539 | 0.0441
[7 empty] | 0.15394 | 0.14908 | 0.48025 | 0.072864 | 0.34112 | 0.045014
[7 empty] | 0.1309 | 0.16268 | 0.50714 | 0.080514 | 0.32615 | 0.048149
[7 empty] | 0.084824 | 0.15024 | 0.49099 | 0.086307 | 0.25092 | 0.045588
[7 empty] | 0.061228 | 0.1373 | 0.49254 | 0.10596 | 0.18378 | 0.025005
[7 empty] | 0.036906 | 0.10116 | 0.43891 | 0.099223 | 0.11893 | 0.0076806
[7 empty] | 0.030057 | 0.087897 | 0.42158 | 0.10655 | 0.098316 | 0.0028777
[7 empty] | 0.030217 | 0.080857 | 0.41799 | 0.11474 | 0.095914 | 0.0017141
[7 empty] | 0.030346 | 0.07077 | 0.39015 | 0.10375 | 0.08841 | 0.0013791
[7 empty] | 0.032279 | 0.065352 | 0.37428 | 0.093577 | 0.08641 | 0.0010117
[7 empty] | 0.040084 | 0.072497 | 0.40642 | 0.10919 | 0.10351 | 0.00087252
[7 empty] | 0.043861 | 0.081986 | 0.44302 | 0.1287 | 0.12971 | 0.00070363
[7 empty] | 0.04298 | 0.090349 | 0.4857 | 0.15313 | 0.15745 | 0.00078442
[7 empty] | 0.037574 | 0.097316 | 0.51664 | 0.17452 | 0.18192 | 0.0009778
[7 empty] | 0.029141 | 0.09877 | 0.53073 | 0.19016 | 0.19562 | 0.0010559
[7 empty] | 0.025359 | 0.094101 | 0.52931 | 0.20133 | 0.19948 | 0.0011
[7 empty] | 0.030383 | 0.10131 | 0.59424 | 0.24189 | 0.24162 | 0.00086664
[7 empty] | 0.045081 | 0.1028 | 0.56863 | 0.22307 | 0.23045 | 0.0036145
[7 empty] | 0.084016 | 0.10353 | 0.49124 | 0.15727 | 0.18275 | 0.010658
[7 empty] | 0.16016 | 0.10587 | 0.43915 | 0.11888 | 0.12137 | 0.02568
[7 empty] | 0.21252 | 0.11153 | 0.42926 | 0.12608 | 0.10076 | 0.050539
[7 empty] | 0.21607 | 0.1115 | 0.41056 | 0.1419 | 0.099638 | 0.077179
[7 empty] | 0.1913 | 0.11203 | 0.40956 | 0.16437 | 0.10521 | 0.10923
[7 empty] | 0.15777 | 0.10787 | 0.40073 | 0.17617 | 0.10277 | 0.13966
[7 empty] | 0.13201 | 0.10193 | 0.39131 | 0.17933 | 0.095186 | 0.17261
[7 empty] | 0.11925 | 0.10023 | 0.38973 | 0.18128 | 0.084128 | 0.21889
[7 empty] | 0.11713 | 0.10542 | 0.4009 | 0.19069 | 0.077175 | 0.26444
[7 empty] | 0.097702 | 0.10271 | 0.37765 | 0.18327 | 0.067942 | 0.27379
[7 empty] | 0.076041 | 0.094768 | 0.37229 | 0.18041 | 0.049809 | 0.27246
[7 empty] | 0.046485 | 0.082397 | 0.32178 | 0.16044 | 0.037399 | 0.24264
[7 empty] | 0.038192 | 0.091924 | 0.30986 | 0.15875 | 0.040636 | 0.24969
[7 empty] | 0.039889 | 0.11486 | 0.3149 | 0.16367 | 0.048296 | 0.27353
[7 empty] | 0.042404 | 0.13147 | 0.30866 | 0.15056 | 0.050661 | 0.28244
[7 empty] | 0.046057 | 0.1462 | 0.31834 | 0.14293 | 0.052625 | 0.30642
[7 empty] | 0.054727 | 0.17637 | 0.36669 | 0.15874 | 0.062383 | 0.35972
[7 empty] | 0.058349 | 0.20032 | 0.4038 | 0.17408 | 0.072256 | 0.40031
[7 empty] | 0.056903 | 0.21544 | 0.43195 | 0.1926 | 0.083553 | 0.43158
[7 empty] | 0.053497 | 0.22085 | 0.43739 | 0.21373 | 0.098549 | 0.4486
[7 empty] | 0.049403 | 0.21169 | 0.415 | 0.23676 | 0.1265 | 0.46755
[7 empty] | 0.045032 | 0.19309 | 0.3788 | 0.25423 | 0.16087 | 0.47488
[7 empty] | 0.046285 | 0.18798 | 0.41086 | 0.29988 | 0.21372 | 0.54873
[7 empty] | 0.054639 | 0.17131 | 0.38989 | 0.24692 | 0.21567 | 0.56335
[7 empty] | 0.069334 | 0.14695 | 0.34076 | 0.14071 | 0.17386 | 0.50369
[7 empty] | 0.076338 | 0.13638 | 0.3106 | 0.10124 | 0.10334 | 0.42524
[7 empty] | 0.071084 | 0.14775 | 0.29989 | 0.10884 | 0.09907 | 0.40408
[7 empty] | 0.064485 | 0.15721 | 0.28005 | 0.13397 | 0.11349 | 0.39283
[7 empty] | 0.063582 | 0.16632 | 0.27278 | 0.17367 | 0.13879 | 0.39244
[7 empty] | 0.070153 | 0.16796 | 0.26641 | 0.21193 | 0.14922 | 0.36764
[7 empty] | 0.084042 | 0.16128 | 0.25843 | 0.23925 | 0.15067 | 0.34144
[7 empty] | 0.095246 | 0.1576 | 0.26134 | 0.25632 | 0.15897 | 0.33689
[7 empty] | 0.088469 | 0.15938 | 0.2724 | 0.26062 | 0.17944 | 0.36297
[7 empty] | 0.070026 | 0.14746 | 0.25424 | 0.22555 | 0.1732 | 0.36905
[7 empty] | 0.0464 | 0.13914 | 0.24919 | 0.20597 | 0.17058 | 0.37086
[7 empty] | 0.029699 | 0.12278 | 0.19648 | 0.18011 | 0.13688 | 0.32536
[7 empty] | 0.027519 | 0.1211 | 0.17603 | 0.19586 | 0.13204 | 0.29283
[7 empty] | 0.031274 | 0.12838 | 0.16753 | 0.22693 | 0.13711 | 0.2615
[7 empty] | 0.035963 | 0.12052 | 0.14599 | 0.23249 | 0.12994 | 0.23128
[7 empty] | 0.041678 | 0.11383 | 0.13649 | 0.2402 | 0.12935 | 0.21021
[7 empty] | 0.051571 | 0.1228 | 0.15825 | 0.2777 | 0.15122 | 0.21004
[7 empty] | 0.057652 | 0.13367 | 0.18918 | 0.30803 | 0.17683 | 0.21087
[7 empty] | 0.057744 | 0.14263 | 0.22364 | 0.33349 | 0.2041 | 0.20785
[7 empty] | 0.052816 | 0.14854 | 0.24983 | 0.3543 | 0.23717 | 0.20991
[7 empty] | 0.04337 | 0.14602 | 0.2487 | 0.37082 | 0.27477 | 0.215
[7 empty] | 0.034236 | 0.13581 | 0.22607 | 0.39279 | 0.30581 | 0.22501
[7 empty] | 0.028401 | 0.13469 | 0.22912 | 0.51689 | 0.382 | 0.27315
[7 empty] | 0.023262 | 0.11946 | 0.20144 | 0.61755 | 0.39715 | 0.26966
[7 empty] | 0.024128 | 0.096715 | 0.1702 | 0.66602 | 0.35259 | 0.22791
[7 empty] | 0.035787 | 0.081816 | 0.15299 | 0.68936 | 0.29567 | 0.19285
[7 empty] | 0.039952 | 0.080428 | 0.14618 | 0.69973 | 0.28303 | 0.17473
[7 empty] | 0.040111 | 0.078798 | 0.13909 | 0.6774 | 0.27412 | 0.1638
[7 empty] | 0.046653 | 0.080818 | 0.13954 | 0.65715 | 0.26969 | 0.16287
[7 empty] | 0.059156 | 0.077148 | 0.14034 | 0.62301 | 0.26609 | 0.15546
[7 empty] | 0.073185 | 0.072364 | 0.14199 | 0.57781 | 0.26013 | 0.14727
[7 empty] | 0.072522 | 0.067359 | 0.14889 | 0.53997 | 0.26971 | 0.1435
[7 empty] | 0.0541 | 0.064874 | 0.15854 | 0.49698 | 0.28394 | 0.14374
[7 empty] | 0.038732 | 0.059209 | 0.1484 | 0.4165 | 0.25652 | 0.13361
[7 empty] | 0.025651 | 0.04397 | 0.13587 | 0.37618 | 0.23832 | 0.11927
[7 empty] | 0.018213 | 0.034549 | 0.11323 | 0.31845 | 0.19014 | 0.086479
[7 empty] | 0.021378 | 0.035049 | 0.11757 | 0.29522 | 0.16754 | 0.072659
[7 empty] | 0.031587 | 0.03831 | 0.13949 | 0.28257 | 0.15821 | 0.06574
[7 empty] | 0.044526 | 0.034322 | 0.14479 | 0.25066 | 0.1388 | 0.05552
[7 empty] | 0.062375 | 0.02903 | 0.14966 | 0.22823 | 0.12543 | 0.048846
[7 empty] | 0.094133 | 0.029927 | 0.17704 | 0.23072 | 0.1296 | 0.051192
[7 empty] | 0.12777 | 0.035831 | 0.20332 | 0.22538 | 0.13117 | 0.054761
[7 empty] | 0.1531 | 0.045307 | 0.22145 | 0.21762 | 0.13255 | 0.057412
[7 empty] | 0.162 | 0.05823 | 0.22726 | 0.20314 | 0.13665 | 0.060024
[7 empty] | 0.14827 | 0.070682 | 0.22246 | 0.18542 | 0.14419 | 0.060081
[7 empty] | 0.12891 | 0.077182 | 0.22253 | 0.17416 | 0.14939 | 0.056414
[7 empty] | 0.13544 | 0.084947 | 0.26921 | 0.20515 | 0.16871 | 0.056769
[7 empty] | 0.13766 | 0.074033 | 0.30979 | 0.1871 | 0.15768 | 0.056365
[7 empty] | 0.12857 | 0.058995 | 0.33431 | 0.16217 | 0.11904 | 0.055918
[7 empty] | 0.11985 | 0.046669 | 0.3671 | 0.15773 | 0.086883 | 0.058606
[7 empty] | 0.11821 | 0.04221 | 0.40714 | 0.16439 | 0.080347 | 0.059746
[7 empty] | 0.11274 | 0.042476 | 0.42629 | 0.16923 | 0.084665 | 0.058004
[7 empty] | 0.1097 | 0.045866 | 0.44728 | 0.17816 | 0.093557 | 0.055715
[7 empty] | 0.1037 | 0.045178 | 0.45294 | 0.18479 | 0.096258 | 0.052056
[7 empty] | 0.097896 | 0.041628 | 0.45352 | 0.18959 | 0.09914 | 0.047785
[7 empty] | 0.093843 | 0.034679 | 0.45029 | 0.19273 | 0.11481 | 0.042464
[7 empty] | 0.093368 | 0.027924 | 0.44425 | 0.18598 | 0.15503 | 0.03846
[7 empty] | 0.092357 | 0.022564 | 0.38905 | 0.16486 | 0.16806 | 0.039233
[7 empty] | 0.081783 | 0.011589 | 0.36713 | 0.14801 | 0.15316 | 0.028652
[7 empty] | 0.073147 | 0.0083826 | 0.30567 | 0.11151 | 0.10872 | 0.016561
[7 empty] | 0.086022 | 0.011484 | 0.28646 | 0.091987 | 0.087063 | 0.014861
[7 empty] | 0.10305 | 0.017058 | 0.29633 | 0.093387 | 0.076812 | 0.016341
[7 empty] | 0.1039 | 0.019282 | 0.29444 | 0.085496 | 0.065688 | 0.01428
[7 empty] | 0.099861 | 0.020402 | 0.30603 | 0.076025 | 0.059188 | 0.012106
[7 empty] | 0.10758 | 0.025743 | 0.35135 | 0.080841 | 0.063708 | 0.013614
[7 empty] | 0.11217 | 0.032526 | 0.38494 | 0.085857 | 0.071128 | 0.015702
[7 empty] | 0.10837 | 0.039993 | 0.40644 | 0.091449 | 0.086557 | 0.019225
[7 empty] | 0.09361 | 0.048921 | 0.41585 | 0.10024 | 0.10863 | 0.024076
[7 empty] | 0.070073 | 0.059789 | 0.41995 | 0.11185 | 0.13246 | 0.02969
[7 empty] | 0.045311 | 0.06782 | 0.43086 | 0.12832 | 0.15169 | 0.034697
[7 empty] | 0.026479 | 0.077198 | 0.51215 | 0.17068 | 0.19401 | 0.040056
[7 empty] | 0.025087 | 0.073669 | 0.50494 | 0.18084 | 0.18266 | 0.041988
[7 empty] | 0.035858 | 0.061393 | 0.44694 | 0.18238 | 0.12805 | 0.044708
[7 empty] | 0.068791 | 0.047982 | 0.40237 | 0.17602 | 0.086467 | 0.046822
[7 empty] | 0.096871 | 0.037504 | 0.38585 | 0.18249 | 0.0794 | 0.046048
[7 empty] | 0.10223 | 0.031012 | 0.35957 | 0.18512 | 0.082571 | 0.043087
[7 empty] | 0.10325 | 0.030234 | 0.34936 | 0.18625 | 0.097812 | 0.041044
[7 empty] | 0.10998 | 0.030502 | 0.33572 | 0.1784 | 0.12094 | 0.039213
[7 empty] | 0.11697 | 0.031155 | 0.32771 | 0.16184 | 0.13194 | 0.036024
[7 empty] | 0.1218 | 0.029465 | 0.32647 | 0.1356 | 0.12976 | 0.032326
[7 empty] | 0.12797 | 0.024835 | 0.3372 | 0.098936 | 0.12132 | 0.030544
[7 empty] | 0.1058 | 0.020889 | 0.31108 | 0.064908 | 0.10823 | 0.032335
[7 empty] | 0.077602 | 0.01115 | 0.2891 | 0.042127 | 0.093984 | 0.022263
[7 empty] | 0.053233 | 0.010578 | 0.22276 | 0.034055 | 0.063351 | 0.010939
[7 empty] | 0.047125 | 0.01848 | 0.19974 | 0.039329 | 0.05428 | 0.0086186
[7 empty] | 0.049465 | 0.030503 | 0.19424 | 0.04819 | 0.053169 | 0.0087525
[7 empty] | 0.054129 | 0.037467 | 0.18626 | 0.051613 | 0.045758 | 0.0067346
[7 empty] | 0.060513 | 0.041168 | 0.19317 | 0.051928 | 0.039344 | 0.0045771
[7 empty] | 0.073587 | 0.052184 | 0.22817 | 0.056426 | 0.043288 | 0.0047881
[7 empty] | 0.082506 | 0.065474 | 0.26113 | 0.057415 | 0.052957 | 0.0055884
[7 empty] | 0.082665 | 0.082477 | 0.28281 | 0.055734 | 0.067138 | 0.0070486
[7 empty] | 0.070665 | 0.09604 | 0.28926 | 0.055296 | 0.090635 | 0.0097333
[7 empty] | 0.050305 | 0.10234 | 0.27882 | 0.055866 | 0.11995 | 0.014507
[7 empty] | 0.031976 | 0.10276 | 0.25925 | 0.056629 | 0.14617 | 0.020871
[7 empty] | 0.024956 | 0.11237 | 0.27236 | 0.063077 | 0.18998 | 0.02789
[7 empty] | 0.031784 | 0.11153 | 0.20883 | 0.068248 | 0.19347 | 0.036129
[7 empty] | 0.046564 | 0.10171 | 0.13771 | 0.064735 | 0.1622 | 0.048845
[7 empty] | 0.071768 | 0.09827 | 0.11894 | 0.064015 | 0.12852 | 0.059905
[7 empty] | 0.093819 | 0.10341 | 0.12749 | 0.067239 | 0.12998 | 0.062343
[7 empty] | 0.092403 | 0.10655 | 0.13579 | 0.067958 | 0.14179 | 0.055956
[7 empty] | 0.082658 | 0.11399 | 0.14977 | 0.066716 | 0.16037 | 0.049318
[7 empty] | 0.072854 | 0.11399 | 0.15376 | 0.061881 | 0.16997 | 0.044717
[7 empty] | 0.064786 | 0.11147 | 0.15327 | 0.059842 | 0.17608 | 0.040439
[7 empty] | 0.059803 | 0.11587 | 0.15417 | 0.063256 | 0.18065 | 0.035646
[7 empty] | 0.065043 | 0.12523 | 0.16491 | 0.074121 | 0.19 | 0.032499
[7 empty] | 0.061768 | 0.12414 | 0.1629 | 0.077049 | 0.17169 | 0.031636
[7 empty] | 0.044772 | 0.11918 | 0.16329 | 0.058223 | 0.15315 | 0.018683
[7 empty] | 0.025043 | 0.10987 | 0.14424 | 0.029921 | 0.1215 | 0.0080766
[7 empty] | 0.02056 | 0.11707 | 0.16526 | 0.02427 | 0.12041 | 0.00613
[7 empty] | 0.023926 | 0.13074 | 0.19821 | 0.025412 | 0.1286 | 0.0064255
[7 empty] | 0.03061 | 0.13153 | 0.20715 | 0.02456 | 0.12634 | 0.0048209
[7 empty] | 0.042672 | 0.13375 | 0.2099 | 0.021859 | 0.12887 | 0.0034197
[7 empty] | 0.065599 | 0.15768 | 0.23241 | 0.020548 | 0.15422 | 0.0039496
[7 empty] | 0.092058 | 0.18081 | 0.24538 | 0.017848 | 0.18826 | 0.0055029
[7 empty] | 0.11824 | 0.20187 | 0.25287 | 0.01527 | 0.22758 | 0.0086639
[7 empty] | 0.14727 | 0.21847 | 0.25069 | 0.012873 | 0.27355 | 0.013741
[7 empty] | 0.17123 | 0.22469 | 0.24155 | 0.010701 | 0.29736 | 0.021995
[7 empty] | 0.19459 | 0.22476 | 0.23332 | 0.0090822 | 0.30188 | 0.032701
[7 empty] | 0.27452 | 0.26228 | 0.27555 | 0.010353 | 0.33625 | 0.046297
[7 empty] | 0.31801 | 0.26811 | 0.27853 | 0.02965 | 0.32487 | 0.064155
[7 empty] | 0.3149 | 0.24035 | 0.26451 | 0.11006 | 0.28744 | 0.080175
[7 empty] | 0.26147 | 0.21997 | 0.26425 | 0.21137 | 0.25615 | 0.089388
[7 empty] | 0.22275 | 0.21407 | 0.27445 | 0.26518 | 0.25187 | 0.09129
[7 empty] | 0.19539 | 0.20177 | 0.2685 | 0.25684 | 0.25954 | 0.0851
[7 empty] | 0.18148 | 0.19051 | 0.2632 | 0.22769 | 0.27473 | 0.078885
[7 empty] | 0.16666 | 0.17046 | 0.25083 | 0.19758 | 0.27722 | 0.07215
[7 empty] | 0.14921 | 0.15278 | 0.24133 | 0.17213 | 0.28311 | 0.067277
[7 empty] | 0.13117 | 0.15015 | 0.22844 | 0.1658 | 0.2985 | 0.064186
[7 empty] | 0.12642 | 0.16472 | 0.22628 | 0.17572 | 0.30791 | 0.064093
[7 empty] | 0.1243 | 0.16827 | 0.2012 | 0.16301 | 0.27922 | 0.057273
[7 empty] | 0.10713 | 0.17266 | 0.17825 | 0.1376 | 0.26791 | 0.042306
[7 empty] | 0.084416 | 0.15101 | 0.12394 | 0.075149 | 0.2213 | 0.025121
[7 empty] | 0.087225 | 0.15187 | 0.10433 | 0.045528 | 0.20298 | 0.01918
[7 empty] | 0.1005 | 0.15619 | 0.098731 | 0.03577 | 0.20394 | 0.017643
[7 empty] | 0.10302 | 0.14043 | 0.088346 | 0.030919 | 0.19702 | 0.015149
[7 empty] | 0.10488 | 0.12852 | 0.087328 | 0.030185 | 0.19878 | 0.012652
[7 empty] | 0.12112 | 0.13605 | 0.10346 | 0.038987 | 0.21627 | 0.012594
[7 empty] | 0.1367 | 0.14415 | 0.11996 | 0.051563 | 0.22362 | 0.013019
[7 empty] | 0.15352 | 0.15329 | 0.13675 | 0.063685 | 0.23307 | 0.014043
[7 empty] | 0.17521 | 0.16738 | 0.15519 | 0.068003 | 0.24494 | 0.015804
[7 empty] | 0.19428 | 0.18299 | 0.17498 | 0.055369 | 0.27109 | 0.018758
[7 empty] | 0.21313 | 0.19413 | 0.19407 | 0.039918 | 0.29974 | 0.023022
[7 empty] | 0.26793 | 0.2432 | 0.25708 | 0.040751 | 0.36126 | 0.028825
[7 empty] | 0.2652 | 0.24093 | 0.28391 | 0.069816 | 0.35448 | 0.038999
[7 empty] | 0.1905 | 0.19711 | 0.28532 | 0.14843 | 0.28334 | 0.05387
[7 empty] | 0.12324 | 0.1633 | 0.29567 | 0.24002 | 0.21878 | 0.065661
[7 empty] | 0.10553 | 0.14836 | 0.32107 | 0.28577 | 0.21898 | 0.066237
[7 empty] | 0.10479 | 0.13449 | 0.32529 | 0.28678 | 0.24219 | 0.057248
[7 empty] | 0.113 | 0.1317 | 0.32926 | 0.27769 | 0.27056 | 0.050454
[7 empty] | 0.10971 | 0.13188 | 0.33403 | 0.26607 | 0.27276 | 0.047114
[7 empty] | 0.097658 | 0.13283 | 0.33522 | 0.25314 | 0.26611 | 0.043641
[7 empty] | 0.083314 | 0.13565 | 0.33559 | 0.23633 | 0.28304 | 0.039741
[7 empty] | 0.076332 | 0.14572 | 0.34028 | 0.22033 | 0.34535 | 0.038156
[7 empty] | 0.08103 | 0.14027 | 0.3016 | 0.17308 | 0.36727 | 0.037506
[7 empty] | 0.084975 | 0.13313 | 0.27359 | 0.12686 | 0.37791 | 0.024387
[7 empty] | 0.085512 | 0.10578 | 0.2022 | 0.070146 | 0.31474 | 0.012929
[7 empty] | 0.10106 | 0.10478 | 0.17378 | 0.0408 | 0.28887 | 0.0091203
[7 empty] | 0.11735 | 0.11481 | 0.16496 | 0.028953 | 0.28521 | 0.0074739
[7 empty] | 0.11251 | 0.11306 | 0.15464 | 0.022856 | 0.27627 | 0.0053961
[7 empty] | 0.099529 | 0.1133 | 0.15623 | 0.020172 | 0.28155 | 0.0038533
[7 empty] | 0.099536 | 0.13309 | 0.18588 | 0.023533 | 0.32416 | 0.0033404
[7 empty] | 0.10158 | 0.14908 | 0.2113 | 0.025739 | 0.36082 | 0.0027326
[7 empty] | 0.10281 | 0.15736 | 0.22621 | 0.025482 | 0.39008 | 0.0022871
[7 empty] | 0.099813 | 0.1587 | 0.22653 | 0.023625 | 0.40898 | 0.002667
[7 empty] | 0.091802 | 0.14847 | 0.21587 | 0.019623 | 0.42858 | 0.0037431
[7 empty] | 0.078748 | 0.13244 | 0.19771 | 0.016354 | 0.44148 | 0.0061108
[7 empty] | 0.071831 | 0.13502 | 0.2145 | 0.016495 | 0.51814 | 0.011676
[7 empty] | 0.062447 | 0.11366 | 0.20691 | 0.025825 | 0.52881 | 0.034374
[7 empty] | 0.05075 | 0.095074 | 0.19628 | 0.04554 | 0.47477 | 0.10083
[7 empty] | 0.067937 | 0.082594 | 0.19775 | 0.06833 | 0.41891 | 0.19129
[7 empty] | 0.099806 | 0.077517 | 0.21161 | 0.083442 | 0.41552 | 0.22386
[7 empty] | 0.11486 | 0.071677 | 0.21217 | 0.09433 | 0.41532 | 0.2039
[7 empty] | 0.12221 | 0.069326 | 0.21235 | 0.11466 | 0.42123 | 0.17605
[7 empty] | 0.12904 | 0.064496 | 0.20837 | 0.14868 | 0.40392 | 0.17436
[7 empty] | 0.12788 | 0.058089 | 0.19557 | 0.19309 | 0.36955 | 0.18097
[7 empty] | 0.11993 | 0.049294 | 0.17841 | 0.22483 | 0.34535 | 0.18001
[7 empty] | 0.10621 | 0.044129 | 0.16154 | 0.21501 | 0.33588 | 0.16949
[7 empty] | 0.10171 | 0.041903 | 0.13441 | 0.15243 | 0.28777 | 0.14392
[7 empty] | 0.088598 | 0.029542 | 0.11226 | 0.10946 | 0.25096 | 0.11633
[7 empty] | 0.068966 | 0.025028 | 0.089476 | 0.067742 | 0.19031 | 0.080572
[7 empty] | 0.067127 | 0.037334 | 0.090353 | 0.058556 | 0.16672 | 0.074713
[7 empty] | 0.073738 | 0.055432 | 0.098302 | 0.063437 | 0.1578 | 0.07791
[7 empty] | 0.072778 | 0.058265 | 0.094873 | 0.070154 | 0.13333 | 0.073677
[7 empty] | 0.072016 | 0.055064 | 0.089572 | 0.080797 | 0.11284 | 0.070021
[7 empty] | 0.082988 | 0.062599 | 0.094614 | 0.10634 | 0.11291 | 0.074344
[7 empty] | 0.09413 | 0.075016 | 0.095791 | 0.13271 | 0.11785 | 0.076643
[7 empty] | 0.10237 | 0.090247 | 0.090938 | 0.15198 | 0.1214 | 0.082201
[7 empty] | 0.11134 | 0.099939 | 0.080014 | 0.16357 | 0.12158 | 0.095246
[7 empty] | 0.1186 | 0.094873 | 0.066564 | 0.1651 | 0.11481 | 0.11062
[7 empty] | 0.12387 | 0.081066 | 0.051099 | 0.1576 | 0.10714 | 0.13288
[7 empty] | 0.14692 | 0.073842 | 0.042929 | 0.16943 | 0.11108 | 0.19116
[7 empty] | 0.13957 | 0.064781 | 0.039999 | 0.15226 | 0.094472 | 0.23419
[7 empty] | 0.099982 | 0.059555 | 0.033862 | 0.12265 | 0.072664 | 0.24719
[7 empty] | 0.070847 | 0.050753 | 0.029194 | 0.10028 | 0.065848 | 0.26416
[7 empty] | 0.07562 | 0.041146 | 0.024054 | 0.095007 | 0.073593 | 0.2835
[7 empty] | 0.080252 | 0.031601 | 0.021123 | 0.088996 | 0.090646 | 0.27753
[7 empty] | 0.098407 | 0.026981 | 0.020294 | 0.086216 | 0.11569 | 0.27384
[7 empty] | 0.13414 | 0.024663 | 0.019506 | 0.074424 | 0.14235 | 0.26716
[7 empty] | 0.16445 | 0.023528 | 0.020198 | 0.060016 | 0.15076 | 0.25488
[7 empty] | 0.18647 | 0.021503 | 0.022397 | 0.05053 | 0.12379 | 0.23444
[7 empty] | 0.19492 | 0.017835 | 0.025569 | 0.052098 | 0.078149 | 0.20533
[7 empty] | 0.18836 | 0.015565 | 0.027351 | 0.054354 | 0.058713 | 0.15117
[7 empty] | 0.20359 | 0.0069797 | 0.018265 | 0.04359 | 0.051892 | 0.10908
[7 empty] | 0.20049 | 0.0046592 | 0.013406 | 0.033578 | 0.043146 | 0.085721
[7 empty] | 0.22045 | 0.0077467 | 0.013199 | 0.032466 | 0.048526 | 0.0834
[7 empty] | 0.25138 | 0.012156 | 0.015286 | 0.035691 | 0.05777 | 0.083857
[7 empty] | 0.26489 | 0.012783 | 0.017217 | 0.037559 | 0.055949 | 0.071777
[7 empty] | 0.28362 | 0.014467 | 0.019833 | 0.040969 | 0.051854 | 0.056951
[7 empty] | 0.32277 | 0.021797 | 0.025373 | 0.051082 | 0.058401 | 0.049286
[7 empty] | 0.34404 | 0.032413 | 0.032926 | 0.059934 | 0.069091 | 0.041786
[7 empty] | 0.35027 | 0.044027 | 0.041352 | 0.065571 | 0.081617 | 0.033577
[7 empty] | 0.33041 | 0.053951 | 0.050018 | 0.070585 | 0.089354 | 0.025639
[7 empty] | 0.28576 | 0.058924 | 0.055034 | 0.074326 | 0.084468 | 0.018794
[7 empty] | 0.23264 | 0.059377 | 0.054555 | 0.079047 | 0.074413 | 0.013961
[7 empty] | 0.23913 | 0.065489 | 0.052619 | 0.093142 | 0.08053 | 0.011221
[7 empty] | 0.24759 | 0.077337 | 0.043856 | 0.10143 | 0.087682 | 0.012998
[7 empty] | 0.24953 | 0.081165 | 0.033716 | 0.098137 | 0.12396 | 0.019984
[7 empty] | 0.25633 | 0.079135 | 0.025433 | 0.097056 | 0.19193 | 0.036054
[7 empty] | 0.26236 | 0.075738 | 0.022163 | 0.10075 | 0.24212 | 0.054654
[7 empty] | 0.25734 | 0.066476 | 0.024774 | 0.10148 | 0.25502 | 0.065318
[7 empty] | 0.23468 | 0.062446 | 0.028594 | 0.099641 | 0.24924 | 0.068527
[7 empty] | 0.19581 | 0.060074 | 0.028025 | 0.093959 | 0.24041 | 0.067236
[7 empty] | 0.16708 | 0.059436 | 0.02466 | 0.088638 | 0.22946 | 0.064287
[7 empty] | 0.1851 | 0.056844 | 0.020279 | 0.085597 | 0.23567 | 0.056652
[7 empty] | 0.25602 | 0.052265 | 0.014894 | 0.087264 | 0.25382 | 0.043188
[7 empty] | 0.2546 | 0.044161 | 0.011324 | 0.081984 | 0.20629 | 0.032308
[7 empty] | 0.23697 | 0.026277 | 0.0041125 | 0.068794 | 0.18486 | 0.017427
[7 empty] | 0.16754 | 0.012121 | 0.003841 | 0.040278 | 0.14987 | 0.011088
[7 empty] | 0.14444 | 0.0070334 | 0.0073563 | 0.028678 | 0.15478 | 0.011502
[7 empty] | 0.14564 | 0.005977 | 0.012503 | 0.024908 | 0.17222 | 0.017706
[7 empty] | 0.14614 | 0.0064593 | 0.01555 | 0.021349 | 0.16883 | 0.024506
[7 empty] | 0.15667 | 0.0076506 | 0.016238 | 0.018602 | 0.16627 | 0.028746
[7 empty] | 0.19204 | 0.012922 | 0.017578 | 0.020296 | 0.18498 | 0.03505
[7 empty] | 0.21581 | 0.020225 | 0.018648 | 0.02176 | 0.19834 | 0.035121
[7 empty] | 0.23124 | 0.03093 | 0.019872 | 0.023951 | 0.20388 | 0.035419
[7 empty] | 0.24809 | 0.045951 | 0.021614 | 0.028948 | 0.18854 | 0.039189
[7 empty] | 0.26553 | 0.065881 | 0.023792 | 0.039342 | 0.15611 | 0.046439
[7 empty] | 0.27397 | 0.082807 | 0.02366 | 0.058769 | 0.11957 | 0.056071
[7 empty] | 0.34217 | 0.10685 | 0.021258 | 0.10162 | 0.11553 | 0.080788
[7 empty] | 0.33704 | 0.113 | 0.019209 | 0.13648 | 0.12447 | 0.093393
[7 empty] | 0.27562 | 0.10514 | 0.016484 | 0.14541 | 0.16081 | 0.10846
[7 empty] | 0.18795 | 0.10086 | 0.013689 | 0.15168 | 0.21214 | 0.13261
[7 empty] | 0.18655 | 0.10864 | 0.011717 | 0.16948 | 0.24427 | 0.15083
[7 empty] | 0.21266 | 0.11503 | 0.011686 | 0.18176 | 0.23118 | 0.1545
[7 empty] | 0.22942 | 0.12553 | 0.01361 | 0.19684 | 0.19171 | 0.16102
[7 empty] | 0.21343 | 0.12983 | 0.015751 | 0.20466 | 0.14042 | 0.16734
[7 empty] | 0.19002 | 0.13498 | 0.017182 | 0.20188 | 0.10524 | 0.17158
[7 empty] | 0.18682 | 0.14337 | 0.017265 | 0.18666 | 0.10293 | 0.16808
[7 empty] | 0.21701 | 0.16185 | 0.015757 | 0.1617 | 0.13851 | 0.16087
[7 empty] | 0.2259 | 0.15991 | 0.014738 | 0.12671 | 0.14464 | 0.13654
[7 empty] | 0.21433 | 0.15767 | 0.010777 | 0.1059 | 0.13244 | 0.12966
[7 empty] | 0.15845 | 0.12483 | 0.012024 | 0.088452 | 0.094844 | 0.12903
[7 empty] | 0.13203 | 0.11462 | 0.017919 | 0.094436 | 0.082096 | 0.15723
[7 empty] | 0.12471 | 0.1147 | 0.025418 | 0.09442 | 0.084497 | 0.1925
[7 empty] | 0.11943 | 0.11246 | 0.029965 | 0.074301 | 0.086274 | 0.19252
[7 empty] | 0.12392 | 0.11875 | 0.03175 | 0.060661 | 0.095644 | 0.19581
[7 empty] | 0.14852 | 0.14494 | 0.03792 | 0.059537 | 0.12279 | 0.23534
[7 empty] | 0.1752 | 0.17418 | 0.046233 | 0.054761 | 0.14552 | 0.28269
[7 empty] | 0.20003 | 0.20477 | 0.057178 | 0.05099 | 0.16563 | 0.32253
[7 empty] | 0.22847 | 0.23103 | 0.067404 | 0.054817 | 0.18245 | 0.326
[7 empty] | 0.25103 | 0.24621 | 0.073548 | 0.07361 | 0.18927 | 0.28176
[7 empty] | 0.26701 | 0.24988 | 0.071902 | 0.11914 | 0.18982 | 0.21884
[7 empty] | 0.32197 | 0.27005 | 0.070523 | 0.24346 | 0.23449 | 0.20364
[7 empty] | 0.31924 | 0.24384 | 0.062676 | 0.32382 | 0.25747 | 0.18211
[7 empty] | 0.2586 | 0.18464 | 0.051643 | 0.32928 | 0.26327 | 0.18876
[7 empty] | 0.17801 | 0.14088 | 0.042815 | 0.31855 | 0.2694 | 0.20935
[7 empty] | 0.15271 | 0.12131 | 0.038731 | 0.32699 | 0.30348 | 0.21747
[7 empty] | 0.14301 | 0.10524 | 0.037313 | 0.31444 | 0.32605 | 0.1995
[7 empty] | 0.14259 | 0.095714 | 0.037869 | 0.31618 | 0.34962 | 0.18012
[7 empty] | 0.13339 | 0.0837 | 0.036052 | 0.31842 | 0.36429 | 0.16752
[7 empty] | 0.12314 | 0.072405 | 0.03328 | 0.31593 | 0.3704 | 0.16
[7 empty] | 0.12492 | 0.067657 | 0.029853 | 0.30595 | 0.37934 | 0.1587
[7 empty] | 0.15181 | 0.068688 | 0.028031 | 0.27551 | 0.40099 | 0.15967
[7 empty] | 0.16508 | 0.066407 | 0.026219 | 0.19757 | 0.37582 | 0.14795
[7 empty] | 0.16033 | 0.05764 | 0.016314 | 0.12052 | 0.35186 | 0.13918
[7 empty] | 0.14192 | 0.052023 | 0.013657 | 0.070737 | 0.28813 | 0.13113
[7 empty] | 0.15451 | 0.053926 | 0.016991 | 0.055449 | 0.28371 | 0.14001
[7 empty] | 0.17828 | 0.058029 | 0.021883 | 0.048742 | 0.30247 | 0.15012
[7 empty] | 0.17394 | 0.054518 | 0.021237 | 0.041829 | 0.29955 | 0.14382
[7 empty] | 0.16393 | 0.050852 | 0.017437 | 0.037055 | 0.31384 | 0.13571
[7 empty] | 0.16974 | 0.052861 | 0.015913 | 0.037548 | 0.35765 | 0.13673
[7 empty] | 0.16769 | 0.057891 | 0.015688 | 0.038426 | 0.40021 | 0.13041
[7 empty] | 0.16061 | 0.063301 | 0.015806 | 0.038544 | 0.44754 | 0.12155
[7 empty] | 0.15377 | 0.068384 | 0.015413 | 0.039581 | 0.47918 | 0.10897
[7 empty] | 0.14521 | 0.070795 | 0.014739 | 0.040035 | 0.49145 | 0.09516
[7 empty] | 0.13778 | 0.069467 | 0.013414 | 0.041693 | 0.49104 | 0.079666
[7 empty] | 0.16257 | 0.067828 | 0.015176 | 0.046562 | 0.55916 | 0.067697
[7 empty] | 0.20649 | 0.06047 | 0.020275 | 0.053801 | 0.59233 | 0.057475
[7 empty] | 0.25487 | 0.04685 | 0.032654 | 0.056843 | 0.58107 | 0.043032
[7 empty] | 0.30536 | 0.037893 | 0.047587 | 0.058943 | 0.55171 | 0.037009
[7 empty] | 0.34338 | 0.033929 | 0.061258 | 0.061133 | 0.54345 | 0.038249
[7 empty] | 0.33519 | 0.032872 | 0.06664 | 0.061438 | 0.52196 | 0.044207
[7 empty] | 0.3195 | 0.034728 | 0.072536 | 0.062374 | 0.50258 | 0.058209
[7 empty] | 0.3037 | 0.03408 | 0.074565 | 0.063639 | 0.48723 | 0.087554
[7 empty] | 0.28509 | 0.032484 | 0.077903 | 0.068779 | 0.4686 | 0.13093
[7 empty] | 0.26801 | 0.029426 | 0.081014 | 0.085548 | 0.46078 | 0.17755
[7 empty] | 0.25337 | 0.028169 | 0.08863 | 0.12587 | 0.45969 | 0.21154
[7 empty] | 0.20885 | 0.028075 | 0.092979 | 0.16359 | 0.41742 | 0.1934
[7 empty] | 0.17039 | 0.018441 | 0.085774 | 0.19434 | 0.39738 | 0.14587
[7 empty] | 0.14219 | 0.015058 | 0.068597 | 0.15217 | 0.34623 | 0.075694
[7 empty] | 0.14893 | 0.020034 | 0.071189 | 0.11929 | 0.33571 | 0.052719
[7 empty] | 0.16957 | 0.03086 | 0.082655 | 0.11581 | 0.33531 | 0.048051
[7 empty] | 0.16232 | 0.037819 | 0.08462 | 0.11996 | 0.30661 | 0.046019
[7 empty] | 0.14874 | 0.043075 | 0.083036 | 0.1327 | 0.28852 | 0.048372
[7 empty] | 0.14976 | 0.057219 | 0.096508 | 0.14822 | 0.2987 | 0.064941
[7 empty] | 0.14296 | 0.072225 | 0.11086 | 0.13111 | 0.29977 | 0.093843
[7 empty] | 0.1265 | 0.087907 | 0.12301 | 0.10729 | 0.29602 | 0.11993
[7 empty] | 0.10447 | 0.10157 | 0.13058 | 0.085724 | 0.28823 | 0.1245
[7 empty] | 0.077791 | 0.10775 | 0.13106 | 0.060429 | 0.2762 | 0.095785
[7 empty] | 0.055145 | 0.10566 | 0.13177 | 0.045847 | 0.2691 | 0.062806
[7 empty] | 0.042714 | 0.10786 | 0.1733 | 0.059068 | 0.30175 | 0.054029
[7 empty] | 0.037714 | 0.096222 | 0.2164 | 0.11441 | 0.31419 | 0.066041
[7 empty] | 0.034026 | 0.074654 | 0.26737 | 0.22597 | 0.30203 | 0.090921
[7 empty] | 0.038054 | 0.058279 | 0.33278 | 0.34213 | 0.28975 | 0.12829
[7 empty] | 0.038357 | 0.051593 | 0.40027 | 0.39324 | 0.30489 | 0.16681
[7 empty] | 0.036358 | 0.048354 | 0.43477 | 0.37327 | 0.31366 | 0.18951
[7 empty] | 0.034245 | 0.048858 | 0.45803 | 0.34275 | 0.32246 | 0.20478
[7 empty] | 0.031094 | 0.045264 | 0.46879 | 0.3249 | 0.32545 | 0.19802
[7 empty] | 0.027273 | 0.039658 | 0.46907 | 0.30497 | 0.32897 | 0.17373
[7 empty] | 0.023153 | 0.035186 | 0.47182 | 0.27381 | 0.34471 | 0.13829
[7 empty] | 0.022622 | 0.033815 | 0.47865 | 0.23525 | 0.35167 | 0.099149
[7 empty] | 0.027146 | 0.032171 | 0.44453 | 0.185 | 0.31971 | 0.059288
[7 empty] | 0.022364 | 0.020854 | 0.42735 | 0.17081 | 0.3037 | 0.028142
[7 empty] | 0.020022 | 0.015693 | 0.34689 | 0.16218 | 0.25114 | 0.013225
[7 empty] | 0.025446 | 0.017328 | 0.30129 | 0.18192 | 0.23298 | 0.011276
[7 empty] | 0.036983 | 0.020697 | 0.27027 | 0.22013 | 0.22928 | 0.01158
[7 empty] | 0.049578 | 0.020344 | 0.23019 | 0.23739 | 0.20706 | 0.010228
[7 empty] | 0.061874 | 0.018418 | 0.214 | 0.25604 | 0.19075 | 0.0088904
[7 empty] | 0.079266 | 0.018974 | 0.23369 | 0.30213 | 0.19849 | 0.0086431
[7 empty] | 0.085931 | 0.020685 | 0.24793 | 0.34525 | 0.20318 | 0.0079577
[7 empty] | 0.080686 | 0.023484 | 0.25064 | 0.38525 | 0.20473 | 0.0070225
[7 empty] | 0.072961 | 0.027051 | 0.24333 | 0.40654 | 0.21234 | 0.0062409
[7 empty] | 0.066366 | 0.031497 | 0.22462 | 0.38663 | 0.22495 | 0.0058253
[7 empty] | 0.06478 | 0.034241 | 0.21038 | 0.33635 | 0.23736 | 0.006576
[7 empty] | 0.071011 | 0.03534 | 0.24492 | 0.38943 | 0.28095 | 0.01005
[7 empty] | 0.071743 | 0.036876 | 0.27022 | 0.45512 | 0.27987 | 0.021971
[7 empty] | 0.068661 | 0.038007 | 0.27867 | 0.50974 | 0.22748 | 0.050193
[7 empty] | 0.075432 | 0.035968 | 0.29046 | 0.53008 | 0.16285 | 0.091098
[7 empty] | 0.081677 | 0.033996 | 0.30422 | 0.52152 | 0.15346 | 0.12436
[7 empty] | 0.079911 | 0.03299 | 0.29569 | 0.45754 | 0.16303 | 0.13657
[7 empty] | 0.081478 | 0.034573 | 0.29564 | 0.39133 | 0.18914 | 0.14777
[7 empty] | 0.087453 | 0.034903 | 0.30298 | 0.33081 | 0.19567 | 0.16013
[7 empty] | 0.092425 | 0.035112 | 0.31493 | 0.28556 | 0.19124 | 0.17129
[7 empty] | 0.087496 | 0.035446 | 0.32552 | 0.25218 | 0.18635 | 0.17664
[7 empty] | 0.075805 | 0.033978 | 0.33677 | 0.22255 | 0.17504 | 0.16964
[7 empty] | 0.070901 | 0.031143 | 0.31136 | 0.17659 | 0.15753 | 0.14587
[7 empty] | 0.060531 | 0.018993 | 0.29179 | 0.14372 | 0.13628 | 0.12226
[7 empty] | 0.052302 | 0.010049 | 0.24393 | 0.10502 | 0.097198 | 0.07749
[7 empty] | 0.055625 | 0.0091051 | 0.24234 | 0.088759 | 0.079712 | 0.064369
[7 empty] | 0.059929 | 0.010308 | 0.2685 | 0.078603 | 0.07343 | 0.072802
[7 empty] | 0.05375 | 0.0099254 | 0.28604 | 0.063111 | 0.069728 | 0.085899
[7 empty] | 0.045418 | 0.0086721 | 0.31011 | 0.053571 | 0.069136 | 0.10757
[7 empty] | 0.044997 | 0.0090247 | 0.36008 | 0.051517 | 0.079029 | 0.14531
[7 empty] | 0.047692 | 0.0089561 | 0.36805 | 0.050426 | 0.082755 | 0.16676
[7 empty] | 0.051756 | 0.0090926 | 0.33158 | 0.047904 | 0.083315 | 0.16589
[7 empty] | 0.054859 | 0.01076 | 0.27764 | 0.04368 | 0.086987 | 0.14553
[7 empty] | 0.053708 | 0.012881 | 0.21541 | 0.036321 | 0.096406 | 0.10841
[7 empty] | 0.052191 | 0.015368 | 0.16516 | 0.029117 | 0.10869 | 0.070001
[7 empty] | 0.060544 | 0.019142 | 0.15102 | 0.02549 | 0.13534 | 0.047316
[7 empty] | 0.061518 | 0.032985 | 0.14544 | 0.024325 | 0.12914 | 0.033348
[7 empty] | 0.058089 | 0.053435 | 0.15632 | 0.028621 | 0.089421 | 0.028386
[7 empty] | 0.051209 | 0.069876 | 0.18216 | 0.039758 | 0.058493 | 0.028656
[7 empty] | 0.034799 | 0.08073 | 0.21862 | 0.063128 | 0.051494 | 0.029041
[7 empty] | 0.022882 | 0.082238 | 0.23843 | 0.09463 | 0.049978 | 0.030013
[7 empty] | 0.018557 | 0.085767 | 0.26318 | 0.11623 | 0.057996 | 0.033476
[7 empty] | 0.020646 | 0.084027 | 0.29157 | 0.12057 | 0.077173 | 0.038671
[7 empty] | 0.028366 | 0.079213 | 0.3225 | 0.11641 | 0.098734 | 0.042963
[7 empty] | 0.03637 | 0.072691 | 0.35606 | 0.11767 | 0.11012 | 0.043046
[7 empty] | 0.033642 | 0.070256 | 0.3795 | 0.13179 | 0.099089 | 0.038586
[7 empty] | 0.030829 | 0.060447 | 0.35262 | 0.13183 | 0.087254 | 0.036287
[7 empty] | 0.023572 | 0.0376 | 0.34637 | 0.11664 | 0.064715 | 0.03088
[7 empty] | 0.02088 | 0.020245 | 0.30273 | 0.068519 | 0.045894 | 0.031916
[7 empty] | 0.026168 | 0.013646 | 0.30956 | 0.045153 | 0.044391 | 0.045002
[7 empty] | 0.033327 | 0.010075 | 0.3428 | 0.031595 | 0.050931 | 0.062543
[7 empty] | 0.035255 | 0.0086193 | 0.35994 | 0.021928 | 0.05545 | 0.075969
[7 empty] | 0.036921 | 0.009999 | 0.38456 | 0.016003 | 0.059578 | 0.092072
[7 empty] | 0.046384 | 0.013945 | 0.43684 | 0.014957 | 0.071241 | 0.11958
[7 empty] | 0.058325 | 0.011145 | 0.45723 | 0.015314 | 0.078902 | 0.14684
[7 empty] | 0.069853 | 0.0059859 | 0.45685 | 0.016028 | 0.083098 | 0.16847
[7 empty] | 0.079258 | 0.004341 | 0.43309 | 0.016697 | 0.08878 | 0.17495
[7 empty] | 0.085708 | 0.006255 | 0.38966 | 0.017641 | 0.10168 | 0.16351
[7 empty] | 0.088908 | 0.014055 | 0.35338 | 0.018895 | 0.11821 | 0.14365
[7 empty] | 0.10191 | 0.026559 | 0.39606 | 0.023737 | 0.15649 | 0.16292
[7 empty] | 0.10747 | 0.035749 | 0.41534 | 0.03245 | 0.18051 | 0.18159
[7 empty] | 0.10724 | 0.035683 | 0.41851 | 0.047475 | 0.1996 | 0.2122
[7 empty] | 0.11779 | 0.030718 | 0.45149 | 0.076042 | 0.16828 | 0.23884
[7 empty] | 0.12754 | 0.026738 | 0.49886 | 0.10394 | 0.14462 | 0.25754
[7 empty] | 0.11503 | 0.026648 | 0.51602 | 0.1194 | 0.12489 | 0.25262
[7 empty] | 0.096092 | 0.029132 | 0.53679 | 0.13107 | 0.12346 | 0.24622
[7 empty] | 0.078967 | 0.0297 | 0.54366 | 0.13929 | 0.13177 | 0.23863
[7 empty] | 0.067406 | 0.030999 | 0.53629 | 0.14117 | 0.13594 | 0.22831
[7 empty] | 0.062648 | 0.033998 | 0.52585 | 0.14375 | 0.12535 | 0.2072
[7 empty] | 0.076926 | 0.036649 | 0.52613 | 0.15782 | 0.10062 | 0.17133
[7 empty] | 0.091546 | 0.036064 | 0.47491 | 0.1642 | 0.079942 | 0.13381
[7 empty] | 0.082473 | 0.022442 | 0.45952 | 0.14624 | 0.062363 | 0.12504
[7 empty] | 0.062788 | 0.013681 | 0.40575 | 0.08208 | 0.053835 | 0.14226
[7 empty] | 0.058395 | 0.013477 | 0.38944 | 0.049808 | 0.065383 | 0.20293
[7 empty] | 0.059929 | 0.015458 | 0.38256 | 0.043657 | 0.080467 | 0.27226
[7 empty] | 0.054093 | 0.013783 | 0.35266 | 0.045582 | 0.075652 | 0.28731
[7 empty] | 0.04806 | 0.012317 | 0.34003 | 0.052981 | 0.062057 | 0.2991
[7 empty] | 0.048479 | 0.014231 | 0.36834 | 0.062996 | 0.054496 | 0.35607
[7 empty] | 0.048419 | 0.015611 | 0.38727 | 0.057512 | 0.049734 | 0.43159
[7 empty] | 0.048364 | 0.017085 | 0.39638 | 0.047382 | 0.045526 | 0.47958
[7 empty] | 0.049842 | 0.019302 | 0.39622 | 0.041101 | 0.042149 | 0.48431
[7 empty] | 0.053544 | 0.021118 | 0.37467 | 0.039205 | 0.036916 | 0.40914
[7 empty] | 0.056854 | 0.022112 | 0.35589 | 0.045089 | 0.031011 | 0.28848
[7 empty] | 0.065028 | 0.026187 | 0.41101 | 0.077744 | 0.028464 | 0.23988
[7 empty] | 0.058184 | 0.035233 | 0.40643 | 0.16249 | 0.032803 | 0.21892
[7 empty] | 0.045302 | 0.044489 | 0.37865 | 0.28967 | 0.044054 | 0.24409
[7 empty] | 0.033367 | 0.053891 | 0.37041 | 0.38534 | 0.066885 | 0.29442
[7 empty] | 0.029985 | 0.070071 | 0.37782 | 0.44342 | 0.070887 | 0.33164
[7 empty] | 0.030624 | 0.087817 | 0.37179 | 0.44719 | 0.058234 | 0.32562
[7 empty] | 0.043803 | 0.11108 | 0.37135 | 0.45102 | 0.053314 | 0.31504
[7 empty] | 0.07247 | 0.12481 | 0.36154 | 0.46512 | 0.05732 | 0.30923
[7 empty] | 0.096446 | 0.1319 | 0.34616 | 0.46449 | 0.064128 | 0.30849
[7 empty] | 0.090789 | 0.1325 | 0.33203 | 0.44625 | 0.058797 | 0.30502
[7 empty] | 0.062904 | 0.13046 | 0.31561 | 0.4256 | 0.042435 | 0.30679
[7 empty] | 0.055012 | 0.11319 | 0.26807 | 0.36677 | 0.03309 | 0.27539
[7 empty] | 0.046076 | 0.093627 | 0.25101 | 0.38096 | 0.020997 | 0.2703
[7 empty] | 0.041128 | 0.073198 | 0.21202 | 0.39768 | 0.018209 | 0.25455
[7 empty] | 0.04945 | 0.072343 | 0.21534 | 0.44962 | 0.0223 | 0.26486
[7 empty] | 0.061721 | 0.082186 | 0.23339 | 0.4785 | 0.028872 | 0.27851
[7 empty] | 0.058931 | 0.086789 | 0.22319 | 0.44841 | 0.030103 | 0.25697
[7 empty] | 0.048792 | 0.092396 | 0.20972 | 0.42412 | 0.027582 | 0.23973
[7 empty] | 0.046412 | 0.1097 | 0.23194 | 0.45207 | 0.027672 | 0.24443
[7 empty] | 0.046147 | 0.12555 | 0.25999 | 0.51568 | 0.027013 | 0.24359
[7 empty] | 0.049625 | 0.13658 | 0.28202 | 0.56806 | 0.025974 | 0.22897
[7 empty] | 0.05515 | 0.1451 | 0.28797 | 0.58391 | 0.024088 | 0.20154
[7 empty] | 0.058433 | 0.14746 | 0.25998 | 0.54692 | 0.01974 | 0.16043
[7 empty] | 0.059975 | 0.14285 | 0.2175 | 0.44969 | 0.015578 | 0.11557
[7 empty] | 0.066723 | 0.15253 | 0.20545 | 0.39777 | 0.013833 | 0.088908
[7 empty] | 0.070939 | 0.14078 | 0.17211 | 0.31811 | 0.020253 | 0.074019
[7 empty] | 0.072952 | 0.11624 | 0.14612 | 0.24492 | 0.036281 | 0.068776
[7 empty] | 0.089309 | 0.10119 | 0.13495 | 0.21548 | 0.070149 | 0.079161
[7 empty] | 0.11527 | 0.099368 | 0.13483 | 0.20729 | 0.095024 | 0.096586
[7 empty] | 0.12777 | 0.1022 | 0.13073 | 0.19735 | 0.09828 | 0.10948
[7 empty] | 0.13113 | 0.095244 | 0.11011 | 0.20689 | 0.071523 | 0.12345
[7 empty] | 0.12377 | 0.10044 | 0.10622 | 0.18555 | 0.075027 | 0.13695
[7 empty] | 0.11291 | 0.10611 | 0.10239 | 0.16367 | 0.081763 | 0.15477
[7 empty] | 0.1093 | 0.11469 | 0.10196 | 0.1598 | 0.085394 | 0.18421
[7 empty] | 0.11891 | 0.12554 | 0.10605 | 0.1872 | 0.079175 | 0.2182
[7 empty] | 0.12061 | 0.13575 | 0.10821 | 0.22309 | 0.065601 | 0.24291
[7 empty] | 0.094133 | 0.12544 | 0.098279 | 0.23434 | 0.045301 | 0.21885
[7 empty] | 0.052185 | 0.095942 | 0.071205 | 0.21733 | 0.026694 | 0.16229
[7 empty] | 0.031158 | 0.090514 | 0.064518 | 0.20195 | 0.0243 | 0.10585
[7 empty] | 0.024223 | 0.10333 | 0.068039 | 0.22499 | 0.027013 | 0.091182
[7 empty] | 0.019683 | 0.11722 | 0.068471 | 0.25243 | 0.028759 | 0.087304
[7 empty] | 0.015312 | 0.13356 | 0.068269 | 0.28877 | 0.028657 | 0.091967
[7 empty] | 0.013901 | 0.16635 | 0.074023 | 0.35051 | 0.02948 | 0.11377
[7 empty] | 0.012534 | 0.19698 | 0.075578 | 0.37824 | 0.029588 | 0.1342
[7 empty] | 0.011766 | 0.22386 | 0.072473 | 0.38295 | 0.029266 | 0.15361
[7 empty] | 0.01167 | 0.2516 | 0.065794 | 0.38072 | 0.026477 | 0.17229
[7 empty] | 0.011993 | 0.28103 | 0.056434 | 0.39122 | 0.021853 | 0.19783
[7 empty] | 0.014508 | 0.33192 | 0.046963 | 0.43074 | 0.017453 | 0.25988
[7 empty] | 0.020273 | 0.38324 | 0.035337 | 0.44226 | 0.018295 | 0.31984
[7 empty] | 0.021071 | 0.35222 | 0.028466 | 0.30028 | 0.032798 | 0.24436
[7 empty] | 0.020308 | 0.319 | 0.025707 | 0.15358 | 0.064896 | 0.15506
[7 empty] | 0.023189 | 0.28901 | 0.027979 | 0.088408 | 0.11104 | 0.10039
[7 empty] | 0.02124 | 0.28727 | 0.032044 | 0.072082 | 0.12959 | 0.086617
[7 empty] | 0.017989 | 0.28642 | 0.038646 | 0.070879 | 0.12626 | 0.084834
[7 empty] | 0.016184 | 0.28964 | 0.043579 | 0.068505 | 0.12052 | 0.084529
[7 empty] | 0.017921 | 0.29741 | 0.048165 | 0.05837 | 0.12007 | 0.073711
[7 empty] | 0.024006 | 0.31045 | 0.053559 | 0.046359 | 0.11951 | 0.061256
[7 empty] | 0.01977 | 0.31982 | 0.059829 | 0.040688 | 0.11624 | 0.055896
[7 empty] | 0.0088557 | 0.32822 | 0.065977 | 0.046098 | 0.10415 | 0.060631
[7 empty] | 0.0089394 | 0.31977 | 0.077459 | 0.065292 | 0.085659 | 0.071044
[7 empty] | 0.0096246 | 0.29494 | 0.070364 | 0.071942 | 0.055884 | 0.06552
[7 empty] | 0.0035611 | 0.24769 | 0.043169 | 0.055733 | 0.022409 | 0.046091
[7 empty] | 0.0016054 | 0.21691 | 0.031748 | 0.054047 | 0.0095331 | 0.040139
[7 empty] | 0.0014846 | 0.21714 | 0.030597 | 0.068225 | 0.007135 | 0.040957
[7 empty] | 0.0016186 | 0.21322 | 0.027192 | 0.080871 | 0.0063365 | 0.042005
[7 empty] | 0.0017848 | 0.21738 | 0.023662 | 0.093233 | 0.0050305 | 0.04172
[7 empty] | 0.0025179 | 0.24597 | 0.021965 | 0.11103 | 0.005025 | 0.041407
[7 empty] | 0.0030219 | 0.27019 | 0.016574 | 0.11507 | 0.0049094 | 0.038762
[7 empty] | 0.003279 | 0.28786 | 0.015546 | 0.11249 | 0.0047215 | 0.035417
[7 empty] | 0.0037662 | 0.30063 | 0.021676 | 0.11349 | 0.0040846 | 0.031857
[7 empty] | 0.0056613 | 0.30648 | 0.035815 | 0.12667 | 0.0030458 | 0.031466
[7 empty] | 0.010725 | 0.32495 | 0.057166 | 0.16204 | 0.0024184 | 0.039599
[7 empty] | 0.025237 | 0.3206 | 0.090894 | 0.20309 | 0.0059711 | 0.065213
[7 empty] | 0.043798 | 0.24409 | 0.12155 | 0.14444 | 0.024322 | 0.08547
[7 empty] | 0.072512 | 0.17893 | 0.14695 | 0.067378 | 0.070079 | 0.089945
[7 empty] | 0.10175 | 0.12226 | 0.15801 | 0.036282 | 0.1618 | 0.091435
[7 empty] | 0.13901 | 0.090839 | 0.16628 | 0.034153 | 0.23118 | 0.10626
[7 empty] | 0.15131 | 0.074545 | 0.15976 | 0.045511 | 0.23833 | 0.12278
[7 empty] | 0.14715 | 0.067089 | 0.14546 | 0.060948 | 0.21639 | 0.13483
[7 empty] | 0.12352 | 0.063184 | 0.1331 | 0.072173 | 0.18991 | 0.14195
[7 empty] | 0.10927 | 0.061545 | 0.1233 | 0.083264 | 0.17264 | 0.14154
[7 empty] | 0.1093 | 0.063116 | 0.12021 | 0.10924 | 0.17299 | 0.13795
[7 empty] | 0.14936 | 0.069936 | 0.12179 | 0.17159 | 0.17884 | 0.12327
[7 empty] | 0.17425 | 0.085698 | 0.13775 | 0.23898 | 0.15421 | 0.10184
[7 empty] | 0.14785 | 0.085797 | 0.12739 | 0.23695 | 0.10752 | 0.074713
[7 empty] | 0.1018 | 0.064419 | 0.097309 | 0.17802 | 0.05173 | 0.037469
[7 empty] | 0.074108 | 0.047873 | 0.083008 | 0.11122 | 0.02627 | 0.022925
[7 empty] | 0.070635 | 0.045591 | 0.087138 | 0.091561 | 0.019225 | 0.020044
[7 empty] | 0.074758 | 0.042425 | 0.084536 | 0.086115 | 0.015706 | 0.01785
[7 empty] | 0.084239 | 0.041289 | 0.084535 | 0.082398 | 0.013358 | 0.015468
[7 empty] | 0.10149 | 0.047598 | 0.099238 | 0.084946 | 0.014379 | 0.01545
[7 empty] | 0.10736 | 0.0535 | 0.11727 | 0.08631 | 0.015624 | 0.0154
[7 empty] | 0.10508 | 0.06301 | 0.13677 | 0.083391 | 0.016275 | 0.015504
[7 empty] | 0.094982 | 0.078762 | 0.15516 | 0.072792 | 0.016943 | 0.016784
[7 empty] | 0.077347 | 0.10048 | 0.17507 | 0.055181 | 0.017863 | 0.021218
[7 empty] | 0.064327 | 0.13222 | 0.2157 | 0.035807 | 0.02013 | 0.033844
[7 empty] | 0.0655 | 0.16586 | 0.27764 | 0.025349 | 0.025812 | 0.062354
[7 empty] | 0.084091 | 0.15676 | 0.28907 | 0.026024 | 0.023041 | 0.0791
[7 empty] | 0.13345 | 0.14851 | 0.30207 | 0.034199 | 0.019461 | 0.076522
[7 empty] | 0.1843 | 0.13128 | 0.31802 | 0.0563 | 0.025381 | 0.068552
[7 empty] | 0.19942 | 0.12197 | 0.35499 | 0.093022 | 0.030821 | 0.061253
[7 empty] | 0.18208 | 0.11381 | 0.37684 | 0.13456 | 0.031061 | 0.054771
[7 empty] | 0.16353 | 0.10613 | 0.39283 | 0.161 | 0.028971 | 0.049015
[7 empty] | 0.14488 | 0.10202 | 0.39541 | 0.16682 | 0.023632 | 0.043471
[7 empty] | 0.13011 | 0.10003 | 0.38935 | 0.15445 | 0.019576 | 0.039776
[7 empty] | 0.1368 | 0.10266 | 0.38573 | 0.13141 | 0.021379 | 0.036447
[7 empty] | 0.18234 | 0.11457 | 0.38811 | 0.10599 | 0.040492 | 0.034806
[7 empty] | 0.2114 | 0.13632 | 0.38506 | 0.073134 | 0.088212 | 0.040117
[7 empty] | 0.18282 | 0.1253 | 0.34613 | 0.040112 | 0.092113 | 0.03764
[7 empty] | 0.12877 | 0.089343 | 0.27309 | 0.0093226 | 0.05825 | 0.023269
[7 empty] | 0.098504 | 0.069391 | 0.21632 | 0.0031435 | 0.038256 | 0.01663
[7 empty] | 0.099404 | 0.072346 | 0.20992 | 0.0022484 | 0.034949 | 0.021082
[7 empty] | 0.11013 | 0.080213 | 0.20784 | 0.0027985 | 0.038601 | 0.031864
[7 empty] | 0.12724 | 0.094341 | 0.21939 | 0.0033712 | 0.048352 | 0.055289
[7 empty] | 0.15758 | 0.11937 | 0.26422 | 0.0042947 | 0.068137 | 0.098066
[7 empty] | 0.17938 | 0.14354 | 0.30117 | 0.0041429 | 0.08439 | 0.12436
[7 empty] | 0.18835 | 0.16641 | 0.32588 | 0.0034895 | 0.097438 | 0.14005
[7 empty] | 0.17861 | 0.18931 | 0.33725 | 0.0033325 | 0.10899 | 0.14872
[7 empty] | 0.1517 | 0.20719 | 0.34093 | 0.0044916 | 0.12357 | 0.16014
[7 empty] | 0.13221 | 0.23242 | 0.37654 | 0.010374 | 0.1525 | 0.17132
[7 empty] | 0.1199 | 0.25848 | 0.42862 | 0.03937 | 0.19227 | 0.17294
[7 empty] | 0.12778 | 0.24641 | 0.41671 | 0.11072 | 0.18663 | 0.10515
[7 empty] | 0.19912 | 0.23544 | 0.4126 | 0.19537 | 0.1409 | 0.056653
[7 empty] | 0.21894 | 0.22316 | 0.40443 | 0.23231 | 0.097906 | 0.034584
[7 empty] | 0.14644 | 0.22991 | 0.41191 | 0.23039 | 0.081292 | 0.032162
[7 empty] | 0.083868 | 0.22539 | 0.39694 | 0.19366 | 0.07165 | 0.038072
[7 empty] | 0.066115 | 0.21381 | 0.37841 | 0.16721 | 0.069176 | 0.043403
[7 empty] | 0.063953 | 0.19923 | 0.35542 | 0.15267 | 0.069092 | 0.044332
[7 empty] | 0.060904 | 0.18802 | 0.33025 | 0.14539 | 0.07205 | 0.043047
[7 empty] | 0.056772 | 0.18674 | 0.31205 | 0.14694 | 0.081588 | 0.042265
[7 empty] | 0.05848 | 0.19648 | 0.29857 | 0.15914 | 0.10187 | 0.045823
[7 empty] | 0.065213 | 0.1993 | 0.27611 | 0.18104 | 0.13119 | 0.058912
[7 empty] | 0.056167 | 0.18366 | 0.23596 | 0.17465 | 0.12718 | 0.059261
[7 empty] | 0.034793 | 0.14327 | 0.17004 | 0.12675 | 0.096457 | 0.040775
[7 empty] | 0.030225 | 0.11467 | 0.1329 | 0.089384 | 0.085701 | 0.032449
[7 empty] | 0.035101 | 0.10209 | 0.123 | 0.073259 | 0.09129 | 0.035583
[7 empty] | 0.042963 | 0.090987 | 0.11681 | 0.070451 | 0.10006 | 0.033787
[7 empty] | 0.050747 | 0.084595 | 0.11657 | 0.072007 | 0.11233 | 0.029354
[7 empty] | 0.060572 | 0.084467 | 0.12814 | 0.079251 | 0.14176 | 0.027937
[7 empty] | 0.061076 | 0.077747 | 0.13323 | 0.079336 | 0.17264 | 0.024291
[7 empty] | 0.053564 | 0.070302 | 0.13256 | 0.082158 | 0.20762 | 0.020629
[7 empty] | 0.042752 | 0.065934 | 0.12198 | 0.086294 | 0.23783 | 0.016953
[7 empty] | 0.03028 | 0.06225 | 0.099669 | 0.092371 | 0.25007 | 0.01236
[7 empty] | 0.017053 | 0.068002 | 0.080137 | 0.12125 | 0.27317 | 0.0073703
[7 empty] | 0.0081181 | 0.084817 | 0.065974 | 0.16518 | 0.28979 | 0.0068044
[7 empty] | 0.011123 | 0.10848 | 0.061813 | 0.2019 | 0.24988 | 0.012173
[7 empty] | 0.019543 | 0.12983 | 0.059674 | 0.23458 | 0.19362 | 0.022552
[7 empty] | 0.037898 | 0.14959 | 0.058148 | 0.24799 | 0.13903 | 0.047442
[7 empty] | 0.067589 | 0.17686 | 0.059434 | 0.25859 | 0.12951 | 0.095926
[7 empty] | 0.098322 | 0.19318 | 0.05987 | 0.24998 | 0.14536 | 0.163
[7 empty] | 0.12222 | 0.20328 | 0.059578 | 0.23811 | 0.16748 | 0.22866
[7 empty] | 0.12247 | 0.20906 | 0.05766 | 0.23091 | 0.17258 | 0.27038
[7 empty] | 0.11324 | 0.21062 | 0.05502 | 0.22135 | 0.16006 | 0.29651
[7 empty] | 0.1114 | 0.2194 | 0.05332 | 0.20466 | 0.15387 | 0.32438
[7 empty] | 0.122 | 0.23891 | 0.054574 | 0.1774 | 0.15683 | 0.3449
[7 empty] | 0.1193 | 0.25063 | 0.064297 | 0.15654 | 0.14691 | 0.3335
[7 empty] | 0.08634 | 0.22459 | 0.064124 | 0.14478 | 0.12703 | 0.28109
[7 empty] | 0.036815 | 0.16827 | 0.053925 | 0.13983 | 0.089193 | 0.19419
[7 empty] | 0.018649 | 0.12906 | 0.05159 | 0.13714 | 0.073219 | 0.11342
[7 empty] | 0.016479 | 0.12288 | 0.060928 | 0.15099 | 0.070781 | 0.099678
[7 empty] | 0.018747 | 0.12918 | 0.060844 | 0.15933 | 0.06678 | 0.10735
[7 empty] | 0.024715 | 0.1436 | 0.057473 | 0.17701 | 0.065613 | 0.12817
[7 empty] | 0.035847 | 0.17166 | 0.063658 | 0.21039 | 0.075132 | 0.16927
[7 empty] | 0.041722 | 0.18321 | 0.069286 | 0.24039 | 0.086925 | 0.18481
[7 empty] | 0.042567 | 0.18466 | 0.076362 | 0.26663 | 0.098294 | 0.18035
[7 empty] | 0.039348 | 0.18641 | 0.086818 | 0.29997 | 0.10672 | 0.15819
[7 empty] | 0.031209 | 0.1897 | 0.10473 | 0.34121 | 0.10859 | 0.11724
[7 empty] | 0.023206 | 0.21859 | 0.14019 | 0.43537 | 0.11625 | 0.086054
[7 empty] | 0.026163 | 0.27102 | 0.20844 | 0.53872 | 0.12759 | 0.081777
[7 empty] | 0.040962 | 0.29577 | 0.25076 | 0.48581 | 0.13198 | 0.10855
[7 empty] | 0.072292 | 0.32093 | 0.29715 | 0.40058 | 0.14173 | 0.17499
[7 empty] | 0.10547 | 0.33838 | 0.33021 | 0.32655 | 0.15155 | 0.23203
[7 empty] | 0.13298 | 0.37504 | 0.35544 | 0.29486 | 0.13983 | 0.25842
[7 empty] | 0.15831 | 0.38271 | 0.33437 | 0.25557 | 0.11938 | 0.22982
[7 empty] | 0.18122 | 0.3793 | 0.30698 | 0.21712 | 0.10685 | 0.1892
[7 empty] | 0.19431 | 0.37169 | 0.29088 | 0.17938 | 0.1072 | 0.15238
[7 empty] | 0.20729 | 0.36158 | 0.2857 | 0.15029 | 0.10755 | 0.12492
[7 empty] | 0.22369 | 0.35674 | 0.29364 | 0.14876 | 0.10629 | 0.11189
[7 empty] | 0.23405 | 0.3595 | 0.30663 | 0.17893 | 0.097496 | 0.11086
[7 empty] | 0.22044 | 0.35004 | 0.31011 | 0.22845 | 0.085215 | 0.12064
[7 empty] | 0.18559 | 0.31233 | 0.26543 | 0.24563 | 0.063989 | 0.12533
[7 empty] | 0.14256 | 0.23749 | 0.17928 | 0.23148 | 0.036827 | 0.10883
[7 empty] | 0.12023 | 0.17684 | 0.12605 | 0.20319 | 0.029404 | 0.10548
[7 empty] | 0.12133 | 0.15119 | 0.10591 | 0.21 | 0.030395 | 0.13142
[7 empty] | 0.12508 | 0.13013 | 0.091402 | 0.21751 | 0.031096 | 0.17207
[7 empty] | 0.13196 | 0.11652 | 0.085137 | 0.22663 | 0.03166 | 0.22847
[7 empty] | 0.14876 | 0.11927 | 0.087216 | 0.23954 | 0.034091 | 0.28994
[7 empty] | 0.15772 | 0.1172 | 0.083831 | 0.22215 | 0.035904 | 0.29525
[7 empty] | 0.15787 | 0.11043 | 0.081226 | 0.19059 | 0.037537 | 0.26737
[7 empty] | 0.14351 | 0.1016 | 0.083706 | 0.15883 | 0.036453 | 0.23591
[7 empty] | 0.1154 | 0.092489 | 0.093832 | 0.1301 | 0.030216 | 0.21226
[7 empty] | 0.098414 | 0.090216 | 0.11713 | 0.11987 | 0.02094 | 0.21735
[7 empty] | 0.10501 | 0.09085 | 0.15599 | 0.14169 | 0.01292 | 0.21742
[7 empty] | 0.12023 | 0.089007 | 0.16447 | 0.16663 | 0.018813 | 0.15283
[7 empty] | 0.17737 | 0.093606 | 0.17208 | 0.2262 | 0.034903 | 0.11366
[7 empty] | 0.20137 | 0.099355 | 0.17469 | 0.27496 | 0.068616 | 0.098578
[7 empty] | 0.19968 | 0.10856 | 0.18092 | 0.30199 | 0.084318 | 0.097361
[7 empty] | 0.19226 | 0.10887 | 0.17717 | 0.28146 | 0.077684 | 0.10403
[7 empty] | 0.20019 | 0.10429 | 0.17124 | 0.25935 | 0.062712 | 0.11278
[7 empty] | 0.18888 | 0.099421 | 0.17156 | 0.25749 | 0.052447 | 0.1154
[7 empty] | 0.17839 | 0.095194 | 0.17669 | 0.27192 | 0.048721 | 0.12599
[7 empty] | 0.18124 | 0.095469 | 0.18894 | 0.30496 | 0.050975 | 0.15559
[7 empty] | 0.21167 | 0.099852 | 0.20952 | 0.3456 | 0.067787 | 0.236
[7 empty] | 0.23546 | 0.1092 | 0.23585 | 0.38507 | 0.084859 | 0.34195
[7 empty] | 0.22191 | 0.097799 | 0.22482 | 0.42989 | 0.07131 | 0.39665
[7 empty] | 0.17768 | 0.064453 | 0.17263 | 0.47763 | 0.03915 | 0.41818
[7 empty] | 0.15185 | 0.050444 | 0.13743 | 0.49847 | 0.021854 | 0.39198
[7 empty] | 0.16455 | 0.050641 | 0.13478 | 0.5063 | 0.014419 | 0.38599
[7 empty] | 0.1958 | 0.047807 | 0.12841 | 0.44179 | 0.008949 | 0.36292
[7 empty] | 0.24403 | 0.045349 | 0.12621 | 0.386 | 0.0061782 | 0.34862
[7 empty] | 0.30785 | 0.048868 | 0.14084 | 0.3588 | 0.0059968 | 0.36404
[7 empty] | 0.34074 | 0.050301 | 0.1501 | 0.34124 | 0.0058945 | 0.36937
[7 empty] | 0.33216 | 0.049308 | 0.15705 | 0.33074 | 0.0051125 | 0.37062
[7 empty] | 0.28377 | 0.046755 | 0.16539 | 0.31642 | 0.0042271 | 0.35466
[7 empty] | 0.21315 | 0.0433 | 0.1743 | 0.30523 | 0.003996 | 0.31316
[7 empty] | 0.15885 | 0.04201 | 0.20453 | 0.3177 | 0.0042063 | 0.28796
[7 empty] | 0.13885 | 0.053897 | 0.25271 | 0.33093 | 0.007206 | 0.2878
[7 empty] | 0.12926 | 0.079721 | 0.26899 | 0.26875 | 0.023739 | 0.25511
[7 empty] | 0.15485 | 0.12413 | 0.30255 | 0.21518 | 0.057433 | 0.28873
[7 empty] | 0.18715 | 0.17521 | 0.33937 | 0.17425 | 0.10797 | 0.34568
[7 empty] | 0.21451 | 0.24369 | 0.39052 | 0.14856 | 0.14489 | 0.40228
[7 empty] | 0.2164 | 0.29021 | 0.41691 | 0.12252 | 0.15331 | 0.43777
[7 empty] | 0.20627 | 0.32666 | 0.4346 | 0.097972 | 0.14945 | 0.47648
[7 empty] | 0.20347 | 0.34957 | 0.4438 | 0.07647 | 0.14583 | 0.51998
[7 empty] | 0.20767 | 0.36537 | 0.44564 | 0.058812 | 0.14721 | 0.56657
[7 empty] | 0.22654 | 0.37395 | 0.44358 | 0.048168 | 0.15781 | 0.60414
[7 empty] | 0.26582 | 0.37381 | 0.44467 | 0.043669 | 0.16075 | 0.62683
[7 empty] | 0.27927 | 0.35751 | 0.43328 | 0.050806 | 0.17164 | 0.6269
[7 empty] | 0.2731 | 0.30268 | 0.38045 | 0.05078 | 0.161 | 0.5936
[7 empty] | 0.26415 | 0.23365 | 0.29553 | 0.042714 | 0.1343 | 0.54012
[7 empty] | 0.27546 | 0.1868 | 0.23409 | 0.048226 | 0.1217 | 0.4623
[7 empty] | 0.32075 | 0.18486 | 0.22192 | 0.062029 | 0.12886 | 0.39921
[7 empty] | 0.35465 | 0.18953 | 0.21279 | 0.067668 | 0.13602 | 0.32037
[7 empty] | 0.40524 | 0.2033 | 0.21421 | 0.065212 | 0.14789 | 0.27304
[7 empty] | 0.47805 | 0.24307 | 0.23947 | 0.062181 | 0.17557 | 0.27314
[7 empty] | 0.50594 | 0.27048 | 0.25202 | 0.05028 | 0.19519 | 0.29537
[7 empty] | 0.50016 | 0.28072 | 0.2542 | 0.038101 | 0.21538 | 0.33433
[7 empty] | 0.4813 | 0.27919 | 0.25013 | 0.029609 | 0.22819 | 0.39018
[7 empty] | 0.46065 | 0.27229 | 0.24041 | 0.02587 | 0.21687 | 0.45888
[7 empty] | 0.48752 | 0.2927 | 0.25477 | 0.025552 | 0.21149 | 0.58483
[7 empty] | 0.5333 | 0.33788 | 0.28716 | 0.03278 | 0.22202 | 0.67578
[7 empty] | 0.5338 | 0.33761 | 0.27807 | 0.039139 | 0.22568 | 0.67371
[7 empty] | 0.54462 | 0.35968 | 0.27671 | 0.051172 | 0.29024 | 0.68308
[7 empty] | 0.53384 | 0.37273 | 0.26428 | 0.081499 | 0.32658 | 0.68611
[7 empty] | 0.55061 | 0.39621 | 0.25065 | 0.13767 | 0.35585 | 0.71428
[7 empty] | 0.54488 | 0.38042 | 0.21653 | 0.20635 | 0.34387 | 0.70249
[7 empty] | 0.54335 | 0.36004 | 0.1831 | 0.26744 | 0.32652 | 0.68279
[7 empty] | 0.53698 | 0.34606 | 0.1655 | 0.31905 | 0.31568 | 0.66692
[7 empty] | 0.53756 | 0.33173 | 0.15476 | 0.36578 | 0.31258 | 0.66525
[7 empty] | 0.54818 | 0.32108 | 0.14787 | 0.42291 | 0.33684 | 0.67237
[7 empty] | 0.56726 | 0.31826 | 0.14005 | 0.50493 | 0.39048 | 0.68836
[7 empty] | 0.56709 | 0.32035 | 0.13685 | 0.53239 | 0.40265 | 0.68966
[7 empty] | 0.53765 | 0.29951 | 0.11323 | 0.48981 | 0.36165 | 0.67116
[7 empty] | 0.51206 | 0.26909 | 0.069693 | 0.41772 | 0.28589 | 0.64678
[7 empty] | 0.47373 | 0.24996 | 0.05472 | 0.30576 | 0.2212 | 0.60967
[7 empty] | 0.46931 | 0.2597 | 0.05637 | 0.25103 | 0.2074 | 0.58782
[7 empty] | 0.44938 | 0.25481 | 0.060079 | 0.21672 | 0.19668 | 0.53584
[7 empty] | 0.43481 | 0.2504 | 0.063713 | 0.20394 | 0.20036 | 0.50414
[7 empty] | 0.46259 | 0.27109 | 0.070539 | 0.21108 | 0.22669 | 0.50566
[7 empty] | 0.47511 | 0.28644 | 0.069421 | 0.19805 | 0.24795 | 0.4808
[7 empty] | 0.47401 | 0.28886 | 0.064293 | 0.17071 | 0.26258 | 0.46273
[7 empty] | 0.45507 | 0.29142 | 0.05998 | 0.1383 | 0.26249 | 0.47499
[7 empty] | 0.43029 | 0.29081 | 0.061618 | 0.10371 | 0.2418 | 0.54679
[7 empty] | 0.4316 | 0.32985 | 0.070605 | 0.080765 | 0.23141 | 0.67848
[7 empty] | 0.44804 | 0.40802 | 0.08549 | 0.075846 | 0.22676 | 0.76329
[7 empty] | 0.4323 | 0.42754 | 0.10292 | 0.088165 | 0.19545 | 0.76763
[7 empty] | 0.44892 | 0.46335 | 0.11598 | 0.12967 | 0.15555 | 0.75236
[7 empty] | 0.42043 | 0.49766 | 0.1224 | 0.17898 | 0.1347 | 0.72683
[7 empty] | 0.39819 | 0.55612 | 0.12976 | 0.22081 | 0.1325 | 0.7256
[7 empty] | 0.36856 | 0.57804 | 0.12613 | 0.23318 | 0.13032 | 0.7054
[7 empty] | 0.35137 | 0.59143 | 0.11927 | 0.24646 | 0.13281 | 0.69583
[7 empty] | 0.35434 | 0.59321 | 0.11703 | 0.26094 | 0.13332 | 0.68047
[7 empty] | 0.35938 | 0.59265 | 0.11807 | 0.2717 | 0.13377 | 0.66871
[7 empty] | 0.36764 | 0.59108 | 0.12927 | 0.26072 | 0.13506 | 0.65564
[7 empty] | 0.3685 | 0.59303 | 0.1477 | 0.21309 | 0.13466 | 0.62779
[7 empty] | 0.32176 | 0.5846 | 0.17706 | 0.16327 | 0.13951 | 0.57973
[7 empty] | 0.2606 | 0.53969 | 0.16754 | 0.11873 | 0.13248 | 0.51747
[7 empty] | 0.19898 | 0.47613 | 0.12947 | 0.085092 | 0.10778 | 0.46087
[7 empty] | 0.16465 | 0.40671 | 0.10522 | 0.090708 | 0.10006 | 0.42545
[7 empty] | 0.16083 | 0.38449 | 0.10318 | 0.10758 | 0.1034 | 0.42868
[7 empty] | 0.15616 | 0.34899 | 0.097733 | 0.099947 | 0.10646 | 0.40731
[7 empty] | 0.15439 | 0.32717 | 0.094285 | 0.088881 | 0.1118 | 0.38799
[7 empty] | 0.16586 | 0.33942 | 0.10429 | 0.086542 | 0.12604 | 0.4017
[7 empty] | 0.16758 | 0.34184 | 0.11768 | 0.075908 | 0.13341 | 0.40532
[7 empty] | 0.1643 | 0.33298 | 0.14288 | 0.072527 | 0.13368 | 0.38968
[7 empty] | 0.16236 | 0.31825 | 0.17323 | 0.079337 | 0.12739 | 0.36593
[7 empty] | 0.15864 | 0.30111 | 0.20308 | 0.092785 | 0.11488 | 0.34647
[7 empty] | 0.16804 | 0.32295 | 0.25653 | 0.12313 | 0.10441 | 0.34929
[7 empty] | 0.17525 | 0.3736 | 0.33313 | 0.18338 | 0.099677 | 0.35191
[7 empty] | 0.15699 | 0.38289 | 0.36389 | 0.19397 | 0.090487 | 0.34002
[7 empty] | 0.12633 | 0.40199 | 0.40536 | 0.16865 | 0.086809 | 0.34834
[7 empty] | 0.087955 | 0.42177 | 0.43192 | 0.1311 | 0.096493 | 0.3548
[7 empty] | 0.070336 | 0.46105 | 0.45719 | 0.11502 | 0.10689 | 0.368
[7 empty] | 0.064873 | 0.46902 | 0.4368 | 0.1096 | 0.10182 | 0.36291
[7 empty] | 0.063959 | 0.47458 | 0.4046 | 0.10849 | 0.096154 | 0.35318
[7 empty] | 0.065543 | 0.46949 | 0.37696 | 0.10412 | 0.10151 | 0.33999
[7 empty] | 0.072733 | 0.45984 | 0.36277 | 0.095839 | 0.10847 | 0.32989
[7 empty] | 0.092478 | 0.45214 | 0.36323 | 0.088843 | 0.10723 | 0.32534
[7 empty] | 0.12539 | 0.44494 | 0.38117 | 0.081228 | 0.09186 | 0.32551
[7 empty] | 0.17301 | 0.42465 | 0.39734 | 0.080722 | 0.078968 | 0.31767
[7 empty] | 0.18045 | 0.36748 | 0.37884 | 0.075054 | 0.061942 | 0.28938
[7 empty] | 0.15719 | 0.29704 | 0.33572 | 0.058233 | 0.040837 | 0.24999
[7 empty] | 0.15361 | 0.23297 | 0.30823 | 0.059007 | 0.033336 | 0.22716
[7 empty] | 0.18125 | 0.21745 | 0.31506 | 0.070039 | 0.03317 | 0.22372
[7 empty] | 0.22529 | 0.20269 | 0.30228 | 0.079637 | 0.037045 | 0.21067
[7 empty] | 0.2947 | 0.19288 | 0.2894 | 0.08847 | 0.043465 | 0.20271
[7 empty] | 0.399 | 0.20395 | 0.29941 | 0.097326 | 0.054173 | 0.20748
[7 empty] | 0.45547 | 0.19708 | 0.29646 | 0.091711 | 0.057182 | 0.20976
[7 empty] | 0.47614 | 0.18353 | 0.28483 | 0.081648 | 0.05215 | 0.20869
[7 empty] | 0.49223 | 0.16968 | 0.26238 | 0.077378 | 0.042111 | 0.19992
[7 empty] | 0.51805 | 0.15891 | 0.23868 | 0.0839 | 0.030097 | 0.18619
[7 empty] | 0.58687 | 0.17463 | 0.23691 | 0.11357 | 0.019754 | 0.18302
[7 empty] | 0.66096 | 0.21424 | 0.24488 | 0.14889 | 0.011878 | 0.17497
[7 empty] | 0.68389 | 0.22587 | 0.21167 | 0.12873 | 0.011851 | 0.1471
[7 empty] | 0.71668 | 0.24864 | 0.20173 | 0.081821 | 0.017553 | 0.1201
[7 empty] | 0.73652 | 0.26449 | 0.19696 | 0.049876 | 0.031993 | 0.099375
[7 empty] | 0.74415 | 0.2857 | 0.2093 | 0.037041 | 0.053219 | 0.089444
[7 empty] | 0.70893 | 0.28521 | 0.21046 | 0.032341 | 0.079139 | 0.079768
[7 empty] | 0.67446 | 0.27971 | 0.2045 | 0.029636 | 0.10375 | 0.06945
[7 empty] | 0.63591 | 0.27937 | 0.19701 | 0.026975 | 0.1113 | 0.058983
[7 empty] | 0.61225 | 0.28625 | 0.18831 | 0.024058 | 0.10248 | 0.050297
[7 empty] | 0.60874 | 0.30143 | 0.18183 | 0.020857 | 0.080121 | 0.04773
[7 empty] | 0.67385 | 0.31519 | 0.17899 | 0.016913 | 0.047318 | 0.054296
[7 empty] | 0.69507 | 0.32818 | 0.18302 | 0.015399 | 0.041017 | 0.070333
[7 empty] | 0.68137 | 0.2994 | 0.16315 | 0.010219 | 0.031103 | 0.069757
[7 empty] | 0.6815 | 0.25816 | 0.11801 | 0.0061799 | 0.016386 | 0.042597
[7 empty] | 0.64123 | 0.22538 | 0.095486 | 0.0072167 | 0.016354 | 0.032874
[7 empty] | 0.63678 | 0.23441 | 0.095945 | 0.0093051 | 0.025815 | 0.032845
[7 empty] | 0.60182 | 0.23539 | 0.090783 | 0.0095519 | 0.048408 | 0.031134
[7 empty] | 0.58678 | 0.24236 | 0.085316 | 0.0086615 | 0.08918 | 0.027157
[7 empty] | 0.62449 | 0.27513 | 0.092331 | 0.0090259 | 0.14872 | 0.026113
[7 empty] | 0.65244 | 0.28663 | 0.10042 | 0.009648 | 0.18593 | 0.026027
[7 empty] | 0.66707 | 0.2817 | 0.11004 | 0.010256 | 0.18963 | 0.02641
[7 empty] | 0.66426 | 0.2705 | 0.1204 | 0.011228 | 0.17689 | 0.0268
[7 empty] | 0.63063 | 0.25133 | 0.12792 | 0.012989 | 0.15694 | 0.025571
[7 empty] | 0.62225 | 0.26042 | 0.14599 | 0.019103 | 0.15289 | 0.026785
[7 empty] | 0.63305 | 0.29123 | 0.17183 | 0.033221 | 0.16464 | 0.034517
[7 empty] | 0.58938 | 0.28056 | 0.16304 | 0.051906 | 0.148 | 0.044298
[7 empty] | 0.56131 | 0.29588 | 0.16485 | 0.059983 | 0.12844 | 0.048135
[7 empty] | 0.49144 | 0.3147 | 0.16699 | 0.062978 | 0.11665 | 0.04633
[7 empty] | 0.47537 | 0.35756 | 0.18245 | 0.067927 | 0.12559 | 0.038611
[7 empty] | 0.45622 | 0.37026 | 0.18738 | 0.069226 | 0.13965 | 0.029809
[7 empty] | 0.44438 | 0.38346 | 0.18748 | 0.06759 | 0.15015 | 0.022746
[7 empty] | 0.41831 | 0.38332 | 0.1842 | 0.065811 | 0.14713 | 0.018377
[7 empty] | 0.37991 | 0.3747 | 0.17737 | 0.06838 | 0.13675 | 0.016899
[7 empty] | 0.33508 | 0.37085 | 0.16355 | 0.07782 | 0.13358 | 0.019487
[7 empty] | 0.28781 | 0.37322 | 0.1486 | 0.097639 | 0.14442 | 0.030672
[7 empty] | 0.2471 | 0.36559 | 0.13904 | 0.12009 | 0.16729 | 0.049233
[7 empty] | 0.217 | 0.32586 | 0.11296 | 0.10903 | 0.16316 | 0.046623
[7 empty] | 0.20034 | 0.26682 | 0.068265 | 0.069453 | 0.13404 | 0.020829
[7 empty] | 0.207 | 0.22928 | 0.050245 | 0.037105 | 0.12425 | 0.012198
[7 empty] | 0.23129 | 0.21641 | 0.050448 | 0.031295 | 0.14498 | 0.013946
[7 empty] | 0.22309 | 0.19517 | 0.050344 | 0.028079 | 0.16753 | 0.017013
[7 empty] | 0.20894 | 0.18212 | 0.05285 | 0.02642 | 0.1966 | 0.021828
[7 empty] | 0.20594 | 0.1898 | 0.06258 | 0.031125 | 0.24846 | 0.034602
[7 empty] | 0.1928 | 0.19493 | 0.067506 | 0.037313 | 0.29186 | 0.056001
[7 empty] | 0.17549 | 0.19375 | 0.065917 | 0.044547 | 0.3186 | 0.083247
[7 empty] | 0.1572 | 0.18924 | 0.062289 | 0.053243 | 0.32888 | 0.11042
[7 empty] | 0.13609 | 0.17675 | 0.059926 | 0.059687 | 0.3248 | 0.1334
[7 empty] | 0.1235 | 0.167 | 0.05986 | 0.071779 | 0.34364 | 0.17508
[7 empty] | 0.11825 | 0.15919 | 0.06447 | 0.094215 | 0.37122 | 0.24974
[7 empty] | 0.11198 | 0.12916 | 0.075766 | 0.10599 | 0.35219 | 0.24486
[7 empty] | 0.12207 | 0.10054 | 0.090519 | 0.1264 | 0.35415 | 0.21615
[7 empty] | 0.12072 | 0.07377 | 0.099778 | 0.14808 | 0.32022 | 0.18215
[7 empty] | 0.10356 | 0.056154 | 0.10894 | 0.16617 | 0.28561 | 0.18734
[7 empty] | 0.082474 | 0.044568 | 0.11207 | 0.167 | 0.24737 | 0.19511
[7 empty] | 0.072233 | 0.036231 | 0.11133 | 0.16236 | 0.22681 | 0.19917
[7 empty] | 0.075761 | 0.029618 | 0.11383 | 0.1589 | 0.2188 | 0.1971
[7 empty] | 0.085612 | 0.024095 | 0.12081 | 0.15759 | 0.20478 | 0.18866
[7 empty] | 0.097992 | 0.020162 | 0.13397 | 0.16397 | 0.18591 | 0.17626
[7 empty] | 0.10646 | 0.017577 | 0.1516 | 0.17758 | 0.15332 | 0.15841
[7 empty] | 0.10518 | 0.015924 | 0.17888 | 0.19818 | 0.12715 | 0.13909
[7 empty] | 0.092336 | 0.0099835 | 0.17136 | 0.19593 | 0.10588 | 0.12808
[7 empty] | 0.074186 | 0.0041123 | 0.1268 | 0.17977 | 0.075454 | 0.11326
[7 empty] | 0.074592 | 0.0033484 | 0.10119 | 0.16883 | 0.064769 | 0.12043
[7 empty] | 0.084355 | 0.003385 | 0.10194 | 0.1667 | 0.065206 | 0.13541
[7 empty] | 0.090187 | 0.0029766 | 0.10061 | 0.15853 | 0.061987 | 0.13697
[7 empty] | 0.09141 | 0.0030204 | 0.10407 | 0.15227 | 0.05707 | 0.13597
[7 empty] | 0.092337 | 0.0044714 | 0.118 | 0.16118 | 0.052952 | 0.14756
[7 empty] | 0.085491 | 0.0064759 | 0.11839 | 0.15142 | 0.043919 | 0.159
[7 empty] | 0.076234 | 0.008609 | 0.10904 | 0.13262 | 0.034681 | 0.17216
[7 empty] | 0.066307 | 0.011875 | 0.099158 | 0.10841 | 0.026103 | 0.17926
[7 empty] | 0.057269 | 0.016748 | 0.099548 | 0.082811 | 0.018145 | 0.17647
[7 empty] | 0.049568 | 0.024242 | 0.12265 | 0.070476 | 0.011937 | 0.18328
[7 empty] | 0.050134 | 0.034987 | 0.18103 | 0.083186 | 0.009033 | 0.194
[7 empty] | 0.057819 | 0.050413 | 0.22932 | 0.12141 | 0.022438 | 0.16431
[7 empty] | 0.085761 | 0.063179 | 0.28623 | 0.18177 | 0.063511 | 0.14343
[7 empty] | 0.115 | 0.074637 | 0.33653 | 0.23368 | 0.14371 | 0.12896
[7 empty] | 0.09768 | 0.088011 | 0.38493 | 0.25424 | 0.22386 | 0.12077
[7 empty] | 0.068306 | 0.099553 | 0.39838 | 0.22989 | 0.26118 | 0.1107
[7 empty] | 0.048256 | 0.098047 | 0.41023 | 0.20562 | 0.27835 | 0.098689
[7 empty] | 0.035014 | 0.088493 | 0.41543 | 0.19889 | 0.28399 | 0.087894
[7 empty] | 0.02607 | 0.082035 | 0.41562 | 0.19957 | 0.27281 | 0.080626
[7 empty] | 0.019934 | 0.085922 | 0.41559 | 0.19059 | 0.25516 | 0.080223
[7 empty] | 0.019265 | 0.10298 | 0.41553 | 0.16441 | 0.20515 | 0.083874
[7 empty] | 0.02781 | 0.12787 | 0.39438 | 0.14235 | 0.14779 | 0.0956
[7 empty] | 0.027864 | 0.12902 | 0.33218 | 0.12056 | 0.11721 | 0.096544
[7 empty] | 0.016543 | 0.096581 | 0.24615 | 0.091167 | 0.090882 | 0.079616
[7 empty] | 0.01475 | 0.082183 | 0.18707 | 0.08543 | 0.08921 | 0.081552
[7 empty] | 0.017858 | 0.086606 | 0.17433 | 0.095991 | 0.10418 | 0.095311
[7 empty] | 0.02417 | 0.090845 | 0.16644 | 0.10429 | 0.11529 | 0.10108
[7 empty] | 0.034211 | 0.10114 | 0.17027 | 0.11094 | 0.12658 | 0.10237
[7 empty] | 0.048716 | 0.12983 | 0.19468 | 0.1237 | 0.1521 | 0.1074
[7 empty] | 0.053723 | 0.16128 | 0.20519 | 0.12479 | 0.168 | 0.10637
[7 empty] | 0.04976 | 0.18922 | 0.20537 | 0.11874 | 0.16837 | 0.10381
[7 empty] | 0.041784 | 0.20668 | 0.19746 | 0.10676 | 0.15472 | 0.10134
[7 empty] | 0.033527 | 0.2113 | 0.18377 | 0.089789 | 0.12451 | 0.10241
[7 empty] | 0.02654 | 0.22889 | 0.17961 | 0.082017 | 0.10606 | 0.11514
[7 empty] | 0.02452 | 0.24951 | 0.17993 | 0.099478 | 0.10401 | 0.12394
[7 empty] | 0.03341 | 0.22198 | 0.16821 | 0.14955 | 0.10317 | 0.084197
[7 empty] | 0.054425 | 0.21085 | 0.15541 | 0.21935 | 0.11643 | 0.04952
[7 empty] | 0.074759 | 0.20743 | 0.13418 | 0.29381 | 0.13532 | 0.031433
[7 empty] | 0.070123 | 0.22679 | 0.11806 | 0.35355 | 0.15776 | 0.02361
[7 empty] | 0.054658 | 0.23536 | 0.095109 | 0.37153 | 0.15791 | 0.02334
[7 empty] | 0.041559 | 0.23781 | 0.073237 | 0.37595 | 0.14272 | 0.025177
[7 empty] | 0.033729 | 0.2453 | 0.057592 | 0.37629 | 0.12225 | 0.02864
[7 empty] | 0.035288 | 0.25426 | 0.047692 | 0.38077 | 0.10621 | 0.032751
[7 empty] | 0.040567 | 0.26529 | 0.042769 | 0.36971 | 0.090524 | 0.038295
[7 empty] | 0.043582 | 0.27722 | 0.043059 | 0.33785 | 0.076907 | 0.043346
[7 empty] | 0.050307 | 0.28738 | 0.046607 | 0.29692 | 0.06092 | 0.045103
[7 empty] | 0.043084 | 0.27711 | 0.037268 | 0.24249 | 0.039483 | 0.034671
[7 empty] | 0.027512 | 0.24401 | 0.019091 | 0.19171 | 0.016013 | 0.016312
[7 empty] | 0.025299 | 0.22929 | 0.013666 | 0.14485 | 0.010563 | 0.012125
[7 empty] | 0.029502 | 0.24747 | 0.011083 | 0.13352 | 0.011562 | 0.013481
[7 empty] | 0.035519 | 0.246 | 0.0079459 | 0.12717 | 0.015271 | 0.013044
[7 empty] | 0.043884 | 0.25015 | 0.0050822 | 0.12582 | 0.02151 | 0.012065
[7 empty] | 0.059148 | 0.28539 | 0.0045272 | 0.13641 | 0.032715 | 0.013588
[7 empty] | 0.065122 | 0.31605 | 0.0045238 | 0.14068 | 0.038759 | 0.015223
[7 empty] | 0.065603 | 0.34095 | 0.0048087 | 0.14782 | 0.038586 | 0.017226
[7 empty] | 0.062942 | 0.35792 | 0.0053839 | 0.15837 | 0.034533 | 0.019657
[7 empty] | 0.058485 | 0.37066 | 0.0061975 | 0.17541 | 0.026097 | 0.022498
[7 empty] | 0.057071 | 0.42479 | 0.0075526 | 0.23537 | 0.017964 | 0.028214
[7 empty] | 0.061768 | 0.49098 | 0.014631 | 0.34592 | 0.011117 | 0.034628
[7 empty] | 0.060025 | 0.47876 | 0.030029 | 0.40691 | 0.012391 | 0.038405
[7 empty] | 0.051437 | 0.47751 | 0.0358 | 0.46114 | 0.023707 | 0.034302
[7 empty] | 0.035157 | 0.47841 | 0.036793 | 0.48378 | 0.052256 | 0.030743
[7 empty] | 0.027918 | 0.50339 | 0.03501 | 0.5087 | 0.071125 | 0.028273
[7 empty] | 0.022909 | 0.50438 | 0.035559 | 0.51177 | 0.07132 | 0.028883
[7 empty] | 0.020333 | 0.51082 | 0.035212 | 0.51693 | 0.064797 | 0.030045
[7 empty] | 0.019705 | 0.51369 | 0.03641 | 0.52669 | 0.059571 | 0.030176
[7 empty] | 0.021496 | 0.51653 | 0.038668 | 0.54039 | 0.063775 | 0.029584
[7 empty] | 0.019334 | 0.51565 | 0.042704 | 0.54816 | 0.079283 | 0.027799
[7 empty] | 0.014919 | 0.51181 | 0.048672 | 0.54434 | 0.10634 | 0.025536
[7 empty] | 0.016332 | 0.50502 | 0.057663 | 0.50243 | 0.145 | 0.026249
[7 empty] | 0.01752 | 0.49304 | 0.05227 | 0.43856 | 0.15152 | 0.021817
[7 empty] | 0.010014 | 0.4735 | 0.030394 | 0.38709 | 0.13691 | 0.01306
[7 empty] | 0.0085732 | 0.46097 | 0.020994 | 0.30874 | 0.12479 | 0.013565
[7 empty] | 0.013045 | 0.4806 | 0.019671 | 0.25036 | 0.13329 | 0.017047
[7 empty] | 0.02238 | 0.46855 | 0.017675 | 0.20016 | 0.14515 | 0.016238
[7 empty] | 0.039809 | 0.4585 | 0.017477 | 0.17193 | 0.16818 | 0.014503
[7 empty] | 0.070402 | 0.47439 | 0.023013 | 0.17289 | 0.21923 | 0.016605
[7 empty] | 0.10133 | 0.49281 | 0.030082 | 0.17689 | 0.25117 | 0.020806
[7 empty] | 0.11862 | 0.48651 | 0.036784 | 0.18773 | 0.26781 | 0.026493
[7 empty] | 0.12006 | 0.46356 | 0.04206 | 0.20815 | 0.27074 | 0.032096
[7 empty] | 0.10611 | 0.42865 | 0.043976 | 0.24611 | 0.26549 | 0.035069
[7 empty] | 0.089991 | 0.41691 | 0.039657 | 0.34811 | 0.28654 | 0.037137
[7 empty] | 0.082938 | 0.40857 | 0.031298 | 0.46807 | 0.31947 | 0.040647
[7 empty] | 0.071728 | 0.37612 | 0.030162 | 0.50432 | 0.30721 | 0.04294
[7 empty] | 0.070638 | 0.36064 | 0.028166 | 0.53187 | 0.30208 | 0.041477
[7 empty] | 0.065483 | 0.35336 | 0.032684 | 0.5364 | 0.25275 | 0.041204
[7 empty] | 0.084115 | 0.35617 | 0.039886 | 0.55342 | 0.21345 | 0.041352
[7 empty] | 0.11505 | 0.34215 | 0.049258 | 0.53938 | 0.17349 | 0.0422
[7 empty] | 0.13947 | 0.32101 | 0.059072 | 0.53402 | 0.16119 | 0.043234
[7 empty] | 0.16874 | 0.30275 | 0.075572 | 0.53351 | 0.16474 | 0.045727
[7 empty] | 0.19534 | 0.28514 | 0.093773 | 0.53097 | 0.16491 | 0.047525
[7 empty] | 0.21051 | 0.26803 | 0.11287 | 0.51288 | 0.14963 | 0.048885
[7 empty] | 0.19208 | 0.25309 | 0.13077 | 0.46458 | 0.097372 | 0.056444
[7 empty] | 0.18186 | 0.2345 | 0.15487 | 0.37866 | 0.065169 | 0.074275
[7 empty] | 0.16674 | 0.21049 | 0.15054 | 0.27807 | 0.049947 | 0.074083
[7 empty] | 0.15901 | 0.174 | 0.13059 | 0.20163 | 0.036589 | 0.045137
[7 empty] | 0.18119 | 0.16429 | 0.13671 | 0.14579 | 0.036704 | 0.029001
[7 empty] | 0.22009 | 0.1679 | 0.16152 | 0.12531 | 0.043571 | 0.026777
[7 empty] | 0.23504 | 0.15658 | 0.17399 | 0.11038 | 0.049428 | 0.024049
[7 empty] | 0.24037 | 0.13963 | 0.18524 | 0.09972 | 0.052707 | 0.021725
[7 empty] | 0.26596 | 0.13357 | 0.21473 | 0.10116 | 0.055139 | 0.023131
[7 empty] | 0.25629 | 0.12054 | 0.23491 | 0.10284 | 0.050379 | 0.024948
[7 empty] | 0.22361 | 0.10897 | 0.25149 | 0.10707 | 0.040486 | 0.027432
[7 empty] | 0.18464 | 0.097893 | 0.26874 | 0.1173 | 0.028027 | 0.029165
[7 empty] | 0.13974 | 0.087321 | 0.28673 | 0.14193 | 0.015004 | 0.031193
[7 empty] | 0.10897 | 0.084822 | 0.33632 | 0.2057 | 0.0075971 | 0.036417
[7 empty] | 0.086505 | 0.078505 | 0.40668 | 0.29948 | 0.014091 | 0.048728
[7 empty] | 0.06542 | 0.06797 | 0.42718 | 0.3063 | 0.033328 | 0.070176
[7 empty] | 0.072228 | 0.056149 | 0.46038 | 0.27856 | 0.068574 | 0.097981
[7 empty] | 0.10528 | 0.044342 | 0.48696 | 0.23685 | 0.11851 | 0.11983
[7 empty] | 0.14784 | 0.03587 | 0.53047 | 0.21898 | 0.17531 | 0.13228
[7 empty] | 0.18464 | 0.030826 | 0.53923 | 0.20104 | 0.19817 | 0.12539
[7 empty] | 0.21448 | 0.025143 | 0.54566 | 0.18632 | 0.19396 | 0.11748
[7 empty] | 0.257 | 0.020523 | 0.54639 | 0.1725 | 0.17478 | 0.11567
[7 empty] | 0.32094 | 0.016589 | 0.54816 | 0.15941 | 0.14741 | 0.11676
[7 empty] | 0.37713 | 0.014034 | 0.54914 | 0.15075 | 0.11669 | 0.12024
[7 empty] | 0.42497 | 0.012477 | 0.545 | 0.14563 | 0.080474 | 0.12475
[7 empty] | 0.44677 | 0.010797 | 0.52153 | 0.13977 | 0.065216 | 0.13421
[7 empty] | 0.41876 | 0.0060211 | 0.45736 | 0.1132 | 0.056017 | 0.13044
[7 empty] | 0.35855 | 0.0020542 | 0.36948 | 0.06263 | 0.043169 | 0.12754
[7 empty] | 0.2835 | 0.0021895 | 0.29717 | 0.042236 | 0.045546 | 0.12809
[7 empty] | 0.27048 | 0.0039677 | 0.27108 | 0.037604 | 0.05887 | 0.12607
[7 empty] | 0.25803 | 0.0062554 | 0.24217 | 0.033259 | 0.073341 | 0.10369
[7 empty] | 0.262 | 0.0077883 | 0.22626 | 0.030758 | 0.090845 | 0.081452
[7 empty] | 0.30324 | 0.011934 | 0.23825 | 0.034514 | 0.12527 | 0.075266
[7 empty] | 0.32973 | 0.017211 | 0.23632 | 0.040867 | 0.15536 | 0.075436
[7 empty] | 0.34763 | 0.022115 | 0.22758 | 0.048644 | 0.16886 | 0.077184
[7 empty] | 0.36594 | 0.025979 | 0.21881 | 0.058465 | 0.15416 | 0.077021
[7 empty] | 0.38806 | 0.0265 | 0.21491 | 0.072727 | 0.11701 | 0.068691
[7 empty] | 0.45527 | 0.023468 | 0.24058 | 0.099805 | 0.083444 | 0.061464
[7 empty] | 0.5414 | 0.019102 | 0.28349 | 0.14382 | 0.061058 | 0.06565
[7 empty] | 0.55157 | 0.021787 | 0.2852 | 0.15209 | 0.054794 | 0.082767
[7 empty] | 0.55885 | 0.02445 | 0.28737 | 0.1437 | 0.079919 | 0.11292
[7 empty] | 0.54664 | 0.032503 | 0.27555 | 0.12548 | 0.13494 | 0.13907
[7 empty] | 0.58666 | 0.041767 | 0.27255 | 0.11828 | 0.18006 | 0.1451
[7 empty] | 0.60948 | 0.054695 | 0.24939 | 0.1082 | 0.1999 | 0.12333
[7 empty] | 0.63223 | 0.065069 | 0.21936 | 0.099144 | 0.21126 | 0.10106
[7 empty] | 0.63875 | 0.075294 | 0.19731 | 0.094997 | 0.22698 | 0.093548
[7 empty] | 0.63548 | 0.086259 | 0.17839 | 0.092377 | 0.2272 | 0.092096
[7 empty] | 0.64205 | 0.097371 | 0.16703 | 0.084956 | 0.19815 | 0.089908
[7 empty] | 0.65787 | 0.10797 | 0.15949 | 0.069375 | 0.12224 | 0.083203
[7 empty] | 0.65252 | 0.12365 | 0.15734 | 0.058899 | 0.087327 | 0.085319
[7 empty] | 0.60654 | 0.11996 | 0.12671 | 0.042676 | 0.070319 | 0.082848
[7 empty] | 0.5211 | 0.10014 | 0.068132 | 0.021643 | 0.064978 | 0.078417
[7 empty] | 0.39291 | 0.094711 | 0.041688 | 0.016941 | 0.075265 | 0.092362
[7 empty] | 0.33822 | 0.10405 | 0.037067 | 0.01747 | 0.093685 | 0.11242
[7 empty] | 0.29681 | 0.11133 | 0.036648 | 0.014491 | 0.11043 | 0.10936
[7 empty] | 0.28867 | 0.11998 | 0.039262 | 0.011081 | 0.12477 | 0.10106
[7 empty] | 0.33002 | 0.14098 | 0.049783 | 0.01151 | 0.15073 | 0.10859
[7 empty] | 0.37573 | 0.15601 | 0.059782 | 0.013898 | 0.1631 | 0.11751
[7 empty] | 0.40371 | 0.17199 | 0.067129 | 0.018112 | 0.15716 | 0.12408
[7 empty] | 0.38284 | 0.18668 | 0.070839 | 0.024106 | 0.13646 | 0.12195
[7 empty] | 0.29932 | 0.19977 | 0.070067 | 0.031717 | 0.10496 | 0.11253
[7 empty] | 0.22145 | 0.23994 | 0.069157 | 0.043559 | 0.080743 | 0.11815
[7 empty] | 0.16926 | 0.29819 | 0.071754 | 0.060812 | 0.074534 | 0.14318
[7 empty] | 0.15212 | 0.30339 | 0.081917 | 0.072064 | 0.080597 | 0.15636
[7 empty] | 0.20327 | 0.30911 | 0.090373 | 0.074424 | 0.1171 | 0.18401
[7 empty] | 0.29403 | 0.30749 | 0.090098 | 0.073198 | 0.15565 | 0.21237
[7 empty] | 0.37981 | 0.3182 | 0.082497 | 0.072597 | 0.16864 | 0.22907
[7 empty] | 0.41355 | 0.3068 | 0.067701 | 0.070529 | 0.15263 | 0.21518
[7 empty] | 0.43145 | 0.29044 | 0.052084 | 0.07063 | 0.14765 | 0.1937
[7 empty] | 0.4466 | 0.27247 | 0.039616 | 0.072972 | 0.17682 | 0.18355
[7 empty] | 0.46207 | 0.24993 | 0.03135 | 0.078594 | 0.2006 | 0.18809
[7 empty] | 0.46586 | 0.22478 | 0.027379 | 0.083751 | 0.17914 | 0.20118
[7 empty] | 0.42978 | 0.20008 | 0.026089 | 0.08482 | 0.10886 | 0.21122
[7 empty] | 0.36419 | 0.17612 | 0.025494 | 0.090765 | 0.078716 | 0.21281
[7 empty] | 0.31631 | 0.14133 | 0.022055 | 0.077839 | 0.066214 | 0.19754
[7 empty] | 0.29108 | 0.09108 | 0.016727 | 0.055116 | 0.063495 | 0.17191
[7 empty] | 0.29689 | 0.070935 | 0.018737 | 0.043507 | 0.078643 | 0.14562
[7 empty] | 0.33055 | 0.072293 | 0.025851 | 0.044221 | 0.10337 | 0.13792
[7 empty] | 0.34375 | 0.077122 | 0.031091 | 0.043266 | 0.1256 | 0.12676
[7 empty] | 0.35618 | 0.086294 | 0.034752 | 0.043728 | 0.14514 | 0.11688
[7 empty] | 0.37478 | 0.10982 | 0.042431 | 0.049787 | 0.16546 | 0.12058
[7 empty] | 0.36998 | 0.13431 | 0.045756 | 0.054102 | 0.158 | 0.12107
[7 empty] | 0.33615 | 0.15651 | 0.049006 | 0.05905 | 0.13291 | 0.11985
[7 empty] | 0.29015 | 0.16835 | 0.057291 | 0.063685 | 0.10152 | 0.11313
[7 empty] | 0.24603 | 0.16855 | 0.075308 | 0.065525 | 0.07535 | 0.10189
[7 empty] | 0.23648 | 0.17636 | 0.11313 | 0.07342 | 0.062904 | 0.10505
[7 empty] | 0.24703 | 0.19833 | 0.18961 | 0.096367 | 0.066862 | 0.12832
[7 empty] | 0.25161 | 0.2109 | 0.25114 | 0.11818 | 0.083417 | 0.14163
[7 empty] | 0.27887 | 0.23611 | 0.32477 | 0.1375 | 0.1507 | 0.1663
[7 empty] | 0.30512 | 0.26449 | 0.37886 | 0.14215 | 0.22262 | 0.1856
[7 empty] | 0.33053 | 0.31408 | 0.43372 | 0.13974 | 0.27722 | 0.20125
[7 empty] | 0.31495 | 0.33733 | 0.43432 | 0.12102 | 0.2886 | 0.1902
[7 empty] | 0.29903 | 0.34983 | 0.42715 | 0.10712 | 0.29177 | 0.17413
[7 empty] | 0.29173 | 0.35958 | 0.41239 | 0.10498 | 0.30092 | 0.17007
[7 empty] | 0.30564 | 0.36241 | 0.39798 | 0.11066 | 0.30058 | 0.1744
[7 empty] | 0.34533 | 0.36172 | 0.38766 | 0.11689 | 0.27713 | 0.18318
[7 empty] | 0.4175 | 0.35135 | 0.37153 | 0.11555 | 0.18958 | 0.19105
[7 empty] | 0.45145 | 0.32383 | 0.3398 | 0.11277 | 0.10546 | 0.20195
[7 empty] | 0.44585 | 0.28277 | 0.27803 | 0.09107 | 0.073554 | 0.1922
[7 empty] | 0.45051 | 0.23676 | 0.18972 | 0.057068 | 0.055841 | 0.18042
[7 empty] | 0.46264 | 0.21501 | 0.14092 | 0.045484 | 0.061531 | 0.15892
[7 empty] | 0.48545 | 0.22571 | 0.11938 | 0.047813 | 0.07908 | 0.14961
[7 empty] | 0.4632 | 0.22051 | 0.10241 | 0.049124 | 0.099009 | 0.13017
[7 empty] | 0.45072 | 0.22095 | 0.09063 | 0.052069 | 0.11694 | 0.11601
[7 empty] | 0.47377 | 0.25395 | 0.08711 | 0.063448 | 0.13355 | 0.123
[7 empty] | 0.48514 | 0.27767 | 0.079401 | 0.07024 | 0.12693 | 0.12848
[7 empty] | 0.47485 | 0.29582 | 0.07271 | 0.073629 | 0.10295 | 0.12783
[7 empty] | 0.4257 | 0.30759 | 0.069038 | 0.076269 | 0.081027 | 0.12138
[7 empty] | 0.3362 | 0.3147 | 0.070448 | 0.076766 | 0.067076 | 0.10779
[7 empty] | 0.26986 | 0.35186 | 0.080739 | 0.079819 | 0.060847 | 0.10715
[7 empty] | 0.22578 | 0.40247 | 0.10156 | 0.094285 | 0.059855 | 0.11616
[7 empty] | 0.19963 | 0.39611 | 0.11842 | 0.10226 | 0.053297 | 0.11728
[7 empty] | 0.20271 | 0.39857 | 0.12966 | 0.10727 | 0.059839 | 0.1302
[7 empty] | 0.20411 | 0.39748 | 0.13316 | 0.10849 | 0.069321 | 0.14396
[7 empty] | 0.19885 | 0.41449 | 0.13511 | 0.10703 | 0.082822 | 0.14666
[7 empty] | 0.18182 | 0.40548 | 0.12944 | 0.10058 | 0.091322 | 0.12555
[7 empty] | 0.1761 | 0.39087 | 0.12074 | 0.098355 | 0.10669 | 0.10372
[7 empty] | 0.19671 | 0.37221 | 0.1158 | 0.10802 | 0.14149 | 0.090496
[7 empty] | 0.22505 | 0.3524 | 0.11513 | 0.1243 | 0.18445 | 0.080465
[7 empty] | 0.2333 | 0.331 | 0.11985 | 0.13415 | 0.19155 | 0.069777
[7 empty] | 0.1997 | 0.31692 | 0.12787 | 0.12684 | 0.13544 | 0.06142
[7 empty] | 0.17492 | 0.29608 | 0.13293 | 0.10434 | 0.075885 | 0.062673
[7 empty] | 0.16959 | 0.26095 | 0.11687 | 0.07223 | 0.055352 | 0.051014
[7 empty] | 0.1768 | 0.20994 | 0.076105 | 0.035034 | 0.04266 | 0.027671
[7 empty] | 0.21856 | 0.1823 | 0.060794 | 0.02453 | 0.05212 | 0.022798
[7 empty] | 0.2929 | 0.18499 | 0.058812 | 0.024162 | 0.077113 | 0.028463
[7 empty] | 0.34451 | 0.18823 | 0.05864 | 0.022758 | 0.10199 | 0.029656
[7 empty] | 0.38341 | 0.19959 | 0.062363 | 0.020604 | 0.13271 | 0.028872
[7 empty] | 0.42005 | 0.22672 | 0.074286 | 0.02196 | 0.18316 | 0.031746
[7 empty] | 0.40886 | 0.24385 | 0.086522 | 0.022436 | 0.22313 | 0.032783
[7 empty] | 0.36096 | 0.25139 | 0.099645 | 0.021448 | 0.24372 | 0.032418
[7 empty] | 0.3002 | 0.24716 | 0.11487 | 0.019248 | 0.24408 | 0.029554
[7 empty] | 0.24676 | 0.23165 | 0.13198 | 0.015119 | 0.22607 | 0.020784
[7 empty] | 0.2268 | 0.22368 | 0.16485 | 0.009311 | 0.23079 | 0.0093858
[7 empty] | 0.24048 | 0.21171 | 0.21044 | 0.0070997 | 0.25534 | 0.0068514
[7 empty] | 0.25611 | 0.18272 | 0.23894 | 0.013024 | 0.24011 | 0.017392
[7 empty] | 0.29746 | 0.15963 | 0.26281 | 0.01982 | 0.24291 | 0.036439
[7 empty] | 0.34392 | 0.14192 | 0.26897 | 0.032421 | 0.23955 | 0.065512
[7 empty] | 0.3996 | 0.13309 | 0.27302 | 0.056926 | 0.23738 | 0.079228
[7 empty] | 0.42718 | 0.12096 | 0.25658 | 0.10269 | 0.19854 | 0.072248
[7 empty] | 0.45381 | 0.10993 | 0.24209 | 0.1766 | 0.16658 | 0.059975
[7 empty] | 0.47713 | 0.098311 | 0.23967 | 0.26707 | 0.14656 | 0.051976
[7 empty] | 0.50924 | 0.087608 | 0.24572 | 0.33784 | 0.1291 | 0.04442
[7 empty] | 0.55519 | 0.079189 | 0.25435 | 0.38715 | 0.11397 | 0.035391
[7 empty] | 0.5893 | 0.072661 | 0.25901 | 0.40895 | 0.10307 | 0.027957
[7 empty] | 0.59332 | 0.067187 | 0.25936 | 0.33426 | 0.096733 | 0.027327
[7 empty] | 0.57013 | 0.057608 | 0.2306 | 0.24168 | 0.081407 | 0.016378
[7 empty] | 0.56557 | 0.039556 | 0.19738 | 0.15702 | 0.058162 | 0.0036493
[7 empty] | 0.56532 | 0.034981 | 0.17815 | 0.072239 | 0.05284 | 0.001089
[7 empty] | 0.59222 | 0.03579 | 0.18556 | 0.053412 | 0.056172 | 0.00096216
[7 empty] | 0.56434 | 0.03209 | 0.17494 | 0.057016 | 0.060301 | 0.0013154
[7 empty] | 0.54883 | 0.026634 | 0.16721 | 0.067009 | 0.062923 | 0.0014535
[7 empty] | 0.57535 | 0.026115 | 0.18139 | 0.084391 | 0.063823 | 0.0016465
[7 empty] | 0.59577 | 0.026909 | 0.1913 | 0.097235 | 0.055707 | 0.0017656
[7 empty] | 0.60068 | 0.029452 | 0.19507 | 0.10645 | 0.042334 | 0.0017587
[7 empty] | 0.58547 | 0.034127 | 0.19888 | 0.10693 | 0.030071 | 0.0020542
[7 empty] | 0.54327 | 0.038991 | 0.20166 | 0.090062 | 0.018808 | 0.00257
[7 empty] | 0.52197 | 0.048018 | 0.22683 | 0.070506 | 0.013521 | 0.003238
[7 empty] | 0.51527 | 0.069181 | 0.27518 | 0.066364 | 0.012695 | 0.0050354
[7 empty] | 0.45164 | 0.10089 | 0.2954 | 0.09132 | 0.011432 | 0.012603
[7 empty] | 0.40172 | 0.149 | 0.33114 | 0.15317 | 0.0098389 | 0.018814
[7 empty] | 0.33036 | 0.19515 | 0.35552 | 0.22539 | 0.012979 | 0.023303
[7 empty] | 0.33962 | 0.23123 | 0.37325 | 0.26201 | 0.019145 | 0.023171
[7 empty] | 0.3606 | 0.23175 | 0.35407 | 0.23841 | 0.027129 | 0.022257
[7 empty] | 0.38468 | 0.22179 | 0.32344 | 0.21336 | 0.031699 | 0.021497
[7 empty] | 0.40782 | 0.21827 | 0.29953 | 0.21672 | 0.032064 | 0.022055
[7 empty] | 0.42012 | 0.21626 | 0.28055 | 0.23363 | 0.029485 | 0.023332
[7 empty] | 0.42605 | 0.21837 | 0.26941 | 0.23458 | 0.025467 | 0.02439
[7 empty] | 0.43098 | 0.21252 | 0.2641 | 0.19923 | 0.020438 | 0.024058
[7 empty] | 0.4132 | 0.20426 | 0.25939 | 0.17312 | 0.02753 | 0.023291
[7 empty] | 0.38845 | 0.17316 | 0.23226 | 0.15922 | 0.029086 | 0.013884
[7 empty] | 0.38308 | 0.1219 | 0.20206 | 0.18634 | 0.016917 | 0.0029407
[7 empty] | 0.39944 | 0.095967 | 0.17926 | 0.24447 | 0.014863 | 0.00097337
[7 empty] | 0.42692 | 0.091397 | 0.17565 | 0.31634 | 0.017475 | 0.00098091
[7 empty] | 0.40416 | 0.085913 | 0.15672 | 0.35561 | 0.01852 | 0.0010442
[7 empty] | 0.37526 | 0.082811 | 0.13255 | 0.41044 | 0.019094 | 0.0012095
[7 empty] | 0.38301 | 0.088118 | 0.12541 | 0.47967 | 0.02172 | 0.0025203
[7 empty] | 0.39957 | 0.09152 | 0.11371 | 0.50605 | 0.022916 | 0.0044494
[7 empty] | 0.40908 | 0.093157 | 0.10154 | 0.48971 | 0.024568 | 0.0065791
[7 empty] | 0.38808 | 0.09105 | 0.092115 | 0.46262 | 0.027891 | 0.0076002
[7 empty] | 0.3291 | 0.088118 | 0.083939 | 0.42193 | 0.033413 | 0.0062953
[7 empty] | 0.27565 | 0.094467 | 0.079087 | 0.42454 | 0.049017 | 0.0038615
[7 empty] | 0.24031 | 0.11404 | 0.080943 | 0.43959 | 0.080913 | 0.0055906
[7 empty] | 0.21747 | 0.14074 | 0.081085 | 0.45797 | 0.10641 | 0.027671
[7 empty] | 0.2371 | 0.17781 | 0.082333 | 0.52444 | 0.12657 | 0.081228
[7 empty] | 0.23873 | 0.20217 | 0.082593 | 0.57592 | 0.13106 | 0.17231
[7 empty] | 0.21328 | 0.21859 | 0.081916 | 0.61664 | 0.1489 | 0.25565
[7 empty] | 0.17094 | 0.20477 | 0.082219 | 0.59777 | 0.17697 | 0.29389
[7 empty] | 0.14478 | 0.18589 | 0.080208 | 0.57886 | 0.21012 | 0.30338
[7 empty] | 0.14081 | 0.17444 | 0.083396 | 0.57282 | 0.24143 | 0.29697
[7 empty] | 0.13854 | 0.16379 | 0.088455 | 0.56456 | 0.26457 | 0.2667
[7 empty] | 0.12702 | 0.15667 | 0.094318 | 0.54012 | 0.2884 | 0.24249
[7 empty] | 0.10913 | 0.14967 | 0.094605 | 0.47983 | 0.30048 | 0.22885
[7 empty] | 0.10235 | 0.14535 | 0.094988 | 0.38861 | 0.28039 | 0.21108
[7 empty] | 0.097834 | 0.12637 | 0.081694 | 0.33864 | 0.23884 | 0.18755
[7 empty] | 0.089573 | 0.090545 | 0.054918 | 0.36851 | 0.18538 | 0.14044
[7 empty] | 0.10414 | 0.077906 | 0.047501 | 0.40711 | 0.1551 | 0.1182
[7 empty] | 0.12221 | 0.087243 | 0.052144 | 0.42859 | 0.15349 | 0.12431
[7 empty] | 0.11874 | 0.093828 | 0.058766 | 0.39602 | 0.15344 | 0.12809
[7 empty] | 0.1068 | 0.10128 | 0.064317 | 0.34756 | 0.15981 | 0.14176
[7 empty] | 0.10082 | 0.12246 | 0.076894 | 0.3303 | 0.17957 | 0.16318
[7 empty] | 0.099838 | 0.138 | 0.087362 | 0.29278 | 0.1892 | 0.14622
[7 empty] | 0.099869 | 0.14597 | 0.097843 | 0.26623 | 0.18668 | 0.11588
[7 empty] | 0.094791 | 0.14804 | 0.10976 | 0.26233 | 0.15942 | 0.097084
[7 empty] | 0.079478 | 0.14682 | 0.12202 | 0.29208 | 0.11879 | 0.095796
[7 empty] | 0.068022 | 0.1627 | 0.14159 | 0.39562 | 0.089328 | 0.13814
[7 empty] | 0.061291 | 0.20218 | 0.17056 | 0.51074 | 0.078246 | 0.23782
[7 empty] | 0.059523 | 0.21799 | 0.18003 | 0.5408 | 0.083584 | 0.30543
[7 empty] | 0.084617 | 0.24069 | 0.20012 | 0.56175 | 0.12153 | 0.39219
[7 empty] | 0.12859 | 0.25082 | 0.21425 | 0.56388 | 0.18674 | 0.46325
[7 empty] | 0.15569 | 0.25436 | 0.23737 | 0.59138 | 0.20262 | 0.53825
[7 empty] | 0.15895 | 0.22675 | 0.24946 | 0.59077 | 0.16853 | 0.58309
[7 empty] | 0.15561 | 0.19393 | 0.25595 | 0.58181 | 0.14079 | 0.62425
[7 empty] | 0.15852 | 0.17065 | 0.26444 | 0.60169 | 0.14193 | 0.66144
[7 empty] | 0.15976 | 0.15074 | 0.27055 | 0.61129 | 0.14723 | 0.69503
[7 empty] | 0.1484 | 0.13234 | 0.27008 | 0.66199 | 0.13019 | 0.70689
[7 empty] | 0.10445 | 0.12019 | 0.26496 | 0.69909 | 0.081326 | 0.70652
[7 empty] | 0.073278 | 0.11657 | 0.24429 | 0.69492 | 0.05385 | 0.70221
[7 empty] | 0.056278 | 0.10103 | 0.2029 | 0.67465 | 0.042812 | 0.68849
[7 empty] | 0.040929 | 0.068 | 0.14296 | 0.64571 | 0.036598 | 0.6891
[7 empty] | 0.043596 | 0.062401 | 0.11498 | 0.58844 | 0.047461 | 0.66106
[7 empty] | 0.055957 | 0.078008 | 0.11093 | 0.54078 | 0.072596 | 0.64897
[7 empty] | 0.071291 | 0.090291 | 0.11035 | 0.49024 | 0.098414 | 0.59389
[7 empty] | 0.088607 | 0.10084 | 0.11416 | 0.45971 | 0.11884 | 0.57111
[7 empty] | 0.11285 | 0.12161 | 0.12987 | 0.44738 | 0.14327 | 0.58166
[7 empty] | 0.13109 | 0.1357 | 0.13884 | 0.43131 | 0.14776 | 0.56208
[7 empty] | 0.13873 | 0.14466 | 0.14063 | 0.41285 | 0.14199 | 0.51878
[7 empty] | 0.13216 | 0.15327 | 0.13539 | 0.38954 | 0.13753 | 0.45216
[7 empty] | 0.11306 | 0.16503 | 0.1241 | 0.36826 | 0.13644 | 0.37834
[7 empty] | 0.10325 | 0.20189 | 0.11818 | 0.38402 | 0.15514 | 0.31435
[7 empty] | 0.1026 | 0.2816 | 0.11686 | 0.40179 | 0.20291 | 0.25676
[7 empty] | 0.09621 | 0.3166 | 0.12061 | 0.39998 | 0.22546 | 0.22151
[7 empty] | 0.10105 | 0.36079 | 0.12966 | 0.41289 | 0.25772 | 0.20972
[7 empty] | 0.10682 | 0.39912 | 0.13926 | 0.41662 | 0.26902 | 0.20094
[7 empty] | 0.10326 | 0.45604 | 0.152 | 0.4095 | 0.29542 | 0.1876
[7 empty] | 0.090121 | 0.48972 | 0.15988 | 0.3587 | 0.29451 | 0.16051
[7 empty] | 0.084155 | 0.51937 | 0.16842 | 0.31315 | 0.28504 | 0.13193
[7 empty] | 0.093171 | 0.53863 | 0.18407 | 0.29533 | 0.27266 | 0.11364
[7 empty] | 0.099564 | 0.55161 | 0.20564 | 0.28158 | 0.25784 | 0.10212
[7 empty] | 0.087726 | 0.55284 | 0.23047 | 0.25065 | 0.25451 | 0.095223
[7 empty] | 0.053925 | 0.5408 | 0.25114 | 0.19132 | 0.24935 | 0.092255
[7 empty] | 0.036882 | 0.50451 | 0.26176 | 0.14668 | 0.22029 | 0.09537
[7 empty] | 0.028225 | 0.43333 | 0.2535 | 0.12352 | 0.18175 | 0.088496
[7 empty] | 0.019966 | 0.33523 | 0.22822 | 0.11607 | 0.13431 | 0.071197
[7 empty] | 0.023422 | 0.25435 | 0.24167 | 0.15136 | 0.11133 | 0.061727
[7 empty] | 0.032273 | 0.22404 | 0.2794 | 0.21726 | 0.11362 | 0.061704
[7 empty] | 0.039721 | 0.20126 | 0.28179 | 0.25514 | 0.11447 | 0.053196
[7 empty] | 0.048966 | 0.19437 | 0.27785 | 0.29318 | 0.12161 | 0.040418
[7 empty] | 0.070335 | 0.21437 | 0.29672 | 0.35869 | 0.14323 | 0.03395
[7 empty] | 0.0912 | 0.22581 | 0.32247 | 0.38774 | 0.16316 | 0.033396
[7 empty] | 0.10581 | 0.22436 | 0.35282 | 0.37508 | 0.17338 | 0.037655
[7 empty] | 0.10915 | 0.2099 | 0.38192 | 0.32285 | 0.16245 | 0.038879
[7 empty] | 0.096528 | 0.18329 | 0.40263 | 0.24445 | 0.12665 | 0.029404
[7 empty] | 0.084871 | 0.16384 | 0.4596 | 0.16213 | 0.095279 | 0.017952
[7 empty] | 0.079462 | 0.13233 | 0.53553 | 0.12058 | 0.070896 | 0.021548
[7 empty] | 0.068502 | 0.093077 | 0.54111 | 0.12946 | 0.069832 | 0.059351
[7 empty] | 0.054699 | 0.063317 | 0.55356 | 0.16647 | 0.10211 | 0.13092
[7 empty] | 0.04853 | 0.042169 | 0.56014 | 0.21367 | 0.1564 | 0.21336
[7 empty] | 0.045123 | 0.030254 | 0.58147 | 0.24105 | 0.18251 | 0.27665
[7 empty] | 0.046105 | 0.025015 | 0.55292 | 0.23072 | 0.16901 | 0.28899
[7 empty] | 0.051355 | 0.021246 | 0.52362 | 0.21742 | 0.15069 | 0.28321
[7 empty] | 0.059481 | 0.019751 | 0.50106 | 0.22423 | 0.15885 | 0.27884
[7 empty] | 0.065793 | 0.020033 | 0.48336 | 0.23384 | 0.17615 | 0.26445
[7 empty] | 0.061888 | 0.022804 | 0.47484 | 0.22456 | 0.16512 | 0.23275
[7 empty] | 0.051163 | 0.028546 | 0.47338 | 0.17383 | 0.10093 | 0.16858
[7 empty] | 0.054414 | 0.03711 | 0.46231 | 0.13305 | 0.081096 | 0.11518
[7 empty] | 0.050348 | 0.040267 | 0.41969 | 0.11755 | 0.077759 | 0.087551
[7 empty] | 0.038549 | 0.033892 | 0.36364 | 0.12952 | 0.082794 | 0.070515
[7 empty] | 0.042911 | 0.036912 | 0.32682 | 0.20588 | 0.11386 | 0.075802
[7 empty] | 0.055413 | 0.043806 | 0.34037 | 0.29543 | 0.15385 | 0.090184
[7 empty] | 0.062672 | 0.042731 | 0.33878 | 0.2979 | 0.16216 | 0.089143
[7 empty] | 0.068487 | 0.040105 | 0.34339 | 0.28993 | 0.15457 | 0.084016
[7 empty] | 0.082937 | 0.043028 | 0.38381 | 0.32291 | 0.15777 | 0.10385
[7 empty] | 0.09883 | 0.045597 | 0.40854 | 0.38264 | 0.15419 | 0.14092
[7 empty] | 0.11546 | 0.044292 | 0.42914 | 0.44094 | 0.14705 | 0.17168
[7 empty] | 0.12563 | 0.040474 | 0.44303 | 0.44127 | 0.13113 | 0.18077
[7 empty] | 0.12718 | 0.036598 | 0.45778 | 0.36244 | 0.10531 | 0.15039
[7 empty] | 0.13108 | 0.036431 | 0.52746 | 0.25275 | 0.088803 | 0.094053
[7 empty] | 0.13147 | 0.050011 | 0.6116 | 0.16144 | 0.076794 | 0.046214
[7 empty] | 0.12734 | 0.082733 | 0.62805 | 0.14878 | 0.073067 | 0.045498
[7 empty] | 0.12367 | 0.1228 | 0.64297 | 0.18991 | 0.089952 | 0.072328
[7 empty] | 0.11086 | 0.15378 | 0.64699 | 0.26265 | 0.12208 | 0.11607
[7 empty] | 0.091574 | 0.17224 | 0.66245 | 0.31109 | 0.15405 | 0.14279
[7 empty] | 0.077239 | 0.16506 | 0.63841 | 0.3001 | 0.16905 | 0.14102
[7 empty] | 0.077606 | 0.1511 | 0.6147 | 0.28556 | 0.17867 | 0.14346
[7 empty] | 0.086811 | 0.1458 | 0.59321 | 0.29998 | 0.20185 | 0.17357
[7 empty] | 0.095101 | 0.14943 | 0.57733 | 0.3255 | 0.22614 | 0.2134
[7 empty] | 0.088987 | 0.15575 | 0.56702 | 0.3419 | 0.23198 | 0.22785
[7 empty] | 0.06605 | 0.15863 | 0.56704 | 0.32669 | 0.20824 | 0.19163
[7 empty] | 0.052716 | 0.16668 | 0.566 | 0.29049 | 0.18954 | 0.17548
[7 empty] | 0.041627 | 0.15715 | 0.5488 | 0.25272 | 0.1808 | 0.18701
[7 empty] | 0.030645 | 0.14781 | 0.49203 | 0.23835 | 0.18576 | 0.27957
[7 empty] | 0.031951 | 0.17181 | 0.40093 | 0.24679 | 0.22137 | 0.38982
[7 empty] | 0.038565 | 0.22044 | 0.33887 | 0.26454 | 0.29752 | 0.48856
[7 empty] | 0.041033 | 0.2426 | 0.28437 | 0.2487 | 0.35706 | 0.48416
[7 empty] | 0.042031 | 0.24651 | 0.2632 | 0.23272 | 0.42505 | 0.44579
[7 empty] | 0.047153 | 0.27066 | 0.28539 | 0.24051 | 0.50225 | 0.43388
[7 empty] | 0.051924 | 0.28706 | 0.29482 | 0.24245 | 0.50279 | 0.41214
[7 empty] | 0.054426 | 0.29676 | 0.29438 | 0.24748 | 0.46133 | 0.3987
[7 empty] | 0.053225 | 0.30393 | 0.29908 | 0.25425 | 0.4084 | 0.3821
[7 empty] | 0.047649 | 0.30329 | 0.30834 | 0.2713 | 0.35562 | 0.36749
[7 empty] | 0.043909 | 0.33142 | 0.3573 | 0.3426 | 0.35195 | 0.3873
[7 empty] | 0.034019 | 0.3829 | 0.42505 | 0.41822 | 0.38255 | 0.43879
[7 empty] | 0.022665 | 0.38161 | 0.41258 | 0.44879 | 0.35595 | 0.46923
[7 empty] | 0.02032 | 0.39336 | 0.39228 | 0.4844 | 0.33376 | 0.53861
[7 empty] | 0.029774 | 0.4053 | 0.35694 | 0.50082 | 0.2794 | 0.58645
[7 empty] | 0.044996 | 0.43033 | 0.33381 | 0.51556 | 0.27218 | 0.61708
[7 empty] | 0.057141 | 0.42614 | 0.28318 | 0.49519 | 0.26366 | 0.58969
[7 empty] | 0.0631 | 0.26306 | 0.14354 | 0.50085 | 0.28056 | 0.57575
[7 empty] | 0.072079 | 0.26264 | 0.12496 | 0.48703 | 0.28629 | 0.54614
[7 empty] | 0.080782 | 0.26334 | 0.11059 | 0.47024 | 0.29005 | 0.5143
[7 empty] | 0.0818 | 0.25624 | 0.10278 | 0.4565 | 0.27921 | 0.49244
[7 empty] | 0.076503 | 0.24855 | 0.10338 | 0.45549 | 0.27633 | 0.48902
[7 empty] | 0.083814 | 0.24381 | 0.11701 | 0.45795 | 0.30611 | 0.50299
[7 empty] | 0.11775 | 0.22628 | 0.13817 | 0.43153 | 0.33725 | 0.50404
[7 empty] | 0.15793 | 0.23029 | 0.14925 | 0.39962 | 0.37525 | 0.51804
[7 empty] | 0.16799 | 0.21863 | 0.13853 | 0.33081 | 0.39293 | 0.48614
[7 empty] | 0.19251 | 0.22773 | 0.1508 | 0.26445 | 0.41264 | 0.47227
[7 empty] | 0.21249 | 0.22627 | 0.1638 | 0.21256 | 0.39944 | 0.46833
[7 empty] | 0.22319 | 0.21805 | 0.1759 | 0.17431 | 0.36657 | 0.46845
[7 empty] | 0.24955 | 0.23109 | 0.20823 | 0.16655 | 0.36181 | 0.48375
[7 empty] | 0.26357 | 0.24077 | 0.2278 | 0.16568 | 0.34935 | 0.46245
[7 empty] | 0.25826 | 0.2462 | 0.24129 | 0.16819 | 0.32918 | 0.43077
[7 empty] | 0.24132 | 0.24498 | 0.25153 | 0.16912 | 0.29969 | 0.42441
[7 empty] | 0.24186 | 0.26839 | 0.29913 | 0.18855 | 0.29584 | 0.51521
[7 empty] | 0.23058 | 0.29562 | 0.3803 | 0.20647 | 0.25656 | 0.6339
[7 empty] | 0.19744 | 0.27284 | 0.42136 | 0.19464 | 0.15608 | 0.64705
[7 empty] | 0.18871 | 0.25252 | 0.45805 | 0.16328 | 0.1181 | 0.62514
[7 empty] | 0.19357 | 0.2349 | 0.49013 | 0.13522 | 0.12169 | 0.58108
[7 empty] | 0.21182 | 0.22206 | 0.50979 | 0.12004 | 0.17168 | 0.50118
[7 empty] | 0.24208 | 0.22567 | 0.53877 | 0.11959 | 0.27678 | 0.44438
[7 empty] | 0.24841 | 0.21502 | 0.52623 | 0.11935 | 0.35948 | 0.36725
[7 empty] | 0.25575 | 0.21074 | 0.50972 | 0.12837 | 0.40672 | 0.30979
[7 empty] | 0.25936 | 0.19562 | 0.47885 | 0.13209 | 0.43643 | 0.26427
[7 empty] | 0.25995 | 0.17953 | 0.43824 | 0.13688 | 0.47514 | 0.23371
[7 empty] | 0.24986 | 0.16758 | 0.39091 | 0.14906 | 0.53261 | 0.21933
[7 empty] | 0.22586 | 0.16302 | 0.34605 | 0.17317 | 0.58876 | 0.21897
[7 empty] | 0.20292 | 0.16924 | 0.30622 | 0.20059 | 0.63362 | 0.23212
[7 empty] | 0.17921 | 0.16924 | 0.25128 | 0.20215 | 0.66407 | 0.23539
[7 empty] | 0.16218 | 0.17282 | 0.2082 | 0.16296 | 0.71848 | 0.24955
[7 empty] | 0.15329 | 0.16213 | 0.15663 | 0.10613 | 0.72822 | 0.25611
[7 empty] | 0.15362 | 0.16942 | 0.13951 | 0.087788 | 0.7431 | 0.28298
[7 empty] | 0.14278 | 0.16461 | 0.12904 | 0.084457 | 0.72571 | 0.29526
[7 empty] | 0.12759 | 0.15672 | 0.12031 | 0.084653 | 0.74365 | 0.29854
[7 empty] | 0.12063 | 0.16322 | 0.12464 | 0.096238 | 0.78271 | 0.33219
[7 empty] | 0.11307 | 0.16495 | 0.12438 | 0.099563 | 0.81582 | 0.35625
[7 empty] | 0.1065 | 0.16448 | 0.11995 | 0.097572 | 0.82764 | 0.35812
[7 empty] | 0.097734 | 0.16151 | 0.10473 | 0.093062 | 0.81419 | 0.33049
[7 empty] | 0.093158 | 0.17824 | 0.082216 | 0.094246 | 0.78412 | 0.28914
[7 empty] | 0.081168 | 0.20728 | 0.057474 | 0.097905 | 0.6869 | 0.22626
[7 empty] | 0.066997 | 0.21294 | 0.046776 | 0.10547 | 0.58353 | 0.13617
[7 empty] | 0.070778 | 0.21125 | 0.038218 | 0.12515 | 0.55329 | 0.11008
[7 empty] | 0.094974 | 0.19673 | 0.03254 | 0.1574 | 0.54757 | 0.13011
[7 empty] | 0.11697 | 0.18219 | 0.027745 | 0.19753 | 0.50614 | 0.16929
[7 empty] | 0.13129 | 0.17867 | 0.023261 | 0.24968 | 0.44973 | 0.21411
[7 empty] | 0.12823 | 0.16028 | 0.018196 | 0.27404 | 0.3851 | 0.23603
[7 empty] | 0.12914 | 0.14899 | 0.016758 | 0.28508 | 0.34059 | 0.25927
[7 empty] | 0.13361 | 0.12913 | 0.015594 | 0.28259 | 0.2932 | 0.29459
[7 empty] | 0.13626 | 0.11011 | 0.017066 | 0.27717 | 0.25354 | 0.33801
[7 empty] | 0.13685 | 0.091272 | 0.021618 | 0.27701 | 0.21109 | 0.38555
[7 empty] | 0.15647 | 0.073742 | 0.02888 | 0.29517 | 0.17543 | 0.43311
[7 empty] | 0.22073 | 0.061755 | 0.039879 | 0.31862 | 0.15236 | 0.4654
[7 empty] | 0.22828 | 0.047554 | 0.050723 | 0.31099 | 0.13604 | 0.45865
[7 empty] | 0.19298 | 0.035884 | 0.04663 | 0.26443 | 0.1253 | 0.44585
[7 empty] | 0.14521 | 0.026093 | 0.034076 | 0.18605 | 0.1118 | 0.40931
[7 empty] | 0.13427 | 0.025184 | 0.033613 | 0.14317 | 0.11204 | 0.41838
[7 empty] | 0.12837 | 0.02679 | 0.041355 | 0.12424 | 0.12629 | 0.43625
[7 empty] | 0.12128 | 0.031799 | 0.060369 | 0.11158 | 0.15532 | 0.47546
[7 empty] | 0.12524 | 0.046743 | 0.092888 | 0.1141 | 0.22407 | 0.5039
[7 empty] | 0.1233 | 0.059492 | 0.11307 | 0.11207 | 0.25847 | 0.47806
[7 empty] | 0.11719 | 0.063648 | 0.12163 | 0.10959 | 0.27001 | 0.44411
[7 empty] | 0.11141 | 0.052761 | 0.12333 | 0.10162 | 0.26278 | 0.44439
[7 empty] | 0.10932 | 0.029885 | 0.12881 | 0.090548 | 0.2643 | 0.53272
[7 empty] | 0.1136 | 0.01391 | 0.13867 | 0.082364 | 0.29582 | 0.63965
[7 empty] | 0.13489 | 0.01191 | 0.13806 | 0.10383 | 0.29908 | 0.68709
[7 empty] | 0.16124 | 0.019698 | 0.15592 | 0.17312 | 0.35793 | 0.71027
[7 empty] | 0.17571 | 0.037555 | 0.17362 | 0.24106 | 0.46421 | 0.72429
[7 empty] | 0.18227 | 0.059985 | 0.19075 | 0.28402 | 0.57242 | 0.72225
[7 empty] | 0.19231 | 0.091217 | 0.21627 | 0.3252 | 0.65362 | 0.7281
[7 empty] | 0.17408 | 0.10884 | 0.21443 | 0.32359 | 0.67957 | 0.71711
[7 empty] | 0.15598 | 0.12307 | 0.21895 | 0.30814 | 0.69762 | 0.70299
[7 empty] | 0.13132 | 0.12489 | 0.21714 | 0.28069 | 0.71707 | 0.69089
[7 empty] | 0.11313 | 0.12372 | 0.21754 | 0.25892 | 0.74044 | 0.67533
[7 empty] | 0.10668 | 0.12234 | 0.2164 | 0.25639 | 0.76427 | 0.65178
[7 empty] | 0.14167 | 0.12554 | 0.22187 | 0.2875 | 0.77155 | 0.63059
[7 empty] | 0.15946 | 0.13366 | 0.2386 | 0.32887 | 0.76592 | 0.62548
[7 empty] | 0.13986 | 0.13657 | 0.25092 | 0.3177 | 0.74162 | 0.61433
[7 empty] | 0.10877 | 0.14218 | 0.26727 | 0.26863 | 0.73536 | 0.61723
[7 empty] | 0.070571 | 0.13547 | 0.27024 | 0.20188 | 0.75113 | 0.60401
[7 empty] | 0.057271 | 0.15313 | 0.29942 | 0.16768 | 0.78547 | 0.60939
[7 empty] | 0.052697 | 0.16943 | 0.31032 | 0.1383 | 0.79484 | 0.62635
[7 empty] | 0.051425 | 0.18334 | 0.30633 | 0.11586 | 0.80182 | 0.67034
[7 empty] | 0.060356 | 0.21014 | 0.32457 | 0.10778 | 0.80593 | 0.71683
[7 empty] | 0.069457 | 0.22995 | 0.32884 | 0.096539 | 0.80453 | 0.70803
[7 empty] | 0.079723 | 0.23447 | 0.31528 | 0.091541 | 0.80863 | 0.67555
[7 empty] | 0.084467 | 0.22563 | 0.28614 | 0.091841 | 0.81114 | 0.64916
[7 empty] | 0.084308 | 0.23221 | 0.27847 | 0.10276 | 0.82967 | 0.7158
[7 empty] | 0.084529 | 0.24081 | 0.2746 | 0.14536 | 0.83461 | 0.77285
[7 empty] | 0.097833 | 0.23761 | 0.23868 | 0.19273 | 0.82706 | 0.73641
[7 empty] | 0.10205 | 0.24851 | 0.22096 | 0.20262 | 0.8058 | 0.70994
[7 empty] | 0.099578 | 0.26529 | 0.20742 | 0.1708 | 0.776 | 0.70187
[7 empty] | 0.087024 | 0.28113 | 0.19786 | 0.14326 | 0.71765 | 0.69744
[7 empty] | 0.074376 | 0.30248 | 0.19873 | 0.14211 | 0.68233 | 0.69913
[7 empty] | 0.061456 | 0.29362 | 0.17892 | 0.13551 | 0.65293 | 0.68305
[7 empty] | 0.064314 | 0.28212 | 0.17096 | 0.13775 | 0.63208 | 0.66832
[7 empty] | 0.061364 | 0.26149 | 0.16053 | 0.14266 | 0.61639 | 0.65122
[7 empty] | 0.052976 | 0.23569 | 0.1541 | 0.15816 | 0.60494 | 0.63238
[7 empty] | 0.04301 | 0.2102 | 0.15127 | 0.17378 | 0.59622 | 0.60492
[7 empty] | 0.040402 | 0.19093 | 0.15699 | 0.19362 | 0.59473 | 0.57753
[7 empty] | 0.053905 | 0.1788 | 0.16546 | 0.21891 | 0.60514 | 0.55773
[7 empty] | 0.063629 | 0.1554 | 0.16004 | 0.22452 | 0.58995 | 0.53691
[7 empty] | 0.050851 | 0.14119 | 0.1445 | 0.2142 | 0.58511 | 0.54101
[7 empty] | 0.036776 | 0.12886 | 0.1177 | 0.18746 | 0.54587 | 0.52453
[7 empty] | 0.037638 | 0.13415 | 0.112 | 0.19536 | 0.52656 | 0.51502
[7 empty] | 0.044295 | 0.13454 | 0.10789 | 0.19785 | 0.49739 | 0.49465
[7 empty] | 0.05255 | 0.13115 | 0.10237 | 0.1889 | 0.47603 | 0.4754
[7 empty] | 0.065242 | 0.13493 | 0.10538 | 0.18913 | 0.48835 | 0.48188
[7 empty] | 0.066445 | 0.13214 | 0.10151 | 0.16326 | 0.50755 | 0.47894
[7 empty] | 0.057874 | 0.12266 | 0.092717 | 0.12945 | 0.52833 | 0.45951
[7 empty] | 0.04316 | 0.10567 | 0.076352 | 0.10496 | 0.53287 | 0.41977
[7 empty] | 0.026518 | 0.088767 | 0.055263 | 0.092769 | 0.57325 | 0.40155
[7 empty] | 0.012945 | 0.069201 | 0.038798 | 0.099854 | 0.58118 | 0.36701
[7 empty] | 0.011868 | 0.056203 | 0.036277 | 0.1167 | 0.50481 | 0.30368
[7 empty] | 0.021085 | 0.044994 | 0.037648 | 0.12896 | 0.4344 | 0.28261
[7 empty] | 0.035301 | 0.035169 | 0.042536 | 0.12828 | 0.35598 | 0.29402
[7 empty] | 0.05498 | 0.028127 | 0.04918 | 0.13389 | 0.30339 | 0.32287
[7 empty] | 0.08227 | 0.024468 | 0.057562 | 0.15444 | 0.29777 | 0.38173
[7 empty] | 0.10219 | 0.020131 | 0.059077 | 0.16494 | 0.29162 | 0.41864
[7 empty] | 0.10975 | 0.017755 | 0.061814 | 0.18306 | 0.30393 | 0.46663
[7 empty] | 0.086523 | 0.013967 | 0.066721 | 0.19527 | 0.30959 | 0.52421
[7 empty] | 0.064421 | 0.010619 | 0.080461 | 0.20178 | 0.32301 | 0.57856
[7 empty] | 0.057318 | 0.0080696 | 0.10185 | 0.19934 | 0.35089 | 0.62801
[7 empty] | 0.079651 | 0.0061257 | 0.13081 | 0.1879 | 0.38384 | 0.67293
[7 empty] | 0.14788 | 0.005212 | 0.16609 | 0.18698 | 0.4106 | 0.69897
[7 empty] | 0.17945 | 0.0059465 | 0.18774 | 0.18361 | 0.39424 | 0.6694
[7 empty] | 0.16331 | 0.0058307 | 0.18887 | 0.19191 | 0.37975 | 0.61803
[7 empty] | 0.12421 | 0.0066525 | 0.16336 | 0.20689 | 0.3232 | 0.48638
[7 empty] | 0.1204 | 0.012588 | 0.15584 | 0.23249 | 0.29924 | 0.37572
[7 empty] | 0.13486 | 0.022776 | 0.1546 | 0.23788 | 0.27866 | 0.31613
[7 empty] | 0.15991 | 0.037126 | 0.15503 | 0.22658 | 0.26858 | 0.28361
[7 empty] | 0.20882 | 0.0603 | 0.1806 | 0.24358 | 0.2838 | 0.2861
[7 empty] | 0.23543 | 0.076647 | 0.21289 | 0.25378 | 0.28995 | 0.27513
[7 empty] | 0.23753 | 0.088379 | 0.24558 | 0.24867 | 0.28306 | 0.25567
[7 empty] | 0.22413 | 0.099336 | 0.27166 | 0.22482 | 0.26129 | 0.24053
[7 empty] | 0.23522 | 0.1168 | 0.31709 | 0.20014 | 0.2378 | 0.26139
[7 empty] | 0.26615 | 0.1394 | 0.37309 | 0.16864 | 0.17224 | 0.33514
[7 empty] | 0.23298 | 0.15226 | 0.36854 | 0.12603 | 0.10445 | 0.39074
[7 empty] | 0.1954 | 0.16762 | 0.37581 | 0.1216 | 0.087306 | 0.41234
[7 empty] | 0.14963 | 0.17885 | 0.37547 | 0.13557 | 0.096659 | 0.41414
[7 empty] | 0.11105 | 0.18608 | 0.37034 | 0.15345 | 0.11829 | 0.39837
[7 empty] | 0.1048 | 0.20285 | 0.37746 | 0.17529 | 0.13683 | 0.39341
[7 empty] | 0.090365 | 0.1981 | 0.35263 | 0.18422 | 0.12783 | 0.35525
[7 empty] | 0.07711 | 0.20592 | 0.34194 | 0.19473 | 0.12526 | 0.31861
[7 empty] | 0.07267 | 0.21334 | 0.33652 | 0.20902 | 0.12665 | 0.2768
[7 empty] | 0.075137 | 0.22318 | 0.33462 | 0.22404 | 0.12963 | 0.23661
[7 empty] | 0.080742 | 0.22828 | 0.33184 | 0.24287 | 0.12616 | 0.19495
[7 empty] | 0.10209 | 0.2276 | 0.32323 | 0.27113 | 0.11282 | 0.16692
[7 empty] | 0.15941 | 0.22543 | 0.3131 | 0.29624 | 0.099947 | 0.1533
[7 empty] | 0.24539 | 0.20384 | 0.28016 | 0.28694 | 0.089307 | 0.14988
[7 empty] | 0.30547 | 0.19077 | 0.26143 | 0.24444 | 0.084051 | 0.14866
[7 empty] | 0.29422 | 0.17152 | 0.2184 | 0.17078 | 0.086049 | 0.15116
[7 empty] | 0.30646 | 0.17373 | 0.21006 | 0.14022 | 0.097117 | 0.19102
[7 empty] | 0.29063 | 0.17235 | 0.20043 | 0.12986 | 0.092348 | 0.24001
[7 empty] | 0.2696 | 0.17333 | 0.19231 | 0.13198 | 0.079846 | 0.30414
[7 empty] | 0.27903 | 0.18385 | 0.2083 | 0.16528 | 0.077122 | 0.39865
[7 empty] | 0.29178 | 0.18583 | 0.22089 | 0.19674 | 0.076541 | 0.46258
[7 empty] | 0.30335 | 0.17544 | 0.22576 | 0.2097 | 0.077884 | 0.47626
[7 empty] | 0.31103 | 0.15568 | 0.21986 | 0.21455 | 0.075737 | 0.44134
[7 empty] | 0.34011 | 0.14076 | 0.2246 | 0.23361 | 0.075225 | 0.38852
[7 empty] | 0.34786 | 0.1182 | 0.21978 | 0.266 | 0.070168 | 0.29214
[7 empty] | 0.31246 | 0.092186 | 0.19926 | 0.26191 | 0.063101 | 0.16385
[7 empty] | 0.29437 | 0.075678 | 0.19569 | 0.26867 | 0.073784 | 0.12561
[7 empty] | 0.27836 | 0.065859 | 0.19971 | 0.27452 | 0.10036 | 0.13217
[7 empty] | 0.27485 | 0.060482 | 0.20685 | 0.27611 | 0.11833 | 0.15123
[7 empty] | 0.30298 | 0.062304 | 0.22565 | 0.28488 | 0.14239 | 0.16457
[7 empty] | 0.295 | 0.058424 | 0.21933 | 0.2628 | 0.1711 | 0.14782
[7 empty] | 0.28835 | 0.057679 | 0.22191 | 0.24677 | 0.20617 | 0.13087
[7 empty] | 0.27304 | 0.057162 | 0.22101 | 0.23618 | 0.23277 | 0.11563
[7 empty] | 0.25637 | 0.057921 | 0.22297 | 0.23569 | 0.25409 | 0.10372
[7 empty] | 0.23668 | 0.06026 | 0.22096 | 0.24102 | 0.24712 | 0.094122
[7 empty] | 0.22503 | 0.068916 | 0.21982 | 0.25395 | 0.21544 | 0.089733
[7 empty] | 0.23237 | 0.082659 | 0.22222 | 0.27048 | 0.17992 | 0.094945
[7 empty] | 0.21116 | 0.096209 | 0.20916 | 0.25808 | 0.1593 | 0.099469
[7 empty] | 0.19589 | 0.09566 | 0.20132 | 0.22815 | 0.13216 | 0.094196
[7 empty] | 0.17774 | 0.083719 | 0.17567 | 0.17303 | 0.1092 | 0.091484
[7 empty] | 0.18003 | 0.088208 | 0.17921 | 0.15714 | 0.11086 | 0.11273
[7 empty] | 0.17396 | 0.09707 | 0.18057 | 0.15318 | 0.11016 | 0.12456
[7 empty] | 0.16722 | 0.1064 | 0.18448 | 0.16214 | 0.10799 | 0.12404
[7 empty] | 0.18041 | 0.12392 | 0.20633 | 0.20405 | 0.11967 | 0.13029
[7 empty] | 0.19715 | 0.12957 | 0.21676 | 0.25142 | 0.12758 | 0.12315
[7 empty] | 0.2092 | 0.12983 | 0.21223 | 0.28958 | 0.13244 | 0.11134
[7 empty] | 0.2038 | 0.1305 | 0.19002 | 0.29134 | 0.13558 | 0.097274
[7 empty] | 0.19321 | 0.1543 | 0.17012 | 0.28432 | 0.15219 | 0.08665
[7 empty] | 0.15367 | 0.20633 | 0.13794 | 0.23803 | 0.22312 | 0.081503
[7 empty] | 0.11321 | 0.23405 | 0.10867 | 0.16015 | 0.33523 | 0.07355
[7 empty] | 0.10678 | 0.26017 | 0.093902 | 0.12252 | 0.42607 | 0.063154
[7 empty] | 0.12333 | 0.26986 | 0.087695 | 0.11511 | 0.47075 | 0.049734
[7 empty] | 0.14848 | 0.27689 | 0.082836 | 0.1216 | 0.49446 | 0.037651
[7 empty] | 0.16179 | 0.30889 | 0.081222 | 0.13468 | 0.52378 | 0.035541
[7 empty] | 0.14381 | 0.31759 | 0.069479 | 0.12548 | 0.52037 | 0.035196
[7 empty] | 0.13495 | 0.32175 | 0.063048 | 0.1163 | 0.51885 | 0.040594
[7 empty] | 0.13216 | 0.30721 | 0.055314 | 0.10337 | 0.52468 | 0.048309
[7 empty] | 0.13197 | 0.28048 | 0.0498 | 0.094405 | 0.52596 | 0.059678
[7 empty] | 0.12557 | 0.25254 | 0.044882 | 0.092286 | 0.5031 | 0.075871
[7 empty] | 0.11142 | 0.22279 | 0.040142 | 0.099848 | 0.43431 | 0.098262
[7 empty] | 0.095426 | 0.18942 | 0.036685 | 0.11326 | 0.3417 | 0.12404
[7 empty] | 0.078529 | 0.14451 | 0.036623 | 0.10875 | 0.28111 | 0.12797
[7 empty] | 0.062154 | 0.10933 | 0.031527 | 0.08914 | 0.25845 | 0.10708
[7 empty] | 0.0496 | 0.076985 | 0.026109 | 0.067547 | 0.21064 | 0.077383
[7 empty] | 0.048445 | 0.069845 | 0.029338 | 0.067105 | 0.20526 | 0.079086
[7 empty] | 0.042308 | 0.069463 | 0.032475 | 0.068651 | 0.21343 | 0.095282
[7 empty] | 0.032612 | 0.070133 | 0.033901 | 0.069927 | 0.22278 | 0.11952
[7 empty] | 0.028504 | 0.07626 | 0.040847 | 0.082403 | 0.26643 | 0.1617
[7 empty] | 0.025137 | 0.075344 | 0.05073 | 0.095527 | 0.30542 | 0.20015
[7 empty] | 0.02436 | 0.071079 | 0.062663 | 0.1058 | 0.33478 | 0.22494
[7 empty] | 0.024699 | 0.072587 | 0.06812 | 0.1074 | 0.35602 | 0.22389
[7 empty] | 0.022978 | 0.088462 | 0.062004 | 0.1045 | 0.4311 | 0.20501
[7 empty] | 0.030416 | 0.12982 | 0.05488 | 0.096333 | 0.52886 | 0.1754
[7 empty] | 0.066113 | 0.16504 | 0.049708 | 0.086207 | 0.55747 | 0.12261
[7 empty] | 0.12222 | 0.19952 | 0.049698 | 0.084021 | 0.58281 | 0.11156
[7 empty] | 0.18949 | 0.22529 | 0.050393 | 0.08089 | 0.60111 | 0.12568
[7 empty] | 0.25992 | 0.24423 | 0.051521 | 0.07666 | 0.60034 | 0.15291
[7 empty] | 0.32633 | 0.27258 | 0.052713 | 0.076788 | 0.6286 | 0.185
[7 empty] | 0.32951 | 0.26545 | 0.04946 | 0.067496 | 0.61697 | 0.18884
[7 empty] | 0.32419 | 0.26341 | 0.049438 | 0.061713 | 0.59915 | 0.19312
[7 empty] | 0.3159 | 0.25991 | 0.047811 | 0.055832 | 0.57846 | 0.1958
[7 empty] | 0.2936 | 0.25375 | 0.046333 | 0.052915 | 0.54528 | 0.1932
[7 empty] | 0.24896 | 0.24269 | 0.043247 | 0.054504 | 0.50764 | 0.18535
[7 empty] | 0.18799 | 0.23371 | 0.039934 | 0.063069 | 0.47256 | 0.17375
[7 empty] | 0.14785 | 0.22934 | 0.035935 | 0.073486 | 0.46495 | 0.17461
[7 empty] | 0.15369 | 0.2119 | 0.034328 | 0.080243 | 0.46451 | 0.18531
[7 empty] | 0.17072 | 0.20507 | 0.02449 | 0.075202 | 0.49959 | 0.21394
[7 empty] | 0.16277 | 0.19751 | 0.016882 | 0.051447 | 0.49219 | 0.23074
[7 empty] | 0.17496 | 0.20033 | 0.020646 | 0.045596 | 0.48846 | 0.26177
[7 empty] | 0.18231 | 0.17602 | 0.024391 | 0.039207 | 0.45336 | 0.26687
[7 empty] | 0.18528 | 0.14309 | 0.027284 | 0.031937 | 0.40549 | 0.25486
[7 empty] | 0.20635 | 0.12458 | 0.036084 | 0.031982 | 0.39654 | 0.27142
[7 empty] | 0.2206 | 0.10632 | 0.045395 | 0.036046 | 0.38804 | 0.27574
[7 empty] | 0.22858 | 0.088173 | 0.053519 | 0.046315 | 0.37595 | 0.26921
[7 empty] | 0.22826 | 0.06448 | 0.05191 | 0.060724 | 0.3586 | 0.2542
[7 empty] | 0.2506 | 0.040204 | 0.038037 | 0.079341 | 0.35932 | 0.25331
[7 empty] | 0.32437 | 0.021495 | 0.024375 | 0.12909 | 0.32774 | 0.24866
[7 empty] | 0.35815 | 0.015289 | 0.021545 | 0.1941 | 0.25046 | 0.23417
[7 empty] | 0.39887 | 0.016183 | 0.020379 | 0.24815 | 0.23144 | 0.22715
[7 empty] | 0.4541 | 0.020192 | 0.0202 | 0.2842 | 0.23603 | 0.2167
[7 empty] | 0.48211 | 0.024766 | 0.02039 | 0.30646 | 0.26084 | 0.20599
[7 empty] | 0.4868 | 0.029166 | 0.01894 | 0.34724 | 0.29869 | 0.20519
[7 empty] | 0.44787 | 0.030925 | 0.017996 | 0.36251 | 0.29517 | 0.17928
[7 empty] | 0.43277 | 0.033192 | 0.018391 | 0.37764 | 0.30023 | 0.16124
[7 empty] | 0.4091 | 0.034254 | 0.018333 | 0.39404 | 0.31289 | 0.14456
[7 empty] | 0.40008 | 0.034955 | 0.017876 | 0.40959 | 0.32971 | 0.13214
[7 empty] | 0.42784 | 0.036076 | 0.017304 | 0.42757 | 0.31843 | 0.12218
[7 empty] | 0.46325 | 0.039174 | 0.017505 | 0.44911 | 0.27168 | 0.11656
[7 empty] | 0.46412 | 0.044679 | 0.019645 | 0.46184 | 0.23195 | 0.11901
[7 empty] | 0.44326 | 0.051007 | 0.026644 | 0.42344 | 0.21579 | 0.11669
[7 empty] | 0.41959 | 0.050851 | 0.032257 | 0.3568 | 0.22623 | 0.099582
[7 empty] | 0.37113 | 0.041823 | 0.036903 | 0.26 | 0.23063 | 0.08038
[7 empty] | 0.33198 | 0.041775 | 0.0519 | 0.20232 | 0.2447 | 0.083398
[7 empty] | 0.29169 | 0.03676 | 0.063058 | 0.17444 | 0.23991 | 0.08835
[7 empty] | 0.26234 | 0.028322 | 0.069333 | 0.16064 | 0.21928 | 0.091578
[7 empty] | 0.25983 | 0.024756 | 0.085634 | 0.1664 | 0.21641 | 0.10407
[7 empty] | 0.25781 | 0.022691 | 0.099348 | 0.1636 | 0.21126 | 0.10826
[7 empty] | 0.25485 | 0.023416 | 0.10739 | 0.16179 | 0.20202 | 0.10588
[7 empty] | 0.24986 | 0.024435 | 0.10489 | 0.17709 | 0.18753 | 0.094273
[7 empty] | 0.25412 | 0.022563 | 0.09977 | 0.25765 | 0.17338 | 0.075783
[7 empty] | 0.25315 | 0.021933 | 0.091331 | 0.41432 | 0.13469 | 0.053614
[7 empty] | 0.25215 | 0.024969 | 0.088929 | 0.51618 | 0.098969 | 0.045338
[7 empty] | 0.23968 | 0.026765 | 0.096348 | 0.56064 | 0.084801 | 0.05538
[7 empty] | 0.22101 | 0.025095 | 0.10319 | 0.57035 | 0.083677 | 0.073915
[7 empty] | 0.20784 | 0.020738 | 0.1056 | 0.56672 | 0.09429 | 0.094734
[7 empty] | 0.20782 | 0.015351 | 0.10337 | 0.57497 | 0.11741 | 0.12903
[7 empty] | 0.19826 | 0.009717 | 0.083743 | 0.56802 | 0.13363 | 0.16822
[7 empty] | 0.18911 | 0.0069777 | 0.069578 | 0.56687 | 0.16048 | 0.21301
[7 empty] | 0.18505 | 0.0054361 | 0.059878 | 0.57178 | 0.18298 | 0.23835
[7 empty] | 0.18739 | 0.0050709 | 0.053826 | 0.57773 | 0.20773 | 0.24533
[7 empty] | 0.19069 | 0.0052579 | 0.048041 | 0.58375 | 0.23866 | 0.2494
[7 empty] | 0.19016 | 0.0057961 | 0.04141 | 0.59033 | 0.27253 | 0.25732
[7 empty] | 0.19791 | 0.0062088 | 0.035793 | 0.59036 | 0.3126 | 0.24687
[7 empty] | 0.19271 | 0.0059137 | 0.031501 | 0.56891 | 0.35558 | 0.19586
[7 empty] | 0.16354 | 0.0024881 | 0.019415 | 0.53427 | 0.38516 | 0.12145
[7 empty] | 0.11179 | 0.0012362 | 0.010393 | 0.47139 | 0.36834 | 0.063541
[7 empty] | 0.090846 | 0.0017507 | 0.0093047 | 0.42184 | 0.3705 | 0.045746
[7 empty] | 0.078963 | 0.0025182 | 0.0086243 | 0.38328 | 0.3752 | 0.040944
[7 empty] | 0.068395 | 0.0028261 | 0.007111 | 0.3654 | 0.38019 | 0.040893
[7 empty] | 0.073521 | 0.0030656 | 0.0067157 | 0.36134 | 0.42009 | 0.046583
[7 empty] | 0.087233 | 0.003078 | 0.0061036 | 0.3466 | 0.44162 | 0.044688
[7 empty] | 0.10317 | 0.0040073 | 0.0055939 | 0.32668 | 0.44505 | 0.038469
[7 empty] | 0.11145 | 0.0051252 | 0.0056463 | 0.3036 | 0.45987 | 0.031215
[7 empty] | 0.1065 | 0.0044933 | 0.0048961 | 0.30942 | 0.55218 | 0.022778
[7 empty] | 0.084746 | 0.0048849 | 0.007292 | 0.33609 | 0.65829 | 0.020439
[7 empty] | 0.074653 | 0.0084083 | 0.012531 | 0.32963 | 0.65585 | 0.028536
[7 empty] | 0.067279 | 0.012386 | 0.016416 | 0.32808 | 0.65031 | 0.041871
[7 empty] | 0.064086 | 0.014266 | 0.019321 | 0.32401 | 0.63978 | 0.056918
[7 empty] | 0.068633 | 0.01538 | 0.020964 | 0.31472 | 0.62699 | 0.069898
[7 empty] | 0.08656 | 0.015995 | 0.022176 | 0.31383 | 0.63596 | 0.085736
[7 empty] | 0.10591 | 0.01517 | 0.021996 | 0.2834 | 0.62025 | 0.092103
[7 empty] | 0.13281 | 0.016035 | 0.022268 | 0.25349 | 0.59579 | 0.099659
[7 empty] | 0.1596 | 0.017155 | 0.022223 | 0.22566 | 0.57556 | 0.10235
[7 empty] | 0.18836 | 0.018772 | 0.022217 | 0.19873 | 0.54533 | 0.10316
[7 empty] | 0.22139 | 0.019711 | 0.022562 | 0.16806 | 0.5284 | 0.10657
[7 empty] | 0.26353 | 0.021147 | 0.024363 | 0.14148 | 0.54769 | 0.11475
[7 empty] | 0.31998 | 0.023141 | 0.027168 | 0.12936 | 0.56176 | 0.12607
[7 empty] | 0.35189 | 0.025645 | 0.028198 | 0.12036 | 0.52699 | 0.12359
[7 empty] | 0.35019 | 0.021559 | 0.020333 | 0.10753 | 0.47447 | 0.098727
[7 empty] | 0.31244 | 0.017893 | 0.012865 | 0.099889 | 0.37227 | 0.073139
[7 empty] | 0.30179 | 0.0212 | 0.01359 | 0.10491 | 0.33875 | 0.082321
[7 empty] | 0.29041 | 0.027249 | 0.01772 | 0.090346 | 0.33301 | 0.10634
[7 empty] | 0.28265 | 0.03582 | 0.02408 | 0.069099 | 0.34416 | 0.14295
[7 empty] | 0.29515 | 0.051672 | 0.032709 | 0.057187 | 0.39468 | 0.21904
[7 empty] | 0.2764 | 0.062933 | 0.035294 | 0.048155 | 0.44155 | 0.31254
[7 empty] | 0.24359 | 0.067837 | 0.033006 | 0.041347 | 0.46921 | 0.38226
[7 empty] | 0.22107 | 0.069443 | 0.029952 | 0.035949 | 0.47551 | 0.4027
[7 empty] | 0.24562 | 0.07592 | 0.029316 | 0.033728 | 0.49731 | 0.40441
[7 empty] | 0.31156 | 0.099737 | 0.034923 | 0.040198 | 0.47119 | 0.35704
[7 empty] | 0.32682 | 0.11727 | 0.047646 | 0.056596 | 0.38291 | 0.25187
[7 empty] | 0.31897 | 0.1425 | 0.064965 | 0.085124 | 0.34594 | 0.21617
[7 empty] | 0.29267 | 0.16804 | 0.079652 | 0.11527 | 0.34113 | 0.24151
[7 empty] | 0.27222 | 0.19051 | 0.090546 | 0.13808 | 0.34734 | 0.27599
[7 empty] | 0.28164 | 0.21973 | 0.10212 | 0.18637 | 0.35544 | 0.29402
[7 empty] | 0.27872 | 0.22196 | 0.098623 | 0.22887 | 0.33597 | 0.25658
[7 empty] | 0.27988 | 0.22433 | 0.098326 | 0.26458 | 0.32052 | 0.22894
[7 empty] | 0.27903 | 0.22362 | 0.092232 | 0.26715 | 0.31191 | 0.2175
[7 empty] | 0.28247 | 0.21987 | 0.086145 | 0.25644 | 0.311 | 0.21195
[7 empty] | 0.3042 | 0.21689 | 0.082191 | 0.2562 | 0.30212 | 0.19981
[7 empty] | 0.36682 | 0.21933 | 0.079388 | 0.28347 | 0.27688 | 0.16908
[7 empty] | 0.42523 | 0.21741 | 0.077174 | 0.3169 | 0.25073 | 0.14991
[7 empty] | 0.42399 | 0.19127 | 0.070905 | 0.30767 | 0.22806 | 0.13695
[7 empty] | 0.3881 | 0.15018 | 0.051985 | 0.24626 | 0.23555 | 0.13959
[7 empty] | 0.30074 | 0.1162 | 0.034584 | 0.15303 | 0.22896 | 0.14612
[7 empty] | 0.26895 | 0.10462 | 0.029971 | 0.12248 | 0.23255 | 0.15854
[7 empty] | 0.2593 | 0.099411 | 0.027777 | 0.12171 | 0.21488 | 0.14608
[7 empty] | 0.25799 | 0.097259 | 0.025137 | 0.13551 | 0.18933 | 0.12696
[7 empty] | 0.28972 | 0.10197 | 0.024388 | 0.16855 | 0.18268 | 0.12057
[7 empty] | 0.32681 | 0.095076 | 0.022477 | 0.19687 | 0.17828 | 0.11702
[7 empty] | 0.36105 | 0.080195 | 0.0195 | 0.2161 | 0.17547 | 0.11284
[7 empty] | 0.36597 | 0.062678 | 0.015894 | 0.22385 | 0.172 | 0.10073
[7 empty] | 0.3709 | 0.045457 | 0.010724 | 0.25113 | 0.16687 | 0.081362
[7 empty] | 0.34032 | 0.03058 | 0.0096266 | 0.31629 | 0.14442 | 0.052358
[7 empty] | 0.24004 | 0.023049 | 0.015058 | 0.38474 | 0.12688 | 0.029037
[7 empty] | 0.19662 | 0.021393 | 0.020736 | 0.44 | 0.11817 | 0.026593
[7 empty] | 0.18352 | 0.019101 | 0.025569 | 0.48584 | 0.11514 | 0.037543
[7 empty] | 0.18149 | 0.017206 | 0.02946 | 0.51728 | 0.11836 | 0.050847
[7 empty] | 0.17791 | 0.018714 | 0.034539 | 0.54405 | 0.12438 | 0.074869
[7 empty] | 0.15249 | 0.022798 | 0.037711 | 0.53006 | 0.11929 | 0.11321
[7 empty] | 0.14329 | 0.03094 | 0.04289 | 0.52307 | 0.12242 | 0.15875
[7 empty] | 0.14017 | 0.039771 | 0.049406 | 0.52985 | 0.12663 | 0.18888
[7 empty] | 0.13741 | 0.048756 | 0.054579 | 0.5502 | 0.13827 | 0.21085
[7 empty] | 0.1131 | 0.059081 | 0.05861 | 0.56725 | 0.15189 | 0.23545
[7 empty] | 0.075565 | 0.070571 | 0.063995 | 0.57856 | 0.15948 | 0.27366
[7 empty] | 0.058941 | 0.082128 | 0.071447 | 0.57913 | 0.15757 | 0.29839
[7 empty] | 0.067253 | 0.085438 | 0.083295 | 0.53749 | 0.14721 | 0.25439
[7 empty] | 0.082504 | 0.074641 | 0.087642 | 0.48722 | 0.13596 | 0.13296
[7 empty] | 0.087785 | 0.059392 | 0.078317 | 0.38366 | 0.12439 | 0.048074
[7 empty] | 0.10249 | 0.056714 | 0.084253 | 0.30687 | 0.12866 | 0.035038
[7 empty] | 0.11831 | 0.053783 | 0.090979 | 0.25426 | 0.11923 | 0.036522
[7 empty] | 0.12838 | 0.049392 | 0.095935 | 0.21978 | 0.10276 | 0.042259
[7 empty] | 0.14997 | 0.049517 | 0.11477 | 0.2164 | 0.1006 | 0.055266
[7 empty] | 0.15822 | 0.047878 | 0.13725 | 0.21595 | 0.10097 | 0.065596
[7 empty] | 0.16072 | 0.044949 | 0.15932 | 0.21735 | 0.10381 | 0.070966
[7 empty] | 0.16712 | 0.043514 | 0.17606 | 0.22421 | 0.10091 | 0.066779
[7 empty] | 0.20475 | 0.041964 | 0.19882 | 0.27791 | 0.08533 | 0.053017
[7 empty] | 0.27808 | 0.04485 | 0.23659 | 0.36938 | 0.053645 | 0.046984
[7 empty] | 0.32559 | 0.052428 | 0.24179 | 0.41115 | 0.048247 | 0.075603
[7 empty] | 0.38788 | 0.063457 | 0.26277 | 0.42516 | 0.065109 | 0.15671
[7 empty] | 0.43814 | 0.071226 | 0.28087 | 0.41518 | 0.096356 | 0.254
[7 empty] | 0.46613 | 0.0741 | 0.28799 | 0.38932 | 0.12929 | 0.33365
[7 empty] | 0.48621 | 0.075186 | 0.29134 | 0.38125 | 0.15281 | 0.41578
[7 empty] | 0.47184 | 0.064801 | 0.25273 | 0.34753 | 0.13816 | 0.43426
[7 empty] | 0.45195 | 0.056359 | 0.22528 | 0.32283 | 0.12241 | 0.44414
[7 empty] | 0.44619 | 0.048898 | 0.2009 | 0.29894 | 0.11001 | 0.44992
[7 empty] | 0.45908 | 0.044343 | 0.1829 | 0.27955 | 0.10609 | 0.45896
[7 empty] | 0.48243 | 0.042802 | 0.17376 | 0.26076 | 0.11292 | 0.47202
[7 empty] | 0.53882 | 0.045807 | 0.1713 | 0.24602 | 0.1279 | 0.49249
[7 empty] | 0.56678 | 0.04812 | 0.17611 | 0.23869 | 0.13041 | 0.50414
[7 empty] | 0.53652 | 0.044277 | 0.16474 | 0.22172 | 0.10418 | 0.46613
[7 empty] | 0.48744 | 0.026413 | 0.14158 | 0.20713 | 0.067984 | 0.41536
[7 empty] | 0.41772 | 0.014683 | 0.11026 | 0.18493 | 0.046912 | 0.32878
[7 empty] | 0.38992 | 0.013338 | 0.10035 | 0.18461 | 0.045866 | 0.28557
[7 empty] | 0.38644 | 0.01395 | 0.089642 | 0.17141 | 0.043944 | 0.24515
[7 empty] | 0.4049 | 0.014558 | 0.078192 | 0.15422 | 0.040245 | 0.21671
[7 empty] | 0.44898 | 0.016457 | 0.075946 | 0.15584 | 0.04476 | 0.21244
[7 empty] | 0.48702 | 0.018514 | 0.071705 | 0.16271 | 0.049911 | 0.19461
[7 empty] | 0.52513 | 0.020817 | 0.067358 | 0.169 | 0.056152 | 0.17201
[7 empty] | 0.56729 | 0.022651 | 0.062309 | 0.17089 | 0.059363 | 0.15882
[7 empty] | 0.62654 | 0.024175 | 0.057139 | 0.18914 | 0.059141 | 0.1732
[7 empty] | 0.65436 | 0.030725 | 0.055807 | 0.22957 | 0.058574 | 0.24503
[7 empty] | 0.64993 | 0.041065 | 0.062065 | 0.265 | 0.055688 | 0.34017
[7 empty] | 0.63075 | 0.051941 | 0.067964 | 0.28684 | 0.077767 | 0.3746
[7 empty] | 0.62037 | 0.060314 | 0.069218 | 0.29275 | 0.10529 | 0.33762
[7 empty] | 0.61824 | 0.064401 | 0.067188 | 0.29211 | 0.13034 | 0.28183
[7 empty] | 0.62791 | 0.069842 | 0.064316 | 0.30448 | 0.1537 | 0.27637
[7 empty] | 0.65745 | 0.065604 | 0.04989 | 0.28719 | 0.1539 | 0.27765
[7 empty] | 0.69456 | 0.065243 | 0.041321 | 0.27014 | 0.1477 | 0.29652
[7 empty] | 0.72498 | 0.0659 | 0.033444 | 0.25089 | 0.14909 | 0.30531
[7 empty] | 0.73542 | 0.070708 | 0.028403 | 0.23323 | 0.15183 | 0.29517
[7 empty] | 0.74702 | 0.078317 | 0.024679 | 0.2169 | 0.15097 | 0.26961
[7 empty] | 0.7555 | 0.086716 | 0.021413 | 0.1984 | 0.15095 | 0.23282
[7 empty] | 0.76172 | 0.093696 | 0.018616 | 0.18188 | 0.14943 | 0.20412
[7 empty] | 0.76606 | 0.092693 | 0.016415 | 0.16033 | 0.14787 | 0.20325
[7 empty] | 0.76096 | 0.083848 | 0.0083469 | 0.14063 | 0.13801 | 0.25823
[7 empty] | 0.72262 | 0.073191 | 0.0035036 | 0.1158 | 0.1056 | 0.31049
[7 empty] | 0.67358 | 0.071879 | 0.0024535 | 0.12042 | 0.099488 | 0.35958
[7 empty] | 0.63931 | 0.068106 | 0.0024513 | 0.12041 | 0.09405 | 0.3684
[7 empty] | 0.62892 | 0.064669 | 0.0024376 | 0.11816 | 0.087552 | 0.35575
[7 empty] | 0.64437 | 0.071808 | 0.002854 | 0.13045 | 0.089853 | 0.36702
[7 empty] | 0.64032 | 0.082568 | 0.0028034 | 0.14063 | 0.092311 | 0.37733
[7 empty] | 0.63534 | 0.095879 | 0.0024454 | 0.14909 | 0.095366 | 0.36665
[7 empty] | 0.64652 | 0.11034 | 0.0019096 | 0.15044 | 0.097539 | 0.32763
[7 empty] | 0.70908 | 0.13267 | 0.001243 | 0.1557 | 0.11534 | 0.27264
[7 empty] | 0.75311 | 0.15512 | 0.002338 | 0.15968 | 0.17547 | 0.18412
[7 empty] | 0.75652 | 0.16921 | 0.0053419 | 0.16201 | 0.23276 | 0.1077
[7 empty] | 0.74042 | 0.18817 | 0.0094329 | 0.16658 | 0.29309 | 0.088482
[7 empty] | 0.70806 | 0.21086 | 0.013969 | 0.1632 | 0.34546 | 0.10322
[7 empty] | 0.68275 | 0.22471 | 0.017957 | 0.16368 | 0.3796 | 0.1287
[7 empty] | 0.672 | 0.2349 | 0.020198 | 0.17787 | 0.41357 | 0.16702
[7 empty] | 0.65806 | 0.22463 | 0.020301 | 0.17008 | 0.41092 | 0.19081
[7 empty] | 0.64803 | 0.22079 | 0.020474 | 0.17005 | 0.3985 | 0.23044
[7 empty] | 0.63781 | 0.22404 | 0.019546 | 0.16585 | 0.40104 | 0.28321
[7 empty] | 0.62519 | 0.22802 | 0.019392 | 0.15969 | 0.39682 | 0.3474
[7 empty] | 0.60761 | 0.23301 | 0.020146 | 0.15111 | 0.37213 | 0.4142
[7 empty] | 0.59171 | 0.24197 | 0.022817 | 0.1364 | 0.33718 | 0.47335
[7 empty] | 0.5803 | 0.25053 | 0.02583 | 0.12903 | 0.28447 | 0.49767
[7 empty] | 0.5591 | 0.23183 | 0.026495 | 0.12982 | 0.22831 | 0.43428
[7 empty] | 0.54221 | 0.21092 | 0.01393 | 0.133 | 0.15963 | 0.31543
[7 empty] | 0.48153 | 0.17234 | 0.0051073 | 0.12152 | 0.098181 | 0.17303
[7 empty] | 0.44732 | 0.15677 | 0.0040991 | 0.12956 | 0.085868 | 0.1282
[7 empty] | 0.42932 | 0.14147 | 0.0058638 | 0.13334 | 0.084585 | 0.1186
[7 empty] | 0.42639 | 0.12688 | 0.010625 | 0.13815 | 0.085164 | 0.12085
[7 empty] | 0.4466 | 0.13033 | 0.01996 | 0.15698 | 0.093487 | 0.1278
[7 empty] | 0.44305 | 0.13812 | 0.025249 | 0.17195 | 0.093115 | 0.11024
[7 empty] | 0.40785 | 0.15035 | 0.027479 | 0.18483 | 0.090732 | 0.082076
[7 empty] | 0.36554 | 0.15915 | 0.028791 | 0.19683 | 0.092824 | 0.058032
[7 empty] | 0.36024 | 0.18492 | 0.02857 | 0.2341 | 0.11571 | 0.045978
[7 empty] | 0.32904 | 0.22246 | 0.034172 | 0.26114 | 0.21976 | 0.049555
[7 empty] | 0.27013 | 0.22956 | 0.045162 | 0.26207 | 0.39685 | 0.13624
[7 empty] | 0.25044 | 0.23441 | 0.057411 | 0.24623 | 0.50941 | 0.22707
[7 empty] | 0.24434 | 0.23143 | 0.067715 | 0.2192 | 0.54664 | 0.20939
[7 empty] | 0.24706 | 0.21988 | 0.076031 | 0.18943 | 0.5617 | 0.17207
[7 empty] | 0.25189 | 0.21246 | 0.084519 | 0.17177 | 0.57523 | 0.16678
[7 empty] | 0.24471 | 0.18249 | 0.081152 | 0.14488 | 0.54223 | 0.18361
[7 empty] | 0.24152 | 0.16652 | 0.079994 | 0.12711 | 0.49959 | 0.22081
[7 empty] | 0.24605 | 0.1527 | 0.071381 | 0.11156 | 0.46272 | 0.25504
[7 empty] | 0.25294 | 0.14753 | 0.062581 | 0.099177 | 0.43355 | 0.2841
[7 empty] | 0.25774 | 0.14434 | 0.056992 | 0.085658 | 0.40627 | 0.29416
[7 empty] | 0.25706 | 0.1421 | 0.053511 | 0.071849 | 0.37062 | 0.28705
[7 empty] | 0.25763 | 0.14427 | 0.052712 | 0.061001 | 0.30367 | 0.26044
[7 empty] | 0.25249 | 0.13514 | 0.057558 | 0.056469 | 0.21945 | 0.21189
[7 empty] | 0.26459 | 0.12199 | 0.05724 | 0.045701 | 0.13079 | 0.15599
[7 empty] | 0.24327 | 0.097437 | 0.059821 | 0.036067 | 0.074244 | 0.087026
[7 empty] | 0.24217 | 0.092026 | 0.074505 | 0.04304 | 0.060442 | 0.058555
[7 empty] | 0.23111 | 0.085856 | 0.090052 | 0.047856 | 0.057076 | 0.049172
[7 empty] | 0.21351 | 0.080138 | 0.10488 | 0.048543 | 0.055423 | 0.050665
[7 empty] | 0.21171 | 0.088026 | 0.13175 | 0.055351 | 0.059342 | 0.066675
[7 empty] | 0.19468 | 0.09804 | 0.14584 | 0.060731 | 0.055901 | 0.082028
[7 empty] | 0.173 | 0.10771 | 0.14617 | 0.063209 | 0.051819 | 0.098072
[7 empty] | 0.15441 | 0.11281 | 0.13429 | 0.062609 | 0.048549 | 0.11034
[7 empty] | 0.13474 | 0.11914 | 0.12322 | 0.060054 | 0.050695 | 0.1322
[7 empty] | 0.094489 | 0.12568 | 0.11961 | 0.063871 | 0.091843 | 0.18589
[7 empty] | 0.066532 | 0.12875 | 0.11355 | 0.080199 | 0.23276 | 0.22643
[7 empty] | 0.054124 | 0.13968 | 0.11895 | 0.090947 | 0.35307 | 0.24918
[7 empty] | 0.048143 | 0.14909 | 0.12789 | 0.092261 | 0.4056 | 0.25167
[7 empty] | 0.048455 | 0.15383 | 0.13673 | 0.091136 | 0.42795 | 0.24663
[7 empty] | 0.04745 | 0.15406 | 0.15222 | 0.094315 | 0.46851 | 0.25769
[7 empty] | 0.041764 | 0.13043 | 0.1517 | 0.088151 | 0.48154 | 0.244
[7 empty] | 0.039609 | 0.11047 | 0.15799 | 0.084514 | 0.48351 | 0.2401
[7 empty] | 0.040162 | 0.090683 | 0.16329 | 0.080465 | 0.46575 | 0.24233
[7 empty] | 0.040859 | 0.077601 | 0.16918 | 0.079257 | 0.43906 | 0.2444
[7 empty] | 0.042493 | 0.071709 | 0.17092 | 0.079168 | 0.39773 | 0.2327
[7 empty] | 0.047259 | 0.071639 | 0.17397 | 0.091954 | 0.3481 | 0.20065
[7 empty] | 0.054076 | 0.074722 | 0.18154 | 0.13613 | 0.27786 | 0.17807
[7 empty] | 0.058009 | 0.074634 | 0.17842 | 0.18816 | 0.21648 | 0.17083
[7 empty] | 0.044129 | 0.063335 | 0.17649 | 0.22149 | 0.19675 | 0.17742
[7 empty] | 0.033512 | 0.04774 | 0.16768 | 0.22355 | 0.1538 | 0.17897
[7 empty] | 0.035379 | 0.042203 | 0.17681 | 0.24924 | 0.15152 | 0.21832
[7 empty] | 0.036317 | 0.037195 | 0.1763 | 0.27399 | 0.16235 | 0.26528
[7 empty] | 0.03536 | 0.032349 | 0.16797 | 0.29506 | 0.17581 | 0.32492
[7 empty] | 0.037733 | 0.033961 | 0.17932 | 0.34479 | 0.21557 | 0.41428
[7 empty] | 0.03792 | 0.038147 | 0.18779 | 0.3703 | 0.24195 | 0.45524
[7 empty] | 0.038377 | 0.044171 | 0.19641 | 0.37533 | 0.25766 | 0.45621
[7 empty] | 0.039769 | 0.048568 | 0.19883 | 0.36641 | 0.27174 | 0.43278
[7 empty] | 0.045689 | 0.050179 | 0.20967 | 0.38257 | 0.34241 | 0.43249
[7 empty] | 0.084185 | 0.052271 | 0.22585 | 0.41435 | 0.45664 | 0.44562
[7 empty] | 0.17009 | 0.056364 | 0.21591 | 0.4038 | 0.467 | 0.4252
[7 empty] | 0.23131 | 0.061079 | 0.22821 | 0.41447 | 0.46878 | 0.43853
[7 empty] | 0.24953 | 0.063293 | 0.24964 | 0.44309 | 0.44492 | 0.47435
[7 empty] | 0.24579 | 0.061927 | 0.26534 | 0.46691 | 0.41402 | 0.5043
[7 empty] | 0.27438 | 0.061609 | 0.2887 | 0.49975 | 0.4327 | 0.5301
[7 empty] | 0.29318 | 0.051724 | 0.28081 | 0.4773 | 0.44137 | 0.51556
[7 empty] | 0.30537 | 0.045778 | 0.28462 | 0.46208 | 0.4443 | 0.50134
[7 empty] | 0.30704 | 0.039433 | 0.28966 | 0.4607 | 0.43017 | 0.49454
[7 empty] | 0.29843 | 0.035254 | 0.30224 | 0.46028 | 0.41506 | 0.4892
[7 empty] | 0.28523 | 0.031837 | 0.31359 | 0.43932 | 0.4102 | 0.47757
[7 empty] | 0.27102 | 0.02928 | 0.32542 | 0.38778 | 0.4239 | 0.46226
[7 empty] | 0.23109 | 0.027734 | 0.33469 | 0.35342 | 0.45244 | 0.44155
[7 empty] | 0.16173 | 0.026715 | 0.30768 | 0.34889 | 0.44729 | 0.38811
[7 empty] | 0.075306 | 0.020908 | 0.26113 | 0.39303 | 0.43354 | 0.35593
[7 empty] | 0.033146 | 0.016051 | 0.18977 | 0.42371 | 0.3721 | 0.30305
[7 empty] | 0.027922 | 0.015922 | 0.15744 | 0.46542 | 0.3477 | 0.28301
[7 empty] | 0.029626 | 0.015879 | 0.1322 | 0.47379 | 0.33113 | 0.28017
[7 empty] | 0.033425 | 0.015367 | 0.11162 | 0.48877 | 0.31925 | 0.29861
[7 empty] | 0.044642 | 0.017715 | 0.11336 | 0.52577 | 0.33826 | 0.33203
[7 empty] | 0.055118 | 0.021531 | 0.11898 | 0.54271 | 0.34858 | 0.3228
[7 empty] | 0.062271 | 0.026752 | 0.12758 | 0.54508 | 0.34653 | 0.28483
[7 empty] | 0.065318 | 0.030522 | 0.13131 | 0.54536 | 0.33535 | 0.24446
[7 empty] | 0.06844 | 0.03102 | 0.13547 | 0.5986 | 0.34566 | 0.23908
[7 empty] | 0.091891 | 0.030143 | 0.1335 | 0.63328 | 0.33132 | 0.24952
[7 empty] | 0.15904 | 0.034834 | 0.12066 | 0.59249 | 0.2821 | 0.25556
[7 empty] | 0.19053 | 0.040152 | 0.11325 | 0.59653 | 0.26359 | 0.24772
[7 empty] | 0.16971 | 0.045669 | 0.10178 | 0.62665 | 0.26434 | 0.22538
[7 empty] | 0.12873 | 0.04948 | 0.089668 | 0.65603 | 0.26343 | 0.20182
[7 empty] | 0.11461 | 0.050792 | 0.083425 | 0.67984 | 0.26483 | 0.18843
[7 empty] | 0.10005 | 0.043586 | 0.071269 | 0.66054 | 0.24994 | 0.15562
[7 empty] | 0.097318 | 0.0384 | 0.066463 | 0.63291 | 0.24776 | 0.1354
[7 empty] | 0.089467 | 0.033067 | 0.060149 | 0.62088 | 0.24357 | 0.11978
[7 empty] | 0.079476 | 0.029517 | 0.054788 | 0.60924 | 0.23861 | 0.10957
[7 empty] | 0.072022 | 0.027056 | 0.049279 | 0.58584 | 0.22543 | 0.10191
[7 empty] | 0.069172 | 0.026285 | 0.043751 | 0.54451 | 0.20975 | 0.091097
[7 empty] | 0.067039 | 0.027234 | 0.039562 | 0.49458 | 0.20151 | 0.079766
[7 empty] | 0.058406 | 0.030553 | 0.03617 | 0.43242 | 0.19634 | 0.06984
[7 empty] | 0.035678 | 0.024683 | 0.027831 | 0.39801 | 0.1987 | 0.050515
[7 empty] | 0.026106 | 0.016871 | 0.020038 | 0.3392 | 0.20027 | 0.040937
[7 empty] | 0.030081 | 0.018187 | 0.020504 | 0.30605 | 0.20828 | 0.049434
[7 empty] | 0.041865 | 0.020423 | 0.019807 | 0.26522 | 0.19563 | 0.059861
[7 empty] | 0.064517 | 0.022063 | 0.017565 | 0.22277 | 0.17477 | 0.070917
[7 empty] | 0.09896 | 0.02666 | 0.018745 | 0.20507 | 0.16684 | 0.091531
[7 empty] | 0.10919 | 0.029603 | 0.021945 | 0.18315 | 0.16314 | 0.1075
[7 empty] | 0.097237 | 0.031333 | 0.026277 | 0.16681 | 0.16105 | 0.11426
[7 empty] | 0.080292 | 0.031916 | 0.028159 | 0.16378 | 0.15437 | 0.11037
[7 empty] | 0.070138 | 0.031811 | 0.023541 | 0.19604 | 0.15471 | 0.10131
[7 empty] | 0.081896 | 0.034143 | 0.01973 | 0.26593 | 0.14389 | 0.08548
[7 empty] | 0.11548 | 0.038335 | 0.022828 | 0.30038 | 0.14243 | 0.073622
[7 empty] | 0.15165 | 0.042498 | 0.0256 | 0.29962 | 0.14365 | 0.070206
[7 empty] | 0.16879 | 0.044076 | 0.027771 | 0.2724 | 0.14795 | 0.070104
[7 empty] | 0.17249 | 0.044695 | 0.029079 | 0.23847 | 0.15411 | 0.07245
[7 empty] | 0.19804 | 0.045242 | 0.027571 | 0.21435 | 0.17166 | 0.075297
[7 empty] | 0.21282 | 0.040778 | 0.023704 | 0.18065 | 0.17169 | 0.067607
[7 empty] | 0.23598 | 0.037549 | 0.021816 | 0.15154 | 0.17816 | 0.063851
[7 empty] | 0.25216 | 0.033935 | 0.020472 | 0.1232 | 0.1944 | 0.064043
[7 empty] | 0.26071 | 0.031301 | 0.02045 | 0.096312 | 0.21671 | 0.065591
[7 empty] | 0.27518 | 0.029599 | 0.020156 | 0.07126 | 0.23329 | 0.066915
[7 empty] | 0.30693 | 0.030924 | 0.019621 | 0.054243 | 0.2412 | 0.066705
[7 empty] | 0.33415 | 0.032734 | 0.018997 | 0.043552 | 0.22326 | 0.070221
[7 empty] | 0.3388 | 0.031723 | 0.017487 | 0.035455 | 0.17781 | 0.072643
[7 empty] | 0.30054 | 0.018535 | 0.011674 | 0.026112 | 0.084503 | 0.065679
[7 empty] | 0.24006 | 0.0085609 | 0.0093771 | 0.020556 | 0.033325 | 0.059332
[7 empty] | 0.23307 | 0.00713 | 0.012915 | 0.02235 | 0.025252 | 0.070285
[7 empty] | 0.24975 | 0.0068257 | 0.01762 | 0.020876 | 0.027488 | 0.085575
[7 empty] | 0.27983 | 0.0067025 | 0.022624 | 0.017453 | 0.033675 | 0.097726
[7 empty] | 0.33081 | 0.008112 | 0.033788 | 0.016993 | 0.047213 | 0.11284
[7 empty] | 0.3429 | 0.008889 | 0.046444 | 0.018573 | 0.057967 | 0.11492
[7 empty] | 0.32251 | 0.0099616 | 0.060712 | 0.021901 | 0.065356 | 0.1101
[7 empty] | 0.28965 | 0.010568 | 0.072466 | 0.023467 | 0.074961 | 0.11
[7 empty] | 0.28969 | 0.0073347 | 0.078434 | 0.019407 | 0.10463 | 0.13384
[7 empty] | 0.26363 | 0.00548 | 0.082282 | 0.017833 | 0.22351 | 0.19419
[7 empty] | 0.18755 | 0.0091575 | 0.09529 | 0.021193 | 0.38968 | 0.2612
[7 empty] | 0.13522 | 0.013575 | 0.11439 | 0.026713 | 0.48069 | 0.28999
[7 empty] | 0.10796 | 0.017795 | 0.13474 | 0.036661 | 0.52035 | 0.28357
[7 empty] | 0.10159 | 0.021245 | 0.15245 | 0.047172 | 0.53924 | 0.26705
[7 empty] | 0.11303 | 0.021886 | 0.17158 | 0.058295 | 0.56016 | 0.26406
[7 empty] | 0.12008 | 0.020754 | 0.16766 | 0.061362 | 0.53693 | 0.24967
[7 empty] | 0.12967 | 0.020239 | 0.16805 | 0.066533 | 0.50804 | 0.2444
[7 empty] | 0.12128 | 0.019888 | 0.16305 | 0.071303 | 0.47668 | 0.24285
[7 empty] | 0.11015 | 0.020758 | 0.16096 | 0.076666 | 0.44595 | 0.24671
[7 empty] | 0.093968 | 0.021553 | 0.16066 | 0.085123 | 0.41905 | 0.24999
[7 empty] | 0.078215 | 0.022348 | 0.16702 | 0.099643 | 0.38579 | 0.24444
[7 empty] | 0.076101 | 0.021029 | 0.18009 | 0.12389 | 0.32602 | 0.231
[7 empty] | 0.10184 | 0.015061 | 0.18364 | 0.14148 | 0.25525 | 0.19054
[7 empty] | 0.13208 | 0.0035096 | 0.17639 | 0.13282 | 0.20372 | 0.13952
[7 empty] | 0.12616 | 0.00057673 | 0.15234 | 0.11573 | 0.15444 | 0.090195
[7 empty] | 0.13911 | 0.00036993 | 0.14637 | 0.12297 | 0.14974 | 0.079808
[7 empty] | 0.1574 | 0.00042413 | 0.13469 | 0.13105 | 0.15416 | 0.079756
[7 empty] | 0.18744 | 0.00057238 | 0.11959 | 0.13597 | 0.161 | 0.083356
[7 empty] | 0.24144 | 0.0011008 | 0.12269 | 0.14966 | 0.19119 | 0.099917
[7 empty] | 0.26158 | 0.0019192 | 0.12934 | 0.14667 | 0.22396 | 0.10986
[7 empty] | 0.24966 | 0.0025961 | 0.13809 | 0.13576 | 0.2467 | 0.11473
[7 empty] | 0.2277 | 0.0036584 | 0.14034 | 0.13046 | 0.24841 | 0.11542
[7 empty] | 0.22567 | 0.004367 | 0.14144 | 0.15004 | 0.25705 | 0.12223
[7 empty] | 0.23819 | 0.0068056 | 0.14282 | 0.21113 | 0.27055 | 0.14984
[7 empty] | 0.21698 | 0.012904 | 0.13908 | 0.27052 | 0.22915 | 0.19417
[7 empty] | 0.23235 | 0.018025 | 0.15304 | 0.30564 | 0.23024 | 0.21785
[7 empty] | 0.28158 | 0.02156 | 0.16635 | 0.33335 | 0.24437 | 0.20288
[7 empty] | 0.32596 | 0.022895 | 0.17419 | 0.351 | 0.23803 | 0.17746
[7 empty] | 0.36633 | 0.023625 | 0.18017 | 0.36707 | 0.21285 | 0.16752
[7 empty] | 0.36711 | 0.021083 | 0.15732 | 0.33329 | 0.16932 | 0.14082
[7 empty] | 0.32889 | 0.019869 | 0.14013 | 0.29285 | 0.1534 | 0.12291
[7 empty] | 0.27677 | 0.019004 | 0.12194 | 0.25096 | 0.15268 | 0.1096
[7 empty] | 0.22008 | 0.018873 | 0.11015 | 0.21452 | 0.15996 | 0.099964
[7 empty] | 0.19577 | 0.019559 | 0.10776 | 0.18023 | 0.1621 | 0.085573
[7 empty] | 0.19898 | 0.020373 | 0.11497 | 0.1333 | 0.16451 | 0.068237
[7 empty] | 0.19499 | 0.020988 | 0.13087 | 0.086225 | 0.16835 | 0.055273
[7 empty] | 0.16681 | 0.020492 | 0.1402 | 0.063081 | 0.16057 | 0.053212
[7 empty] | 0.11429 | 0.012671 | 0.13674 | 0.056399 | 0.13497 | 0.05441
[7 empty] | 0.062519 | 0.007481 | 0.11168 | 0.056144 | 0.11436 | 0.0579
[7 empty] | 0.051152 | 0.0065779 | 0.11272 | 0.062671 | 0.12903 | 0.077026
[7 empty] | 0.050015 | 0.0059944 | 0.11637 | 0.060033 | 0.16192 | 0.091912
[7 empty] | 0.050664 | 0.0055278 | 0.12004 | 0.055724 | 0.20153 | 0.10278
[7 empty] | 0.060184 | 0.0067903 | 0.13877 | 0.061171 | 0.25304 | 0.12861
[7 empty] | 0.064262 | 0.008681 | 0.15426 | 0.070495 | 0.28476 | 0.15315
[7 empty] | 0.067396 | 0.011439 | 0.16174 | 0.077828 | 0.28824 | 0.17051
[7 empty] | 0.072806 | 0.012738 | 0.16053 | 0.075944 | 0.27164 | 0.17448
[7 empty] | 0.097611 | 0.0099241 | 0.17109 | 0.062945 | 0.27221 | 0.18385
[7 empty] | 0.17254 | 0.010473 | 0.19305 | 0.048325 | 0.30696 | 0.1881
[7 empty] | 0.23016 | 0.015986 | 0.2043 | 0.040555 | 0.34952 | 0.18013
[7 empty] | 0.23589 | 0.02069 | 0.23122 | 0.038393 | 0.40047 | 0.17657
[7 empty] | 0.19578 | 0.024125 | 0.26243 | 0.043991 | 0.45583 | 0.17586
[7 empty] | 0.15493 | 0.024559 | 0.28069 | 0.05198 | 0.51778 | 0.17261
[7 empty] | 0.1484 | 0.023016 | 0.29254 | 0.065972 | 0.57967 | 0.16864
[7 empty] | 0.15259 | 0.01756 | 0.25767 | 0.076831 | 0.59609 | 0.13725
[7 empty] | 0.16871 | 0.013964 | 0.23209 | 0.092157 | 0.5971 | 0.11698
[7 empty] | 0.17622 | 0.012018 | 0.21515 | 0.10833 | 0.59248 | 0.10564
[7 empty] | 0.1771 | 0.011806 | 0.21131 | 0.12113 | 0.58106 | 0.098462
[7 empty] | 0.19887 | 0.012253 | 0.21634 | 0.12326 | 0.55085 | 0.085393
[7 empty] | 0.23732 | 0.011899 | 0.23295 | 0.11222 | 0.49995 | 0.066025
[7 empty] | 0.26299 | 0.011005 | 0.2594 | 0.10221 | 0.43323 | 0.054525
[7 empty] | 0.23823 | 0.0092066 | 0.26749 | 0.096288 | 0.35812 | 0.062342
[7 empty] | 0.18637 | 0.0050239 | 0.26663 | 0.093978 | 0.301 | 0.084292
[7 empty] | 0.10442 | 0.0034312 | 0.2335 | 0.094899 | 0.24825 | 0.10942
[7 empty] | 0.070236 | 0.0052055 | 0.22694 | 0.11194 | 0.25269 | 0.14388
[7 empty] | 0.055348 | 0.0076678 | 0.21117 | 0.12527 | 0.25895 | 0.15498
[7 empty] | 0.045809 | 0.01072 | 0.19196 | 0.13495 | 0.26209 | 0.15058
[7 empty] | 0.046613 | 0.017067 | 0.19919 | 0.15982 | 0.28176 | 0.15939
[7 empty] | 0.048649 | 0.02476 | 0.20733 | 0.17772 | 0.28288 | 0.16346
[7 empty] | 0.051429 | 0.035338 | 0.2184 | 0.18113 | 0.26856 | 0.16575
[7 empty] | 0.051268 | 0.04794 | 0.22433 | 0.16979 | 0.24866 | 0.16076
[7 empty] | 0.04278 | 0.06383 | 0.24579 | 0.1602 | 0.26751 | 0.15955
[7 empty] | 0.03698 | 0.089142 | 0.27755 | 0.15199 | 0.32418 | 0.16013
[7 empty] | 0.05091 | 0.10702 | 0.27615 | 0.14254 | 0.26937 | 0.15078
[7 empty] | 0.061015 | 0.1379 | 0.27956 | 0.14746 | 0.16981 | 0.1519
[7 empty] | 0.058943 | 0.17322 | 0.27783 | 0.16049 | 0.1166 | 0.15377
[7 empty] | 0.054106 | 0.20811 | 0.26399 | 0.17827 | 0.10351 | 0.15411
[7 empty] | 0.053061 | 0.26002 | 0.24727 | 0.20086 | 0.10623 | 0.15717
[7 empty] | 0.053878 | 0.28813 | 0.19946 | 0.20355 | 0.10527 | 0.13173
[7 empty] | 0.06001 | 0.31744 | 0.17548 | 0.20746 | 0.11733 | 0.11512
[7 empty] | 0.067204 | 0.341 | 0.15865 | 0.21664 | 0.12858 | 0.10282
[7 empty] | 0.078219 | 0.36321 | 0.15215 | 0.23554 | 0.13848 | 0.093863
[7 empty] | 0.090884 | 0.38004 | 0.15066 | 0.25852 | 0.14112 | 0.07972
[7 empty] | 0.10099 | 0.39111 | 0.15358 | 0.27351 | 0.13801 | 0.063719
[7 empty] | 0.10388 | 0.40787 | 0.15791 | 0.27195 | 0.12611 | 0.05801
[7 empty] | 0.089588 | 0.38237 | 0.15302 | 0.2351 | 0.1111 | 0.069569
[7 empty] | 0.063589 | 0.35654 | 0.13724 | 0.17936 | 0.090335 | 0.078112
[7 empty] | 0.041273 | 0.29628 | 0.10616 | 0.1165 | 0.064983 | 0.087955
[7 empty] | 0.038791 | 0.26437 | 0.09559 | 0.10439 | 0.066774 | 0.12087
[7 empty] | 0.037983 | 0.23073 | 0.081664 | 0.1053 | 0.075359 | 0.15672
[7 empty] | 0.036552 | 0.20764 | 0.068553 | 0.10914 | 0.087845 | 0.18454
[7 empty] | 0.040235 | 0.21704 | 0.064949 | 0.12052 | 0.11122 | 0.22664
[7 empty] | 0.03952 | 0.24259 | 0.060129 | 0.1179 | 0.12273 | 0.24262
[7 empty] | 0.036045 | 0.26895 | 0.056962 | 0.10827 | 0.13366 | 0.23194
[7 empty] | 0.031924 | 0.27782 | 0.053278 | 0.098348 | 0.15924 | 0.20765
[7 empty] | 0.025527 | 0.29623 | 0.048441 | 0.094803 | 0.24857 | 0.19645
[7 empty] | 0.023928 | 0.28594 | 0.048143 | 0.10941 | 0.43287 | 0.19642
[7 empty] | 0.034593 | 0.24381 | 0.058558 | 0.13362 | 0.5086 | 0.18569
[7 empty] | 0.041245 | 0.21976 | 0.066991 | 0.15509 | 0.51624 | 0.19021
[7 empty] | 0.037511 | 0.20219 | 0.071326 | 0.16649 | 0.45117 | 0.1929
[7 empty] | 0.029649 | 0.1934 | 0.072621 | 0.17418 | 0.37143 | 0.19621
[7 empty] | 0.019532 | 0.20186 | 0.074349 | 0.19508 | 0.37055 | 0.20627
[7 empty] | 0.013605 | 0.19856 | 0.071335 | 0.19578 | 0.37468 | 0.18966
[7 empty] | 0.012077 | 0.20622 | 0.074941 | 0.19305 | 0.38489 | 0.18845
[7 empty] | 0.011525 | 0.21061 | 0.08056 | 0.18036 | 0.38042 | 0.19944
[7 empty] | 0.011006 | 0.20987 | 0.089953 | 0.16113 | 0.36154 | 0.21781
[7 empty] | 0.010038 | 0.20041 | 0.096938 | 0.13572 | 0.33 | 0.23058
[7 empty] | 0.01021 | 0.17712 | 0.10334 | 0.10914 | 0.30331 | 0.23392
[7 empty] | 0.013354 | 0.15418 | 0.11166 | 0.085943 | 0.28863 | 0.23687
[7 empty] | 0.016982 | 0.12643 | 0.11444 | 0.066081 | 0.2712 | 0.23748
[7 empty] | 0.015101 | 0.11199 | 0.10652 | 0.042805 | 0.26732 | 0.25576
[7 empty] | 0.01154 | 0.10237 | 0.084867 | 0.028114 | 0.21692 | 0.23768
[7 empty] | 0.013637 | 0.10158 | 0.081799 | 0.027731 | 0.19498 | 0.23824
[7 empty] | 0.014586 | 0.090465 | 0.081761 | 0.028763 | 0.16434 | 0.22943
[7 empty] | 0.015274 | 0.076748 | 0.082134 | 0.028967 | 0.13226 | 0.21723
[7 empty] | 0.019214 | 0.071865 | 0.093396 | 0.031689 | 0.12176 | 0.22571
[7 empty] | 0.024008 | 0.065779 | 0.10069 | 0.032343 | 0.12102 | 0.22834
[7 empty] | 0.027909 | 0.059849 | 0.10395 | 0.029832 | 0.12492 | 0.23147
[7 empty] | 0.030338 | 0.051397 | 0.10454 | 0.024954 | 0.12283 | 0.24425
[7 empty] | 0.031294 | 0.040882 | 0.11837 | 0.017147 | 0.11121 | 0.3085
[7 empty] | 0.03742 | 0.036341 | 0.15505 | 0.011868 | 0.096039 | 0.39714
[7 empty] | 0.066814 | 0.03894 | 0.18931 | 0.025456 | 0.097456 | 0.41765
[7 empty] | 0.10129 | 0.048108 | 0.21578 | 0.080697 | 0.12752 | 0.43135
[7 empty] | 0.11815 | 0.05642 | 0.23736 | 0.16274 | 0.17201 | 0.43421
[7 empty] | 0.12733 | 0.064079 | 0.25859 | 0.2502 | 0.22239 | 0.4302
[7 empty] | 0.15408 | 0.074149 | 0.29237 | 0.36864 | 0.28073 | 0.43023
[7 empty] | 0.16851 | 0.07591 | 0.30815 | 0.45368 | 0.31356 | 0.40103
[7 empty] | 0.17808 | 0.07989 | 0.3234 | 0.52507 | 0.3482 | 0.37424
[7 empty] | 0.17631 | 0.083317 | 0.33519 | 0.57534 | 0.38107 | 0.35222
[7 empty] | 0.16636 | 0.08727 | 0.34813 | 0.6001 | 0.41999 | 0.33612
[7 empty] | 0.15594 | 0.089811 | 0.35143 | 0.60824 | 0.46185 | 0.31929
[7 empty] | 0.14947 | 0.092196 | 0.35724 | 0.59353 | 0.49824 | 0.30183
[7 empty] | 0.15722 | 0.095004 | 0.35763 | 0.54602 | 0.54019 | 0.28643
[7 empty] | 0.16916 | 0.091445 | 0.32761 | 0.43802 | 0.57923 | 0.26201
[7 empty] | 0.16479 | 0.08149 | 0.29055 | 0.33717 | 0.59831 | 0.24476
[7 empty] | 0.14667 | 0.058507 | 0.21509 | 0.20919 | 0.55466 | 0.19224
[7 empty] | 0.15318 | 0.05321 | 0.18239 | 0.15659 | 0.5414 | 0.17788
[7 empty] | 0.16655 | 0.04951 | 0.16467 | 0.1449 | 0.52138 | 0.16287
[7 empty] | 0.18363 | 0.045667 | 0.15615 | 0.14876 | 0.51304 | 0.14764
[7 empty] | 0.21262 | 0.050332 | 0.17106 | 0.17405 | 0.54579 | 0.15408
[7 empty] | 0.20145 | 0.056764 | 0.18343 | 0.19058 | 0.55746 | 0.16154
[7 empty] | 0.1681 | 0.064072 | 0.19547 | 0.20553 | 0.55094 | 0.17373
[7 empty] | 0.13585 | 0.069951 | 0.20964 | 0.24073 | 0.53556 | 0.19078
[7 empty] | 0.11172 | 0.078129 | 0.25177 | 0.34699 | 0.57957 | 0.23588
[7 empty] | 0.086043 | 0.097154 | 0.31454 | 0.49155 | 0.6234 | 0.34204
[7 empty] | 0.082609 | 0.11798 | 0.32321 | 0.54527 | 0.5564 | 0.42155
[7 empty] | 0.083609 | 0.1488 | 0.32677 | 0.57463 | 0.51104 | 0.4383
[7 empty] | 0.087509 | 0.1744 | 0.31279 | 0.58885 | 0.50559 | 0.40975
[7 empty] | 0.10059 | 0.18932 | 0.29166 | 0.57974 | 0.50498 | 0.36956
[7 empty] | 0.13116 | 0.20396 | 0.28383 | 0.56502 | 0.50394 | 0.36182
[7 empty] | 0.15959 | 0.18411 | 0.2482 | 0.52356 | 0.46851 | 0.34105
[7 empty] | 0.18759 | 0.17211 | 0.22423 | 0.49524 | 0.43491 | 0.34424
[7 empty] | 0.19573 | 0.16457 | 0.20026 | 0.46766 | 0.39689 | 0.35707
[7 empty] | 0.18773 | 0.16313 | 0.178 | 0.43522 | 0.35776 | 0.37613
[7 empty] | 0.17047 | 0.1646 | 0.15009 | 0.39158 | 0.31988 | 0.38632
[7 empty] | 0.15799 | 0.16624 | 0.12144 | 0.33758 | 0.28693 | 0.36987
[7 empty] | 0.13262 | 0.16598 | 0.097599 | 0.30732 | 0.26819 | 0.33948
[7 empty] | 0.10528 | 0.151 | 0.075328 | 0.29545 | 0.26534 | 0.29107
[7 empty] | 0.073533 | 0.13026 | 0.058227 | 0.31599 | 0.26608 | 0.26464
[7 empty] | 0.055334 | 0.10272 | 0.042028 | 0.34653 | 0.24092 | 0.23855
[7 empty] | 0.064751 | 0.093564 | 0.040949 | 0.37476 | 0.26588 | 0.24466
[7 empty] | 0.087576 | 0.083501 | 0.040374 | 0.37167 | 0.31308 | 0.24815
[7 empty] | 0.11376 | 0.073216 | 0.038714 | 0.36015 | 0.36132 | 0.25348
[7 empty] | 0.14341 | 0.07536 | 0.041741 | 0.37722 | 0.40058 | 0.28464
[7 empty] | 0.13994 | 0.080631 | 0.042828 | 0.38349 | 0.36648 | 0.31372
[7 empty] | 0.11839 | 0.088007 | 0.044162 | 0.37816 | 0.29452 | 0.32844
[7 empty] | 0.095668 | 0.098563 | 0.046007 | 0.35376 | 0.23366 | 0.3264
[7 empty] | 0.081069 | 0.11654 | 0.046227 | 0.34453 | 0.23609 | 0.3501
[7 empty] | 0.080717 | 0.14586 | 0.049687 | 0.31194 | 0.29307 | 0.36982
[7 empty] | 0.11743 | 0.15454 | 0.063262 | 0.26072 | 0.3276 | 0.34886
[7 empty] | 0.16607 | 0.16864 | 0.082924 | 0.24624 | 0.34111 | 0.3298
[7 empty] | 0.19197 | 0.1782 | 0.10225 | 0.25165 | 0.33839 | 0.30592
[7 empty] | 0.20205 | 0.18577 | 0.12156 | 0.2633 | 0.32944 | 0.27527
[7 empty] | 0.23209 | 0.19658 | 0.14702 | 0.26426 | 0.33342 | 0.24299
[7 empty] | 0.24334 | 0.19588 | 0.15588 | 0.23941 | 0.31383 | 0.18998
[7 empty] | 0.23395 | 0.22491 | 0.21515 | 0.21807 | 0.24812 | 0.15609
[7 empty] | 0.25582 | 0.23367 | 0.2388 | 0.20207 | 0.23557 | 0.1354
[7 empty] | 0.28083 | 0.2399 | 0.25986 | 0.19059 | 0.22651 | 0.1238
[7 empty] | 0.29794 | 0.24131 | 0.27176 | 0.1716 | 0.21816 | 0.11095
[7 empty] | 0.29701 | 0.23435 | 0.26536 | 0.14113 | 0.21256 | 0.091562
[7 empty] | 0.30654 | 0.22384 | 0.25545 | 0.1131 | 0.19823 | 0.077741
[7 empty] | 0.34638 | 0.22591 | 0.25881 | 0.10351 | 0.16431 | 0.079501
[7 empty] | 0.37055 | 0.23387 | 0.26685 | 0.13128 | 0.12611 | 0.098791
[7 empty] | 0.38487 | 0.24298 | 0.26963 | 0.18413 | 0.096597 | 0.12083
[7 empty] | 0.3824 | 0.23455 | 0.24196 | 0.21818 | 0.077169 | 0.13864
[7 empty] | 0.37429 | 0.24698 | 0.22743 | 0.20634 | 0.07179 | 0.1497
[7 empty] | 0.35573 | 0.2578 | 0.21263 | 0.16427 | 0.06651 | 0.15187
[7 empty] | 0.38114 | 0.30297 | 0.24764 | 0.15657 | 0.069996 | 0.1726
[7 empty] | 0.40978 | 0.35686 | 0.29802 | 0.17768 | 0.064892 | 0.20012
[7 empty] | 0.44137 | 0.41368 | 0.35066 | 0.21288 | 0.05654 | 0.22669
[7 empty] | 0.51704 | 0.48746 | 0.38725 | 0.23493 | 0.050719 | 0.24601
[7 empty] | 0.59625 | 0.54334 | 0.38354 | 0.19479 | 0.057215 | 0.23224
[7 empty] | 0.61336 | 0.56498 | 0.37374 | 0.10722 | 0.10367 | 0.18729
[7 empty] | 0.60721 | 0.60037 | 0.39203 | 0.051599 | 0.19799 | 0.14675
[7 empty] | 0.61741 | 0.65712 | 0.4374 | 0.033193 | 0.24296 | 0.13748
[7 empty] | 0.63559 | 0.71113 | 0.49078 | 0.029638 | 0.23319 | 0.14164
[7 empty] | 0.64549 | 0.75122 | 0.54059 | 0.030165 | 0.20782 | 0.15092
[7 empty] | 0.63133 | 0.7729 | 0.58957 | 0.030237 | 0.20303 | 0.16263
[7 empty] | 0.59116 | 0.78048 | 0.62447 | 0.030727 | 0.19907 | 0.16119
[7 empty] | 0.56611 | 0.78852 | 0.65234 | 0.032826 | 0.1909 | 0.15771
[7 empty] | 0.53875 | 0.79531 | 0.6766 | 0.036168 | 0.17405 | 0.15408
[7 empty] | 0.51421 | 0.8017 | 0.70012 | 0.039186 | 0.15512 | 0.15288
[7 empty] | 0.49996 | 0.80356 | 0.71795 | 0.042274 | 0.1486 | 0.15695
[7 empty] | 0.50858 | 0.79982 | 0.73448 | 0.042595 | 0.15818 | 0.16563
[7 empty] | 0.52259 | 0.79273 | 0.75361 | 0.045152 | 0.16097 | 0.16909
[7 empty] | 0.51886 | 0.78324 | 0.77561 | 0.056202 | 0.13185 | 0.15289
[7 empty] | 0.48238 | 0.75618 | 0.79696 | 0.078152 | 0.077358 | 0.11921
[7 empty] | 0.42789 | 0.73269 | 0.81163 | 0.099602 | 0.040275 | 0.091795
[7 empty] | 0.35757 | 0.69403 | 0.8041 | 0.10484 | 0.022886 | 0.06875
[7 empty] | 0.31124 | 0.66948 | 0.79342 | 0.1054 | 0.018011 | 0.055022
[7 empty] | 0.28739 | 0.6547 | 0.78583 | 0.097692 | 0.015095 | 0.043627
[7 empty] | 0.31356 | 0.68236 | 0.79445 | 0.11278 | 0.016875 | 0.041959
[7 empty] | 0.35029 | 0.70873 | 0.7961 | 0.14571 | 0.01832 | 0.041909
[7 empty] | 0.39222 | 0.74439 | 0.80135 | 0.18785 | 0.02122 | 0.041115
[7 empty] | 0.46383 | 0.79424 | 0.8232 | 0.22755 | 0.025538 | 0.036798
[7 empty] | 0.5325 | 0.82335 | 0.84046 | 0.23255 | 0.036801 | 0.0322
[7 empty] | 0.51323 | 0.83212 | 0.84011 | 0.18471 | 0.070232 | 0.031861
[7 empty] | 0.45238 | 0.83847 | 0.83749 | 0.14975 | 0.1394 | 0.035632
[7 empty] | 0.39683 | 0.84584 | 0.83478 | 0.14075 | 0.178 | 0.04432
[7 empty] | 0.34174 | 0.85127 | 0.83139 | 0.16237 | 0.17948 | 0.055163
[7 empty] | 0.30819 | 0.85378 | 0.82277 | 0.19721 | 0.16519 | 0.060052
[7 empty] | 0.3038 | 0.85407 | 0.81158 | 0.22463 | 0.15148 | 0.060312
[7 empty] | 0.29979 | 0.85201 | 0.79317 | 0.22238 | 0.13761 | 0.055273
[7 empty] | 0.29839 | 0.84891 | 0.77696 | 0.21958 | 0.12591 | 0.050874
[7 empty] | 0.29086 | 0.84493 | 0.76363 | 0.21601 | 0.11851 | 0.04801
[7 empty] | 0.27149 | 0.84273 | 0.75471 | 0.20927 | 0.11158 | 0.044435
[7 empty] | 0.24693 | 0.8391 | 0.74784 | 0.19724 | 0.10529 | 0.042279
[7 empty] | 0.22388 | 0.8305 | 0.74254 | 0.18698 | 0.10161 | 0.042443
[7 empty] | 0.20726 | 0.81936 | 0.72755 | 0.19524 | 0.093881 | 0.042498
[7 empty] | 0.19723 | 0.8052 | 0.71609 | 0.22822 | 0.076119 | 0.038137
[7 empty] | 0.18949 | 0.768 | 0.67518 | 0.27105 | 0.06961 | 0.028823
[7 empty] | 0.18224 | 0.72362 | 0.64669 | 0.30973 | 0.066001 | 0.018446
[7 empty] | 0.18353 | 0.65877 | 0.61254 | 0.31463 | 0.063925 | 0.012184
[7 empty] | 0.19614 | 0.61633 | 0.57814 | 0.29577 | 0.068252 | 0.011236
[7 empty] | 0.21497 | 0.59022 | 0.54065 | 0.26069 | 0.071952 | 0.010984
[7 empty] | 0.25767 | 0.59552 | 0.55426 | 0.25593 | 0.089434 | 0.014392
[7 empty] | 0.28057 | 0.58778 | 0.57088 | 0.2636 | 0.1105 | 0.020649
[7 empty] | 0.29459 | 0.57969 | 0.59384 | 0.27441 | 0.13006 | 0.027511
[7 empty] | 0.31528 | 0.56894 | 0.63952 | 0.2851 | 0.14885 | 0.033374
[7 empty] | 0.33934 | 0.52903 | 0.67506 | 0.26482 | 0.1587 | 0.037086
[7 empty] | 0.34902 | 0.45732 | 0.66458 | 0.20598 | 0.14284 | 0.039331
[7 empty] | 0.36881 | 0.40745 | 0.65202 | 0.16218 | 0.1331 | 0.041056
[7 empty] | 0.3944 | 0.3839 | 0.63756 | 0.1486 | 0.13962 | 0.036436
[7 empty] | 0.41422 | 0.37443 | 0.61814 | 0.15141 | 0.14334 | 0.033457
[7 empty] | 0.41586 | 0.36302 | 0.59801 | 0.16 | 0.14864 | 0.03124
[7 empty] | 0.41784 | 0.35182 | 0.58542 | 0.16161 | 0.16129 | 0.028974
[7 empty] | 0.39354 | 0.32766 | 0.56376 | 0.14249 | 0.16306 | 0.026842
[7 empty] | 0.3668 | 0.31386 | 0.54965 | 0.12427 | 0.16267 | 0.026307
[7 empty] | 0.33823 | 0.313 | 0.5387 | 0.1108 | 0.16732 | 0.027584
[7 empty] | 0.31589 | 0.31641 | 0.5247 | 0.10415 | 0.17095 | 0.031315
[7 empty] | 0.28568 | 0.31419 | 0.50316 | 0.10148 | 0.16824 | 0.037321
[7 empty] | 0.25406 | 0.30513 | 0.47999 | 0.095666 | 0.15965 | 0.049338
[7 empty] | 0.22755 | 0.29496 | 0.45382 | 0.089271 | 0.16433 | 0.074504
[7 empty] | 0.2221 | 0.28838 | 0.43076 | 0.082315 | 0.19601 | 0.10384
[7 empty] | 0.23359 | 0.28062 | 0.39537 | 0.081464 | 0.24162 | 0.11318
[7 empty] | 0.23446 | 0.27378 | 0.37441 | 0.072773 | 0.256 | 0.10353
[7 empty] | 0.2184 | 0.26298 | 0.34891 | 0.066929 | 0.23526 | 0.078079
[7 empty] | 0.19101 | 0.25314 | 0.33976 | 0.070324 | 0.21242 | 0.05776
[7 empty] | 0.16318 | 0.23474 | 0.33308 | 0.069907 | 0.19214 | 0.043104
[7 empty] | 0.17088 | 0.22874 | 0.3656 | 0.079814 | 0.21937 | 0.045123
[7 empty] | 0.17828 | 0.20827 | 0.39129 | 0.09042 | 0.27369 | 0.055737
[7 empty] | 0.18396 | 0.17689 | 0.40156 | 0.10254 | 0.35114 | 0.072448
[7 empty] | 0.18781 | 0.14395 | 0.39987 | 0.11422 | 0.45148 | 0.085406
[7 empty] | 0.17334 | 0.12299 | 0.36069 | 0.11983 | 0.51947 | 0.091683
[7 empty] | 0.11855 | 0.14867 | 0.28609 | 0.12133 | 0.48892 | 0.090537
[7 empty] | 0.070594 | 0.20237 | 0.22747 | 0.12816 | 0.42003 | 0.088062
[7 empty] | 0.055636 | 0.25759 | 0.1892 | 0.13303 | 0.36827 | 0.083106
[7 empty] | 0.053905 | 0.29473 | 0.16549 | 0.14373 | 0.32894 | 0.085005
[7 empty] | 0.056155 | 0.30369 | 0.14915 | 0.15612 | 0.29323 | 0.091316
[7 empty] | 0.055931 | 0.30304 | 0.13879 | 0.16621 | 0.26577 | 0.097569
[7 empty] | 0.049241 | 0.30344 | 0.12596 | 0.16013 | 0.23324 | 0.1002
[7 empty] | 0.045751 | 0.31508 | 0.1179 | 0.15674 | 0.21357 | 0.10341
[7 empty] | 0.051923 | 0.3233 | 0.11336 | 0.15234 | 0.21721 | 0.10831
[7 empty] | 0.063213 | 0.33803 | 0.10726 | 0.15008 | 0.2335 | 0.11175
[7 empty] | 0.080088 | 0.35696 | 0.096617 | 0.14316 | 0.2514 | 0.11573
[7 empty] | 0.10139 | 0.36673 | 0.080952 | 0.13324 | 0.26512 | 0.12188
[7 empty] | 0.13439 | 0.36235 | 0.064893 | 0.1276 | 0.27333 | 0.13821
[7 empty] | 0.19029 | 0.34954 | 0.054292 | 0.1352 | 0.2812 | 0.16624
[7 empty] | 0.2602 | 0.31994 | 0.049282 | 0.1493 | 0.27083 | 0.19014
[7 empty] | 0.32831 | 0.28727 | 0.034387 | 0.15622 | 0.25343 | 0.20346
[7 empty] | 0.37453 | 0.24941 | 0.024892 | 0.15565 | 0.20625 | 0.19209
[7 empty] | 0.39656 | 0.22762 | 0.023061 | 0.1701 | 0.17069 | 0.18037
[7 empty] | 0.39371 | 0.20966 | 0.019155 | 0.1934 | 0.14165 | 0.16016
[7 empty] | 0.40858 | 0.21118 | 0.020313 | 0.26319 | 0.14859 | 0.17531
[7 empty] | 0.42809 | 0.21617 | 0.02285 | 0.35154 | 0.16958 | 0.2087
[7 empty] | 0.44775 | 0.22726 | 0.024414 | 0.43244 | 0.19915 | 0.25409
[7 empty] | 0.48415 | 0.25313 | 0.019902 | 0.49029 | 0.24456 | 0.30641
[7 empty] | 0.50748 | 0.28923 | 0.016408 | 0.4992 | 0.26997 | 0.3411
[7 empty] | 0.47947 | 0.31859 | 0.019237 | 0.44687 | 0.22868 | 0.33424
[7 empty] | 0.44454 | 0.36076 | 0.021323 | 0.37797 | 0.16985 | 0.31712
[7 empty] | 0.45119 | 0.42147 | 0.022921 | 0.33758 | 0.14716 | 0.30995
[7 empty] | 0.48546 | 0.49688 | 0.022879 | 0.33598 | 0.14063 | 0.32159
[7 empty] | 0.52834 | 0.57077 | 0.022476 | 0.34502 | 0.1329 | 0.33622
[7 empty] | 0.55704 | 0.63573 | 0.023545 | 0.33963 | 0.12225 | 0.34638
[7 empty] | 0.55985 | 0.67677 | 0.025964 | 0.30312 | 0.10228 | 0.32906
[7 empty] | 0.55584 | 0.71095 | 0.028521 | 0.27658 | 0.08707 | 0.32158
[7 empty] | 0.55045 | 0.74039 | 0.032243 | 0.25762 | 0.089327 | 0.31248
[7 empty] | 0.54204 | 0.76047 | 0.037302 | 0.24315 | 0.098588 | 0.30568
[7 empty] | 0.52398 | 0.76603 | 0.04636 | 0.2207 | 0.10766 | 0.29448
[7 empty] | 0.49857 | 0.75875 | 0.059457 | 0.18763 | 0.11245 | 0.27576
[7 empty] | 0.47269 | 0.74346 | 0.078099 | 0.1581 | 0.126 | 0.26979
[7 empty] | 0.45687 | 0.72978 | 0.10004 | 0.14435 | 0.17759 | 0.30324
[7 empty] | 0.4339 | 0.70437 | 0.1255 | 0.14286 | 0.25836 | 0.36494
[7 empty] | 0.39365 | 0.68471 | 0.12573 | 0.14042 | 0.31839 | 0.42964
[7 empty] | 0.32612 | 0.64415 | 0.11014 | 0.13118 | 0.33002 | 0.44464
[7 empty] | 0.28419 | 0.6007 | 0.10333 | 0.1231 | 0.29448 | 0.41288
[7 empty] | 0.25284 | 0.54934 | 0.09151 | 0.11695 | 0.24409 | 0.35857
[7 empty] | 0.26719 | 0.52353 | 0.10096 | 0.13701 | 0.23967 | 0.35875
[7 empty] | 0.30344 | 0.49309 | 0.11989 | 0.16167 | 0.26614 | 0.37485
[7 empty] | 0.34574 | 0.47011 | 0.14007 | 0.17874 | 0.31025 | 0.40363
[7 empty] | 0.40133 | 0.44665 | 0.15465 | 0.1798 | 0.36644 | 0.44506
[7 empty] | 0.43576 | 0.39031 | 0.16209 | 0.1422 | 0.37327 | 0.47119
[7 empty] | 0.38991 | 0.31366 | 0.15537 | 0.087402 | 0.29068 | 0.44496
[7 empty] | 0.32298 | 0.25999 | 0.14691 | 0.048355 | 0.17755 | 0.40511
[7 empty] | 0.31043 | 0.22625 | 0.13528 | 0.030602 | 0.1419 | 0.38692
[7 empty] | 0.32658 | 0.20377 | 0.11908 | 0.024718 | 0.1563 | 0.38939
[7 empty] | 0.34695 | 0.18197 | 0.10369 | 0.023043 | 0.18694 | 0.39916
[7 empty] | 0.35752 | 0.16487 | 0.088845 | 0.020026 | 0.20659 | 0.39879
[7 empty] | 0.34006 | 0.13505 | 0.07248 | 0.016917 | 0.1977 | 0.35967
[7 empty] | 0.33649 | 0.10787 | 0.059599 | 0.015091 | 0.18419 | 0.32719
[7 empty] | 0.354 | 0.09192 | 0.050721 | 0.014462 | 0.18265 | 0.30682
[7 empty] | 0.37731 | 0.079736 | 0.043949 | 0.014222 | 0.18219 | 0.29348
[7 empty] | 0.39855 | 0.072281 | 0.038355 | 0.014347 | 0.17396 | 0.27139
[7 empty] | 0.41259 | 0.069498 | 0.032681 | 0.014251 | 0.1577 | 0.24228
[7 empty] | 0.43605 | 0.072719 | 0.028361 | 0.014299 | 0.15429 | 0.22702
[7 empty] | 0.47994 | 0.083224 | 0.027676 | 0.015111 | 0.18334 | 0.24801
[7 empty] | 0.50458 | 0.097205 | 0.03088 | 0.017194 | 0.23637 | 0.30017
[7 empty] | 0.51359 | 0.098973 | 0.030361 | 0.017263 | 0.26818 | 0.352
[7 empty] | 0.48496 | 0.098418 | 0.031128 | 0.020396 | 0.26502 | 0.35294
[7 empty] | 0.46137 | 0.10613 | 0.03562 | 0.023445 | 0.247 | 0.2929
[7 empty] | 0.43451 | 0.10989 | 0.037685 | 0.022901 | 0.21624 | 0.22364
[7 empty] | 0.44858 | 0.11958 | 0.048578 | 0.029517 | 0.2331 | 0.19813
[7 empty] | 0.46173 | 0.11222 | 0.056363 | 0.041415 | 0.25916 | 0.19351
[7 empty] | 0.48035 | 0.095252 | 0.058771 | 0.05615 | 0.28607 | 0.19945
[7 empty] | 0.51147 | 0.07357 | 0.054774 | 0.067703 | 0.32916 | 0.21613
[7 empty] | 0.50012 | 0.056493 | 0.051229 | 0.067424 | 0.3432 | 0.2207
[7 empty] | 0.41771 | 0.055018 | 0.056484 | 0.058877 | 0.26807 | 0.20631
[7 empty] | 0.31666 | 0.059574 | 0.06974 | 0.051272 | 0.17066 | 0.20037
[7 empty] | 0.2844 | 0.066836 | 0.090527 | 0.049989 | 0.1515 | 0.19717
[7 empty] | 0.28916 | 0.073263 | 0.11507 | 0.053217 | 0.16607 | 0.1989
[7 empty] | 0.30914 | 0.079599 | 0.13866 | 0.057968 | 0.19114 | 0.19606
[7 empty] | 0.31908 | 0.090965 | 0.16073 | 0.060315 | 0.20589 | 0.19584
[7 empty] | 0.29986 | 0.10473 | 0.16984 | 0.057345 | 0.19628 | 0.17242
[7 empty] | 0.29344 | 0.12347 | 0.17606 | 0.057921 | 0.18442 | 0.14591
[7 empty] | 0.30764 | 0.151 | 0.18309 | 0.061276 | 0.18145 | 0.12332
[7 empty] | 0.32968 | 0.18474 | 0.18932 | 0.066401 | 0.18299 | 0.11258
[7 empty] | 0.33183 | 0.22798 | 0.19505 | 0.072249 | 0.18377 | 0.12331
[7 empty] | 0.32796 | 0.27643 | 0.2011 | 0.074859 | 0.17708 | 0.17471
[7 empty] | 0.3513 | 0.32549 | 0.21422 | 0.073087 | 0.1795 | 0.2531
[7 empty] | 0.43664 | 0.36835 | 0.23621 | 0.067103 | 0.20149 | 0.31683
[7 empty] | 0.56115 | 0.38551 | 0.26535 | 0.060397 | 0.23716 | 0.31214
[7 empty] | 0.65179 | 0.38896 | 0.28131 | 0.048741 | 0.25381 | 0.26348
[7 empty] | 0.6905 | 0.36464 | 0.26526 | 0.040511 | 0.24025 | 0.18762
[7 empty] | 0.69347 | 0.34316 | 0.25022 | 0.03909 | 0.22473 | 0.13265
[7 empty] | 0.67432 | 0.31724 | 0.22783 | 0.038856 | 0.20486 | 0.090409
[7 empty] | 0.66415 | 0.33053 | 0.24079 | 0.046584 | 0.21107 | 0.080955
[7 empty] | 0.64712 | 0.3466 | 0.24982 | 0.056305 | 0.21709 | 0.083769
[7 empty] | 0.63227 | 0.3676 | 0.25945 | 0.064107 | 0.22489 | 0.094729
[7 empty] | 0.65349 | 0.41167 | 0.28569 | 0.066992 | 0.24127 | 0.10431
[7 empty] | 0.67823 | 0.45578 | 0.33526 | 0.063413 | 0.25644 | 0.10541
[7 empty] | 0.6802 | 0.46697 | 0.37153 | 0.065612 | 0.24867 | 0.092943
[7 empty] | 0.66905 | 0.4664 | 0.40486 | 0.069582 | 0.22562 | 0.091222
[7 empty] | 0.67783 | 0.45019 | 0.42773 | 0.079565 | 0.20246 | 0.079684
[7 empty] | 0.69773 | 0.42186 | 0.43862 | 0.098392 | 0.17458 | 0.070039
[7 empty] | 0.71715 | 0.38968 | 0.44406 | 0.12047 | 0.13769 | 0.066153
[7 empty] | 0.72835 | 0.36876 | 0.46189 | 0.12895 | 0.10284 | 0.066465
[7 empty] | 0.72559 | 0.3414 | 0.46187 | 0.12794 | 0.079438 | 0.063797
[7 empty] | 0.72582 | 0.32374 | 0.47702 | 0.12353 | 0.068916 | 0.061324
[7 empty] | 0.73135 | 0.30985 | 0.50179 | 0.1087 | 0.066289 | 0.058874
[7 empty] | 0.7405 | 0.29778 | 0.53232 | 0.089102 | 0.066683 | 0.060505
[7 empty] | 0.74556 | 0.29016 | 0.56691 | 0.076719 | 0.069909 | 0.070322
[7 empty] | 0.7383 | 0.28914 | 0.6028 | 0.080946 | 0.076631 | 0.094936
[7 empty] | 0.72002 | 0.29123 | 0.63475 | 0.096011 | 0.08788 | 0.1245
[7 empty] | 0.70665 | 0.29555 | 0.65939 | 0.10541 | 0.099547 | 0.13347
[7 empty] | 0.6819 | 0.28758 | 0.66414 | 0.091003 | 0.11164 | 0.10358
[7 empty] | 0.65056 | 0.25639 | 0.66298 | 0.064837 | 0.10825 | 0.065068
[7 empty] | 0.59442 | 0.21492 | 0.63536 | 0.043736 | 0.091145 | 0.04361
[7 empty] | 0.55219 | 0.18387 | 0.59242 | 0.032984 | 0.080887 | 0.045477
[7 empty] | 0.52595 | 0.15659 | 0.53469 | 0.024792 | 0.069492 | 0.050512
[7 empty] | 0.55474 | 0.15972 | 0.52222 | 0.026588 | 0.069102 | 0.067249
[7 empty] | 0.58737 | 0.181 | 0.51652 | 0.03089 | 0.068083 | 0.083672
[7 empty] | 0.62529 | 0.21242 | 0.52731 | 0.036508 | 0.066777 | 0.10108
[7 empty] | 0.66413 | 0.25965 | 0.5818 | 0.038499 | 0.064684 | 0.10867
[7 empty] | 0.6555 | 0.32164 | 0.662 | 0.038324 | 0.062004 | 0.10762
[7 empty] | 0.55558 | 0.35513 | 0.70459 | 0.040228 | 0.054614 | 0.097741
[7 empty] | 0.44687 | 0.37727 | 0.73769 | 0.042397 | 0.055425 | 0.09299
[7 empty] | 0.41526 | 0.37994 | 0.75698 | 0.04295 | 0.060382 | 0.084527
[7 empty] | 0.42947 | 0.37206 | 0.77429 | 0.043474 | 0.063243 | 0.076319
[7 empty] | 0.46038 | 0.36405 | 0.78683 | 0.044449 | 0.066063 | 0.070347
[7 empty] | 0.48435 | 0.37171 | 0.79563 | 0.048373 | 0.065641 | 0.07128
[7 empty] | 0.4807 | 0.36833 | 0.79937 | 0.051253 | 0.059675 | 0.066305
[7 empty] | 0.4799 | 0.36373 | 0.80854 | 0.054719 | 0.05179 | 0.061459
[7 empty] | 0.47625 | 0.35502 | 0.81414 | 0.056712 | 0.049728 | 0.052779
[7 empty] | 0.46605 | 0.34165 | 0.81893 | 0.063117 | 0.05059 | 0.043739
[7 empty] | 0.44523 | 0.32617 | 0.82201 | 0.088033 | 0.054644 | 0.037323
[7 empty] | 0.41852 | 0.30696 | 0.82316 | 0.14303 | 0.060603 | 0.034278
[7 empty] | 0.40464 | 0.2926 | 0.82249 | 0.21397 | 0.063887 | 0.035815
[7 empty] | 0.437 | 0.28522 | 0.82109 | 0.26146 | 0.054703 | 0.043678
[7 empty] | 0.48858 | 0.27654 | 0.80519 | 0.24218 | 0.046441 | 0.053499
[7 empty] | 0.52729 | 0.27228 | 0.7868 | 0.18319 | 0.043461 | 0.05111
[7 empty] | 0.53316 | 0.25414 | 0.7474 | 0.11577 | 0.037316 | 0.043633
[7 empty] | 0.50549 | 0.26114 | 0.71326 | 0.083692 | 0.036489 | 0.03992
[7 empty] | 0.46007 | 0.26364 | 0.68291 | 0.06514 | 0.033362 | 0.038869
[7 empty] | 0.44543 | 0.30113 | 0.68668 | 0.069661 | 0.034437 | 0.044467
[7 empty] | 0.42787 | 0.3176 | 0.68179 | 0.083655 | 0.030863 | 0.052311
[7 empty] | 0.40445 | 0.31451 | 0.6719 | 0.10058 | 0.024645 | 0.058787
[7 empty] | 0.37926 | 0.31136 | 0.67043 | 0.11457 | 0.018292 | 0.058136
[7 empty] | 0.3238 | 0.29769 | 0.63533 | 0.12003 | 0.01581 | 0.047841
[7 empty] | 0.2227 | 0.26329 | 0.54134 | 0.11938 | 0.020179 | 0.045394
[7 empty] | 0.16015 | 0.24353 | 0.46924 | 0.13357 | 0.039464 | 0.065471
[7 empty] | 0.16383 | 0.23461 | 0.41454 | 0.15735 | 0.089411 | 0.093416
[7 empty] | 0.19895 | 0.23473 | 0.36574 | 0.19102 | 0.1276 | 0.10491
[7 empty] | 0.2462 | 0.23842 | 0.32448 | 0.23107 | 0.14632 | 0.10759
[7 empty] | 0.27876 | 0.25801 | 0.30143 | 0.26206 | 0.16895 | 0.11079
[7 empty] | 0.27461 | 0.26463 | 0.2825 | 0.26255 | 0.17516 | 0.10237
[7 empty] | 0.26315 | 0.27665 | 0.28871 | 0.26297 | 0.17133 | 0.096989
[7 empty] | 0.25628 | 0.2869 | 0.30894 | 0.26091 | 0.16591 | 0.097969
[7 empty] | 0.25173 | 0.29549 | 0.33882 | 0.26466 | 0.16982 | 0.10463
[7 empty] | 0.24724 | 0.3001 | 0.3724 | 0.27159 | 0.18855 | 0.11463
[7 empty] | 0.24387 | 0.30917 | 0.40489 | 0.29536 | 0.22278 | 0.12439
[7 empty] | 0.24478 | 0.32244 | 0.45151 | 0.33149 | 0.23961 | 0.13419
[7 empty] | 0.23941 | 0.34211 | 0.51514 | 0.36735 | 0.19942 | 0.14158
[7 empty] | 0.22533 | 0.34103 | 0.55556 | 0.38175 | 0.10045 | 0.15103
[7 empty] | 0.21791 | 0.33596 | 0.58607 | 0.3753 | 0.045647 | 0.16069
[7 empty] | 0.21239 | 0.32669 | 0.59354 | 0.32495 | 0.024854 | 0.17011
[7 empty] | 0.19438 | 0.33862 | 0.59275 | 0.25599 | 0.022033 | 0.18688
[7 empty] | 0.16524 | 0.34529 | 0.5933 | 0.20305 | 0.02132 | 0.18626
[7 empty] | 0.16173 | 0.37964 | 0.63765 | 0.19457 | 0.025528 | 0.1908
[7 empty] | 0.16439 | 0.39292 | 0.66951 | 0.18642 | 0.03006 | 0.1706
[7 empty] | 0.16583 | 0.38238 | 0.70515 | 0.17605 | 0.037116 | 0.1444
[7 empty] | 0.16214 | 0.36248 | 0.76215 | 0.17164 | 0.047572 | 0.12761
[7 empty] | 0.14121 | 0.32086 | 0.79858 | 0.16056 | 0.063328 | 0.13292
[7 empty] | 0.09425 | 0.26598 | 0.79277 | 0.14791 | 0.093429 | 0.18294
[7 empty] | 0.065621 | 0.25587 | 0.78637 | 0.15816 | 0.15156 | 0.23796
[7 empty] | 0.056851 | 0.27043 | 0.7878 | 0.17588 | 0.18661 | 0.25848
[7 empty] | 0.05526 | 0.30176 | 0.79499 | 0.18258 | 0.19395 | 0.2654
[7 empty] | 0.057761 | 0.33331 | 0.80297 | 0.18492 | 0.18302 | 0.26235
[7 empty] | 0.057968 | 0.38029 | 0.81633 | 0.19317 | 0.17195 | 0.26878
[7 empty] | 0.050504 | 0.42198 | 0.82234 | 0.18999 | 0.15053 | 0.27747
[7 empty] | 0.04059 | 0.4721 | 0.83101 | 0.20236 | 0.13315 | 0.29832
[7 empty] | 0.030966 | 0.51531 | 0.83681 | 0.22784 | 0.12121 | 0.31352
[7 empty] | 0.024776 | 0.55865 | 0.84212 | 0.2701 | 0.11566 | 0.32847
[7 empty] | 0.026197 | 0.60022 | 0.84495 | 0.32202 | 0.11851 | 0.33005
[7 empty] | 0.030462 | 0.63356 | 0.84672 | 0.37688 | 0.13124 | 0.31963
[7 empty] | 0.032014 | 0.65979 | 0.84673 | 0.42418 | 0.13419 | 0.30693
[7 empty] | 0.022981 | 0.68606 | 0.84525 | 0.46071 | 0.10268 | 0.28515
[7 empty] | 0.012979 | 0.68623 | 0.83528 | 0.44989 | 0.054392 | 0.25029
[7 empty] | 0.0089282 | 0.68874 | 0.82429 | 0.40521 | 0.026181 | 0.22099
[7 empty] | 0.0086779 | 0.68183 | 0.80754 | 0.33227 | 0.017484 | 0.19098
[7 empty] | 0.0091418 | 0.69865 | 0.79716 | 0.26701 | 0.017056 | 0.1742
[7 empty] | 0.0086354 | 0.70335 | 0.79519 | 0.2095 | 0.01714 | 0.16308
[7 empty] | 0.011754 | 0.72498 | 0.80858 | 0.19314 | 0.020464 | 0.18854
[7 empty] | 0.017996 | 0.74396 | 0.81116 | 0.17898 | 0.023724 | 0.22975
[7 empty] | 0.025706 | 0.76921 | 0.81109 | 0.18014 | 0.027842 | 0.27424
[7 empty] | 0.030584 | 0.80684 | 0.82139 | 0.23751 | 0.0306 | 0.3177
[7 empty] | 0.028118 | 0.83311 | 0.83127 | 0.37078 | 0.035385 | 0.33642
[7 empty] | 0.021646 | 0.84271 | 0.81967 | 0.45906 | 0.050973 | 0.28946
[7 empty] | 0.019583 | 0.84616 | 0.80714 | 0.50069 | 0.073775 | 0.24243
[7 empty] | 0.022712 | 0.84799 | 0.79726 | 0.52587 | 0.065983 | 0.21917
[7 empty] | 0.026278 | 0.84971 | 0.78893 | 0.5579 | 0.058635 | 0.22054
[7 empty] | 0.028762 | 0.84825 | 0.77946 | 0.56646 | 0.062039 | 0.22264
[7 empty] | 0.029066 | 0.84724 | 0.77435 | 0.57911 | 0.073216 | 0.21535
[7 empty] | 0.028062 | 0.8448 | 0.76179 | 0.58766 | 0.086397 | 0.1912
[7 empty] | 0.025315 | 0.84127 | 0.74871 | 0.59765 | 0.10053 | 0.1713
[7 empty] | 0.022525 | 0.83564 | 0.73106 | 0.59512 | 0.11144 | 0.16118
[7 empty] | 0.020411 | 0.82642 | 0.71878 | 0.59026 | 0.11284 | 0.15591
[7 empty] | 0.019783 | 0.8135 | 0.71553 | 0.5743 | 0.11292 | 0.14857
[7 empty] | 0.020533 | 0.80027 | 0.71743 | 0.55688 | 0.12022 | 0.13434
[7 empty] | 0.019408 | 0.78723 | 0.722 | 0.54206 | 0.13188 | 0.12612
[7 empty] | 0.0147 | 0.77659 | 0.72181 | 0.54062 | 0.12925 | 0.13299
[7 empty] | 0.011975 | 0.74414 | 0.6915 | 0.54352 | 0.10524 | 0.15001
[7 empty] | 0.010499 | 0.72227 | 0.65197 | 0.56644 | 0.086756 | 0.16924
[7 empty] | 0.011164 | 0.69047 | 0.58592 | 0.56972 | 0.079049 | 0.18192
[7 empty] | 0.011996 | 0.66959 | 0.52067 | 0.58001 | 0.09015 | 0.1977
[7 empty] | 0.011178 | 0.65339 | 0.46584 | 0.58193 | 0.10594 | 0.20727
[7 empty] | 0.013326 | 0.66595 | 0.44734 | 0.59324 | 0.14309 | 0.25128
[7 empty] | 0.01542 | 0.65637 | 0.43112 | 0.59297 | 0.17631 | 0.30657
[7 empty] | 0.018083 | 0.65412 | 0.42445 | 0.58691 | 0.20562 | 0.3511
[7 empty] | 0.018588 | 0.6854 | 0.4349 | 0.59984 | 0.23563 | 0.3799
[7 empty] | 0.017767 | 0.73979 | 0.44472 | 0.60522 | 0.26631 | 0.34154
[7 empty] | 0.021692 | 0.7548 | 0.46096 | 0.56577 | 0.28642 | 0.231
[7 empty] | 0.030752 | 0.75582 | 0.48434 | 0.52072 | 0.31475 | 0.14636
[7 empty] | 0.033135 | 0.75553 | 0.5085 | 0.50374 | 0.34589 | 0.12003
[7 empty] | 0.031545 | 0.75278 | 0.53346 | 0.50732 | 0.36723 | 0.13306
[7 empty] | 0.032163 | 0.73916 | 0.55229 | 0.50431 | 0.37862 | 0.1572
[7 empty] | 0.039871 | 0.71445 | 0.57021 | 0.49451 | 0.39837 | 0.17789
[7 empty] | 0.05445 | 0.67016 | 0.56695 | 0.46409 | 0.3998 | 0.17883
[7 empty] | 0.072988 | 0.62079 | 0.56184 | 0.4436 | 0.40474 | 0.17927
[7 empty] | 0.083515 | 0.55984 | 0.54773 | 0.42484 | 0.41224 | 0.18539
[7 empty] | 0.084109 | 0.5014 | 0.5261 | 0.40445 | 0.42363 | 0.19815
[7 empty] | 0.085984 | 0.44547 | 0.49244 | 0.37995 | 0.4318 | 0.21621
[7 empty] | 0.087308 | 0.40176 | 0.44812 | 0.34988 | 0.44691 | 0.24103
[7 empty] | 0.083203 | 0.3836 | 0.39472 | 0.32121 | 0.46768 | 0.26958
[7 empty] | 0.060998 | 0.40452 | 0.33966 | 0.3153 | 0.49197 | 0.28979
[7 empty] | 0.058275 | 0.43353 | 0.27991 | 0.31306 | 0.49007 | 0.28473
[7 empty] | 0.063542 | 0.47034 | 0.22681 | 0.31491 | 0.49862 | 0.25916
[7 empty] | 0.064076 | 0.49947 | 0.16822 | 0.28725 | 0.49939 | 0.22023
[7 empty] | 0.068053 | 0.54111 | 0.13416 | 0.25242 | 0.51149 | 0.19499
[7 empty] | 0.071322 | 0.57818 | 0.10519 | 0.20357 | 0.51801 | 0.17407
[7 empty] | 0.091442 | 0.62084 | 0.094495 | 0.18677 | 0.53778 | 0.18325
[7 empty] | 0.12046 | 0.63473 | 0.080001 | 0.18125 | 0.53516 | 0.19629
[7 empty] | 0.15868 | 0.63119 | 0.064082 | 0.18346 | 0.51741 | 0.21195
[7 empty] | 0.21838 | 0.64601 | 0.048288 | 0.19981 | 0.51949 | 0.24832
[7 empty] | 0.26985 | 0.67377 | 0.043072 | 0.23267 | 0.55751 | 0.30943
[7 empty] | 0.27857 | 0.68109 | 0.058592 | 0.23752 | 0.58451 | 0.36543
[7 empty] | 0.28323 | 0.68932 | 0.084409 | 0.23806 | 0.59189 | 0.40744
[7 empty] | 0.30612 | 0.69774 | 0.10761 | 0.24 | 0.60487 | 0.43087
[7 empty] | 0.33345 | 0.70287 | 0.12435 | 0.24264 | 0.61587 | 0.45292
[7 empty] | 0.35496 | 0.70508 | 0.13875 | 0.24468 | 0.6137 | 0.47973
[7 empty] | 0.36618 | 0.70658 | 0.15592 | 0.25341 | 0.60481 | 0.52409
[7 empty] | 0.3604 | 0.70511 | 0.16638 | 0.25916 | 0.56893 | 0.56644
[7 empty] | 0.35463 | 0.70914 | 0.16968 | 0.27376 | 0.53163 | 0.60341
[7 empty] | 0.35723 | 0.71409 | 0.17493 | 0.29054 | 0.48991 | 0.61785
[7 empty] | 0.36159 | 0.71999 | 0.17723 | 0.30745 | 0.44668 | 0.61376
[7 empty] | 0.36883 | 0.72528 | 0.18063 | 0.32177 | 0.40544 | 0.60176
[7 empty] | 0.37233 | 0.72747 | 0.1881 | 0.33285 | 0.37119 | 0.57284
[7 empty] | 0.36751 | 0.72803 | 0.19636 | 0.33943 | 0.34054 | 0.54512
[7 empty] | 0.35272 | 0.7269 | 0.20836 | 0.34069 | 0.31413 | 0.5383
[7 empty] | 0.31062 | 0.70543 | 0.21443 | 0.31815 | 0.26229 | 0.54106
[7 empty] | 0.25279 | 0.68424 | 0.19866 | 0.28191 | 0.22362 | 0.57551
[7 empty] | 0.19118 | 0.64287 | 0.17788 | 0.23931 | 0.18742 | 0.57797
[7 empty] | 0.16152 | 0.61016 | 0.17769 | 0.21703 | 0.18932 | 0.57766
[7 empty] | 0.143 | 0.5799 | 0.17977 | 0.20696 | 0.20203 | 0.55758
[7 empty] | 0.14542 | 0.57641 | 0.20646 | 0.22659 | 0.24102 | 0.57398
[7 empty] | 0.14152 | 0.55492 | 0.22288 | 0.2605 | 0.25902 | 0.58493
[7 empty] | 0.13353 | 0.52372 | 0.23023 | 0.30833 | 0.26279 | 0.59485
[7 empty] | 0.13691 | 0.4938 | 0.24358 | 0.37523 | 0.28601 | 0.60861
[7 empty] | 0.15046 | 0.44854 | 0.27963 | 0.44757 | 0.32598 | 0.59132
[7 empty] | 0.15659 | 0.37844 | 0.30322 | 0.46131 | 0.32561 | 0.47374
[7 empty] | 0.15375 | 0.33031 | 0.33224 | 0.44759 | 0.30469 | 0.33209
[7 empty] | 0.15066 | 0.29987 | 0.35464 | 0.4351 | 0.31742 | 0.22882
[7 empty] | 0.14445 | 0.27978 | 0.37395 | 0.42915 | 0.34687 | 0.16117
[7 empty] | 0.13573 | 0.26204 | 0.38947 | 0.41966 | 0.37718 | 0.11911
[7 empty] | 0.12976 | 0.25238 | 0.40717 | 0.40771 | 0.4096 | 0.091191
[7 empty] | 0.11948 | 0.22551 | 0.3952 | 0.37691 | 0.41079 | 0.063842
[7 empty] | 0.1098 | 0.19856 | 0.39033 | 0.35487 | 0.40575 | 0.048619
[7 empty] | 0.10856 | 0.1756 | 0.38042 | 0.33256 | 0.38561 | 0.04287
[7 empty] | 0.11452 | 0.16056 | 0.36794 | 0.31778 | 0.35433 | 0.041635
[7 empty] | 0.12563 | 0.15013 | 0.35824 | 0.30384 | 0.32095 | 0.043877
[7 empty] | 0.13809 | 0.14025 | 0.352 | 0.28057 | 0.29672 | 0.047749
[7 empty] | 0.14481 | 0.1337 | 0.34464 | 0.25177 | 0.2787 | 0.050701
[7 empty] | 0.14231 | 0.12799 | 0.33471 | 0.22189 | 0.28196 | 0.047115
[7 empty] | 0.11895 | 0.11966 | 0.29806 | 0.18091 | 0.29456 | 0.038759
[7 empty] | 0.092321 | 0.099503 | 0.26168 | 0.14282 | 0.30795 | 0.026189
[7 empty] | 0.071535 | 0.084917 | 0.22179 | 0.10979 | 0.322 | 0.020422
[7 empty] | 0.062317 | 0.082225 | 0.20757 | 0.10251 | 0.33697 | 0.021426
[7 empty] | 0.05617 | 0.078304 | 0.19488 | 0.096432 | 0.34673 | 0.022891
[7 empty] | 0.063263 | 0.081855 | 0.2048 | 0.10957 | 0.36554 | 0.030069
[7 empty] | 0.076375 | 0.081108 | 0.19978 | 0.12458 | 0.34939 | 0.040405
[7 empty] | 0.093652 | 0.072036 | 0.17865 | 0.1378 | 0.3142 | 0.052335
[7 empty] | 0.11528 | 0.056115 | 0.15576 | 0.1444 | 0.27945 | 0.061406
[7 empty] | 0.11714 | 0.039411 | 0.1279 | 0.14022 | 0.25984 | 0.063973
[7 empty] | 0.087811 | 0.038031 | 0.11031 | 0.12856 | 0.21767 | 0.070551
[7 empty] | 0.063944 | 0.049083 | 0.1073 | 0.13116 | 0.18046 | 0.083155
[7 empty] | 0.054881 | 0.064872 | 0.10597 | 0.13925 | 0.14717 | 0.10248
[7 empty] | 0.056621 | 0.078319 | 0.10588 | 0.14402 | 0.12276 | 0.12929
[7 empty] | 0.065359 | 0.088869 | 0.10247 | 0.14407 | 0.10806 | 0.15818
[7 empty] | 0.074838 | 0.099659 | 0.10608 | 0.15164 | 0.10578 | 0.20167
[7 empty] | 0.080115 | 0.10697 | 0.10612 | 0.15659 | 0.10978 | 0.24905
[7 empty] | 0.085098 | 0.11686 | 0.10723 | 0.16916 | 0.12178 | 0.30758
[7 empty] | 0.095019 | 0.13142 | 0.11126 | 0.17764 | 0.13585 | 0.37307
[7 empty] | 0.1047 | 0.1509 | 0.11467 | 0.18535 | 0.15367 | 0.42
[7 empty] | 0.1099 | 0.17222 | 0.11739 | 0.20453 | 0.16293 | 0.44378
[7 empty] | 0.10571 | 0.19643 | 0.12218 | 0.23307 | 0.15655 | 0.45429
[7 empty] | 0.10578 | 0.22166 | 0.12874 | 0.26241 | 0.1495 | 0.43807
[7 empty] | 0.12448 | 0.25237 | 0.14059 | 0.29314 | 0.15554 | 0.3816
[7 empty] | 0.16053 | 0.27079 | 0.1542 | 0.31321 | 0.1623 | 0.25328
[7 empty] | 0.17236 | 0.27939 | 0.15308 | 0.31395 | 0.15526 | 0.14639
[7 empty] | 0.15142 | 0.26374 | 0.14078 | 0.29277 | 0.13213 | 0.090398
[7 empty] | 0.1283 | 0.25456 | 0.13856 | 0.25541 | 0.1189 | 0.074508
[7 empty] | 0.10365 | 0.23832 | 0.1324 | 0.21082 | 0.10762 | 0.068597
[7 empty] | 0.099756 | 0.25306 | 0.14426 | 0.19434 | 0.10925 | 0.07828
[7 empty] | 0.10384 | 0.26561 | 0.15676 | 0.18077 | 0.10666 | 0.090562
[7 empty] | 0.11755 | 0.27899 | 0.17229 | 0.17073 | 0.10711 | 0.10075
[7 empty] | 0.13544 | 0.32049 | 0.19063 | 0.18053 | 0.11153 | 0.10471
[7 empty] | 0.15747 | 0.39519 | 0.21523 | 0.22503 | 0.12476 | 0.09474
[7 empty] | 0.15216 | 0.44991 | 0.24266 | 0.28886 | 0.13415 | 0.082791
[7 empty] | 0.13486 | 0.48752 | 0.27958 | 0.34522 | 0.1509 | 0.075177
[7 empty] | 0.1482 | 0.49883 | 0.3237 | 0.3595 | 0.15275 | 0.076339
[7 empty] | 0.18705 | 0.48685 | 0.37427 | 0.34648 | 0.13972 | 0.085639
[7 empty] | 0.22858 | 0.46313 | 0.41578 | 0.31152 | 0.12367 | 0.10264
[7 empty] | 0.23405 | 0.44966 | 0.46155 | 0.28917 | 0.11242 | 0.12782
[7 empty] | 0.20905 | 0.42076 | 0.4817 | 0.2598 | 0.10265 | 0.1449
[7 empty] | 0.18476 | 0.39423 | 0.50531 | 0.23965 | 0.10163 | 0.16457
[7 empty] | 0.17453 | 0.36812 | 0.51832 | 0.21771 | 0.11839 | 0.18507
[7 empty] | 0.17477 | 0.34415 | 0.5228 | 0.20004 | 0.14455 | 0.21757
[7 empty] | 0.17794 | 0.32113 | 0.52325 | 0.1935 | 0.16881 | 0.26339
[7 empty] | 0.18167 | 0.30321 | 0.51779 | 0.19768 | 0.17663 | 0.31648
[7 empty] | 0.1908 | 0.28817 | 0.51567 | 0.20477 | 0.19316 | 0.36899
[7 empty] | 0.19689 | 0.26336 | 0.5198 | 0.20303 | 0.25566 | 0.39509
[7 empty] | 0.17869 | 0.22088 | 0.50326 | 0.17853 | 0.33285 | 0.34822
[7 empty] | 0.15526 | 0.17104 | 0.4991 | 0.1523 | 0.4003 | 0.26735
[7 empty] | 0.13188 | 0.12606 | 0.49479 | 0.13145 | 0.44052 | 0.18835
[7 empty] | 0.12307 | 0.10459 | 0.50137 | 0.13204 | 0.47469 | 0.15268
[7 empty] | 0.11387 | 0.086695 | 0.50613 | 0.13655 | 0.48355 | 0.13512
[7 empty] | 0.12409 | 0.081551 | 0.54886 | 0.16521 | 0.48175 | 0.14623
[7 empty] | 0.13695 | 0.07467 | 0.57085 | 0.19319 | 0.42806 | 0.14925
[7 empty] | 0.15288 | 0.064958 | 0.59893 | 0.21649 | 0.35081 | 0.14722
[7 empty] | 0.17641 | 0.051467 | 0.66654 | 0.25024 | 0.30091 | 0.1509
[7 empty] | 0.20961 | 0.041379 | 0.74547 | 0.29697 | 0.29414 | 0.17492
[7 empty] | 0.22468 | 0.042711 | 0.77978 | 0.33524 | 0.28073 | 0.21407
[7 empty] | 0.22492 | 0.046923 | 0.79813 | 0.35814 | 0.27918 | 0.24632
[7 empty] | 0.21885 | 0.05143 | 0.80973 | 0.35285 | 0.30528 | 0.24624
[7 empty] | 0.21785 | 0.054547 | 0.81274 | 0.33429 | 0.33429 | 0.22946
[7 empty] | 0.21421 | 0.057192 | 0.8087 | 0.30471 | 0.35425 | 0.2062
[7 empty] | 0.21648 | 0.06065 | 0.80414 | 0.28209 | 0.36919 | 0.19035
[7 empty] | 0.21021 | 0.062976 | 0.79001 | 0.25259 | 0.35867 | 0.16749
[7 empty] | 0.21036 | 0.063899 | 0.77419 | 0.22478 | 0.35258 | 0.15345
[7 empty] | 0.22018 | 0.065029 | 0.74794 | 0.19331 | 0.34879 | 0.1371
[7 empty] | 0.23319 | 0.063723 | 0.70832 | 0.1632 | 0.34801 | 0.12079
[7 empty] | 0.24187 | 0.063296 | 0.66376 | 0.13988 | 0.33552 | 0.10703
[7 empty] | 0.24839 | 0.059266 | 0.61338 | 0.12149 | 0.30777 | 0.093598
[7 empty] | 0.26617 | 0.052674 | 0.55821 | 0.10938 | 0.2731 | 0.085362
[7 empty] | 0.30727 | 0.045656 | 0.50048 | 0.10564 | 0.23588 | 0.085862
[7 empty] | 0.35587 | 0.040805 | 0.43594 | 0.10121 | 0.19871 | 0.090199
[7 empty] | 0.38822 | 0.027724 | 0.37996 | 0.086636 | 0.18049 | 0.08583
[7 empty] | 0.38529 | 0.01653 | 0.32934 | 0.064718 | 0.15403 | 0.078334
[7 empty] | 0.36769 | 0.013806 | 0.30042 | 0.053084 | 0.11585 | 0.076538
[7 empty] | 0.33314 | 0.011371 | 0.28116 | 0.049054 | 0.080566 | 0.071917
[7 empty] | 0.32875 | 0.01143 | 0.29192 | 0.059031 | 0.060558 | 0.077211
[7 empty] | 0.32309 | 0.0095421 | 0.28987 | 0.062726 | 0.047289 | 0.083493
[7 empty] | 0.33433 | 0.0066286 | 0.27643 | 0.064208 | 0.038176 | 0.088222
[7 empty] | 0.3709 | 0.0043638 | 0.25723 | 0.07263 | 0.030265 | 0.088614
[7 empty] | 0.41335 | 0.0052295 | 0.21408 | 0.096322 | 0.02433 | 0.083791
[7 empty] | 0.40913 | 0.012533 | 0.16892 | 0.13711 | 0.022793 | 0.082279
[7 empty] | 0.39563 | 0.025649 | 0.15103 | 0.20921 | 0.03315 | 0.089806
[7 empty] | 0.40515 | 0.043692 | 0.15714 | 0.26153 | 0.05559 | 0.10201
[7 empty] | 0.42863 | 0.066893 | 0.18916 | 0.27469 | 0.070723 | 0.11308
[7 empty] | 0.45476 | 0.08831 | 0.24092 | 0.26745 | 0.086224 | 0.12605
[7 empty] | 0.47869 | 0.10666 | 0.31255 | 0.26852 | 0.1163 | 0.14292
[7 empty] | 0.48331 | 0.12656 | 0.36996 | 0.27075 | 0.1541 | 0.15593
[7 empty] | 0.49967 | 0.15383 | 0.42661 | 0.29432 | 0.19487 | 0.16591
[7 empty] | 0.52091 | 0.19853 | 0.47726 | 0.32205 | 0.24783 | 0.1706
[7 empty] | 0.54738 | 0.26221 | 0.52142 | 0.34637 | 0.29916 | 0.17193
[7 empty] | 0.5644 | 0.32641 | 0.55592 | 0.3519 | 0.34753 | 0.17615
[7 empty] | 0.56943 | 0.38622 | 0.58002 | 0.32643 | 0.39274 | 0.18379
[7 empty] | 0.57044 | 0.44678 | 0.59844 | 0.27838 | 0.42426 | 0.18531
[7 empty] | 0.56926 | 0.50999 | 0.60871 | 0.23213 | 0.44496 | 0.1855
[7 empty] | 0.53488 | 0.53963 | 0.58139 | 0.18532 | 0.43156 | 0.17417
[7 empty] | 0.47603 | 0.55086 | 0.55375 | 0.14458 | 0.3988 | 0.14318
[7 empty] | 0.39004 | 0.53324 | 0.51129 | 0.11705 | 0.34222 | 0.097623
[7 empty] | 0.32706 | 0.51368 | 0.47415 | 0.11718 | 0.31034 | 0.061066
[7 empty] | 0.27755 | 0.47977 | 0.44625 | 0.11921 | 0.28077 | 0.040879
[7 empty] | 0.26537 | 0.48242 | 0.4657 | 0.13724 | 0.2697 | 0.040358
[7 empty] | 0.25747 | 0.47436 | 0.48353 | 0.14915 | 0.23546 | 0.045278
[7 empty] | 0.26276 | 0.4798 | 0.50126 | 0.15903 | 0.21142 | 0.051557
[7 empty] | 0.29516 | 0.5282 | 0.54913 | 0.16951 | 0.21035 | 0.05271
[7 empty] | 0.34201 | 0.60615 | 0.59701 | 0.17733 | 0.23959 | 0.046553
[7 empty] | 0.35956 | 0.65923 | 0.61015 | 0.17762 | 0.28525 | 0.044444
[7 empty] | 0.34724 | 0.702 | 0.62221 | 0.16907 | 0.35634 | 0.046359
[7 empty] | 0.35506 | 0.72563 | 0.62781 | 0.14606 | 0.38517 | 0.049907
[7 empty] | 0.363 | 0.7375 | 0.62944 | 0.11826 | 0.37163 | 0.05042
[7 empty] | 0.36719 | 0.74124 | 0.62637 | 0.095203 | 0.33762 | 0.049576
[7 empty] | 0.37575 | 0.74364 | 0.62524 | 0.0761 | 0.32433 | 0.05016
[7 empty] | 0.36205 | 0.73435 | 0.61528 | 0.062602 | 0.30749 | 0.047485
[7 empty] | 0.35499 | 0.73164 | 0.60501 | 0.055118 | 0.29809 | 0.044435
[7 empty] | 0.34833 | 0.73141 | 0.59124 | 0.050589 | 0.28812 | 0.038982
[7 empty] | 0.34215 | 0.73225 | 0.57509 | 0.050268 | 0.27995 | 0.034683
[7 empty] | 0.33583 | 0.73304 | 0.55672 | 0.053897 | 0.2693 | 0.030987
[7 empty] | 0.33284 | 0.73397 | 0.53572 | 0.058778 | 0.26136 | 0.025779
[7 empty] | 0.34005 | 0.73283 | 0.51407 | 0.058905 | 0.25048 | 0.021193
[7 empty] | 0.36126 | 0.73089 | 0.48743 | 0.050928 | 0.22315 | 0.01917
[7 empty] | 0.35079 | 0.70342 | 0.44074 | 0.036938 | 0.1711 | 0.020592
[7 empty] | 0.31573 | 0.67923 | 0.39244 | 0.022002 | 0.1235 | 0.018168
[7 empty] | 0.29169 | 0.63316 | 0.33185 | 0.016793 | 0.08459 | 0.016242
[7 empty] | 0.29884 | 0.58883 | 0.28678 | 0.019412 | 0.058882 | 0.01439
[7 empty] | 0.3147 | 0.54301 | 0.24099 | 0.021977 | 0.038256 | 0.011532
[7 empty] | 0.3466 | 0.54348 | 0.23198 | 0.030726 | 0.027554 | 0.012323
[7 empty] | 0.3571 | 0.54502 | 0.22409 | 0.04136 | 0.019316 | 0.015235
[7 empty] | 0.34693 | 0.56291 | 0.2187 | 0.05319 | 0.014406 | 0.01939
[7 empty] | 0.36142 | 0.62243 | 0.22017 | 0.060876 | 0.011163 | 0.021846
[7 empty] | 0.39129 | 0.69207 | 0.21337 | 0.063309 | 0.010251 | 0.023185
[7 empty] | 0.40385 | 0.71476 | 0.19717 | 0.076583 | 0.018052 | 0.034627
[7 empty] | 0.42279 | 0.72066 | 0.18613 | 0.12514 | 0.046448 | 0.06089
[7 empty] | 0.46295 | 0.69768 | 0.18038 | 0.18146 | 0.070585 | 0.071571
[7 empty] | 0.5256 | 0.64691 | 0.17859 | 0.21207 | 0.069153 | 0.062247
[7 empty] | 0.56743 | 0.58084 | 0.17939 | 0.23008 | 0.057477 | 0.049068
[7 empty] | 0.58898 | 0.51845 | 0.1865 | 0.26134 | 0.048994 | 0.042378
[7 empty] | 0.57861 | 0.43872 | 0.18869 | 0.27893 | 0.044802 | 0.037117
[7 empty] | 0.57611 | 0.37117 | 0.1972 | 0.30208 | 0.042884 | 0.035577
[7 empty] | 0.57781 | 0.31 | 0.21295 | 0.32685 | 0.039989 | 0.035121
[7 empty] | 0.57766 | 0.25532 | 0.24036 | 0.35395 | 0.035711 | 0.03848
[7 empty] | 0.56083 | 0.21464 | 0.26822 | 0.39016 | 0.037384 | 0.050245
[7 empty] | 0.53325 | 0.18098 | 0.28444 | 0.43124 | 0.046687 | 0.079687
[7 empty] | 0.51871 | 0.15121 | 0.28928 | 0.45923 | 0.05538 | 0.11689
[7 empty] | 0.55289 | 0.12883 | 0.2849 | 0.46148 | 0.047971 | 0.13869
[7 empty] | 0.59074 | 0.11013 | 0.26527 | 0.40008 | 0.037917 | 0.11235
[7 empty] | 0.64686 | 0.079782 | 0.23293 | 0.31647 | 0.038221 | 0.064422
[7 empty] | 0.6518 | 0.05351 | 0.18636 | 0.24126 | 0.036329 | 0.035725
[7 empty] | 0.63354 | 0.038293 | 0.16081 | 0.22519 | 0.038234 | 0.030178
[7 empty] | 0.57662 | 0.024618 | 0.13716 | 0.22249 | 0.038145 | 0.029218
[7 empty] | 0.51494 | 0.019342 | 0.14398 | 0.24089 | 0.041399 | 0.037111
[7 empty] | 0.44213 | 0.017361 | 0.15884 | 0.22713 | 0.040843 | 0.046324
[7 empty] | 0.38695 | 0.017055 | 0.17674 | 0.20085 | 0.037641 | 0.056057
[7 empty] | 0.38507 | 0.016381 | 0.19695 | 0.19816 | 0.031956 | 0.063403
[7 empty] | 0.41553 | 0.018322 | 0.21693 | 0.24245 | 0.028866 | 0.075579
[7 empty] | 0.43758 | 0.0271 | 0.21261 | 0.32297 | 0.043514 | 0.097822
[7 empty] | 0.47735 | 0.03525 | 0.21504 | 0.39397 | 0.08745 | 0.12666
[7 empty] | 0.50805 | 0.04229 | 0.21435 | 0.42771 | 0.13435 | 0.13134
[7 empty] | 0.53556 | 0.046679 | 0.21114 | 0.43666 | 0.16512 | 0.12317
[7 empty] | 0.54391 | 0.051442 | 0.20512 | 0.43329 | 0.18841 | 0.11244
[7 empty] | 0.53937 | 0.056006 | 0.20788 | 0.4446 | 0.21718 | 0.10726
[7 empty] | 0.51474 | 0.059074 | 0.20041 | 0.44569 | 0.23679 | 0.098298
[7 empty] | 0.49933 | 0.06046 | 0.19707 | 0.46 | 0.24953 | 0.093354
[7 empty] | 0.49667 | 0.061213 | 0.19547 | 0.47244 | 0.2605 | 0.090941
[7 empty] | 0.49824 | 0.061719 | 0.19074 | 0.48528 | 0.26816 | 0.090335
[7 empty] | 0.50126 | 0.063313 | 0.18223 | 0.49287 | 0.26797 | 0.088967
[7 empty] | 0.50028 | 0.065729 | 0.17112 | 0.49255 | 0.2639 | 0.086269
[7 empty] | 0.50561 | 0.069416 | 0.15718 | 0.4952 | 0.25481 | 0.0915
[7 empty] | 0.5248 | 0.074102 | 0.14418 | 0.50551 | 0.24112 | 0.11137
[7 empty] | 0.51743 | 0.077832 | 0.12975 | 0.49164 | 0.20518 | 0.14709
[7 empty] | 0.4912 | 0.06281 | 0.10955 | 0.4705 | 0.16392 | 0.17751
[7 empty] | 0.43268 | 0.05131 | 0.091948 | 0.44332 | 0.13002 | 0.18932
[7 empty] | 0.372 | 0.051251 | 0.089918 | 0.44317 | 0.11575 | 0.19402
[7 empty] | 0.32313 | 0.04869 | 0.087528 | 0.44556 | 0.10083 | 0.18751
[7 empty] | 0.34356 | 0.052443 | 0.10109 | 0.4533 | 0.094757 | 0.20435
[7 empty] | 0.39983 | 0.048711 | 0.11056 | 0.39009 | 0.081702 | 0.22839
[7 empty] | 0.47172 | 0.038838 | 0.11476 | 0.29611 | 0.073179 | 0.25082
[7 empty] | 0.54705 | 0.027409 | 0.12247 | 0.26738 | 0.075461 | 0.27681
[7 empty] | 0.54534 | 0.02356 | 0.14797 | 0.30966 | 0.10664 | 0.29291
[7 empty] | 0.42344 | 0.03252 | 0.1928 | 0.3675 | 0.22927 | 0.28651
[7 empty] | 0.26352 | 0.044187 | 0.23727 | 0.4374 | 0.37715 | 0.28389
[7 empty] | 0.21211 | 0.054064 | 0.26976 | 0.48133 | 0.42246 | 0.28987
[7 empty] | 0.21465 | 0.058055 | 0.2819 | 0.50514 | 0.41659 | 0.32089
[7 empty] | 0.24455 | 0.05617 | 0.28453 | 0.51952 | 0.38587 | 0.36419
[7 empty] | 0.26425 | 0.052117 | 0.29049 | 0.53699 | 0.37311 | 0.40871
[7 empty] | 0.24775 | 0.045531 | 0.28648 | 0.53871 | 0.35514 | 0.42165
[7 empty] | 0.22746 | 0.038036 | 0.28314 | 0.54206 | 0.33935 | 0.43558
[7 empty] | 0.22151 | 0.032558 | 0.28276 | 0.53419 | 0.32125 | 0.43091
[7 empty] | 0.21764 | 0.028321 | 0.29319 | 0.52636 | 0.3041 | 0.42554
[7 empty] | 0.20149 | 0.025994 | 0.31219 | 0.51665 | 0.29122 | 0.43174
[7 empty] | 0.16667 | 0.025756 | 0.33673 | 0.50726 | 0.28823 | 0.44834
[7 empty] | 0.13396 | 0.028741 | 0.35978 | 0.50036 | 0.28537 | 0.46455
[7 empty] | 0.11613 | 0.030341 | 0.38183 | 0.47512 | 0.26924 | 0.46932
[7 empty] | 0.11725 | 0.030751 | 0.37781 | 0.39704 | 0.21576 | 0.44024
[7 empty] | 0.1148 | 0.020303 | 0.36913 | 0.32313 | 0.16446 | 0.41369
[7 empty] | 0.10263 | 0.014948 | 0.34489 | 0.26502 | 0.12392 | 0.36125
[7 empty] | 0.096415 | 0.016199 | 0.3388 | 0.26193 | 0.10593 | 0.29598
[7 empty] | 0.087516 | 0.016438 | 0.33408 | 0.27779 | 0.086116 | 0.22222
[7 empty] | 0.086188 | 0.019795 | 0.3616 | 0.29969 | 0.074709 | 0.1894
[7 empty] | 0.076186 | 0.022796 | 0.38023 | 0.25289 | 0.056062 | 0.16672
[7 empty] | 0.066271 | 0.02796 | 0.38743 | 0.18806 | 0.044309 | 0.16305
[7 empty] | 0.066668 | 0.037556 | 0.4112 | 0.16303 | 0.041509 | 0.18538
[7 empty] | 0.086636 | 0.066445 | 0.42769 | 0.21686 | 0.05644 | 0.24621
[7 empty] | 0.12522 | 0.12021 | 0.39686 | 0.3247 | 0.12713 | 0.33987
[7 empty] | 0.1659 | 0.18758 | 0.36183 | 0.41195 | 0.27071 | 0.44119
[7 empty] | 0.18139 | 0.24232 | 0.31819 | 0.45405 | 0.32078 | 0.47287
[7 empty] | 0.17118 | 0.27882 | 0.28731 | 0.47235 | 0.30943 | 0.45536
[7 empty] | 0.14988 | 0.3001 | 0.26871 | 0.48669 | 0.28408 | 0.41832
[7 empty] | 0.14768 | 0.33068 | 0.27627 | 0.51574 | 0.28861 | 0.39108
[7 empty] | 0.15848 | 0.34281 | 0.26953 | 0.53923 | 0.29298 | 0.34648
[7 empty] | 0.16543 | 0.36751 | 0.26364 | 0.56899 | 0.28966 | 0.30601
[7 empty] | 0.16963 | 0.40062 | 0.26483 | 0.58127 | 0.27861 | 0.25915
[7 empty] | 0.1676 | 0.43618 | 0.27419 | 0.58803 | 0.26399 | 0.22396
[7 empty] | 0.16109 | 0.47319 | 0.28986 | 0.59001 | 0.2507 | 0.19998
[7 empty] | 0.15073 | 0.50718 | 0.33177 | 0.58133 | 0.24275 | 0.18342
[7 empty] | 0.13777 | 0.53962 | 0.39401 | 0.57186 | 0.23811 | 0.17658
[7 empty] | 0.11685 | 0.5639 | 0.44107 | 0.56126 | 0.24844 | 0.18392
[7 empty] | 0.091175 | 0.55657 | 0.46569 | 0.53587 | 0.24583 | 0.19089
[7 empty] | 0.080642 | 0.54048 | 0.48583 | 0.53537 | 0.23905 | 0.2067
[7 empty] | 0.077606 | 0.5033 | 0.49683 | 0.54448 | 0.22703 | 0.23169
[7 empty] | 0.081089 | 0.47073 | 0.5211 | 0.56924 | 0.21663 | 0.27593
[7 empty] | 0.084742 | 0.42869 | 0.54906 | 0.5862 | 0.19373 | 0.31338
[7 empty] | 0.097351 | 0.43805 | 0.59434 | 0.59549 | 0.18108 | 0.35047
[7 empty] | 0.097194 | 0.45605 | 0.59679 | 0.55181 | 0.15021 | 0.33898
[7 empty] | 0.093802 | 0.49611 | 0.57286 | 0.48628 | 0.11781 | 0.30477
[7 empty] | 0.10503 | 0.57176 | 0.5569 | 0.46196 | 0.10412 | 0.30884
[7 empty] | 0.14777 | 0.65596 | 0.55084 | 0.50722 | 0.11334 | 0.3663
[7 empty] | 0.18039 | 0.68992 | 0.52692 | 0.53803 | 0.15826 | 0.42386
[7 empty] | 0.21723 | 0.70742 | 0.52748 | 0.54778 | 0.25491 | 0.48688
[7 empty] | 0.25048 | 0.70958 | 0.53573 | 0.5473 | 0.28975 | 0.53814
[7 empty] | 0.27502 | 0.70187 | 0.54355 | 0.54905 | 0.28146 | 0.57685
[7 empty] | 0.28666 | 0.69376 | 0.54631 | 0.54045 | 0.24773 | 0.59637
[7 empty] | 0.29674 | 0.6926 | 0.55848 | 0.53354 | 0.22026 | 0.60862
[7 empty] | 0.29857 | 0.68988 | 0.54756 | 0.5136 | 0.19415 | 0.59748
[7 empty] | 0.29863 | 0.69559 | 0.54452 | 0.5076 | 0.1777 | 0.59265
[7 empty] | 0.2979 | 0.70208 | 0.55491 | 0.5086 | 0.16224 | 0.58522
[7 empty] | 0.30064 | 0.70866 | 0.57213 | 0.51885 | 0.15277 | 0.5885
[7 empty] | 0.30784 | 0.71388 | 0.58971 | 0.52729 | 0.15887 | 0.59544
[7 empty] | 0.32262 | 0.71964 | 0.60236 | 0.5361 | 0.18533 | 0.61016
[7 empty] | 0.343 | 0.72997 | 0.60585 | 0.54795 | 0.21566 | 0.62711
[7 empty] | 0.34863 | 0.74149 | 0.59716 | 0.58108 | 0.221 | 0.64857
[7 empty] | 0.29944 | 0.73384 | 0.55264 | 0.61434 | 0.17001 | 0.64671
[7 empty] | 0.23922 | 0.71576 | 0.48721 | 0.65463 | 0.12587 | 0.63528
[7 empty] | 0.19547 | 0.67188 | 0.39681 | 0.66955 | 0.096347 | 0.57608
[7 empty] | 0.19608 | 0.63531 | 0.33059 | 0.66794 | 0.083829 | 0.49807
[7 empty] | 0.21515 | 0.60249 | 0.28485 | 0.63176 | 0.069495 | 0.40907
[7 empty] | 0.2578 | 0.60221 | 0.28184 | 0.61492 | 0.05991 | 0.36047
[7 empty] | 0.27565 | 0.60339 | 0.26638 | 0.56938 | 0.042125 | 0.30477
[7 empty] | 0.28807 | 0.61613 | 0.24162 | 0.51718 | 0.027359 | 0.26127
[7 empty] | 0.35068 | 0.66102 | 0.22934 | 0.51001 | 0.02105 | 0.26395
[7 empty] | 0.4882 | 0.71873 | 0.24886 | 0.5499 | 0.028372 | 0.3283
[7 empty] | 0.6135 | 0.73755 | 0.27197 | 0.57719 | 0.088357 | 0.42223
[7 empty] | 0.69545 | 0.75013 | 0.30485 | 0.60107 | 0.255 | 0.49396
[7 empty] | 0.7379 | 0.7525 | 0.32319 | 0.60746 | 0.32723 | 0.50747
[7 empty] | 0.76881 | 0.74136 | 0.3287 | 0.59774 | 0.30989 | 0.49816
[7 empty] | 0.78966 | 0.72151 | 0.32194 | 0.57983 | 0.25883 | 0.49643
[7 empty] | 0.80376 | 0.7011 | 0.31854 | 0.56194 | 0.23598 | 0.53043
[7 empty] | 0.8073 | 0.66724 | 0.30399 | 0.52826 | 0.21778 | 0.55615
[7 empty] | 0.79751 | 0.64183 | 0.29966 | 0.5081 | 0.1954 | 0.58397
[7 empty] | 0.79491 | 0.61597 | 0.29572 | 0.49181 | 0.15689 | 0.59835
[7 empty] | 0.7881 | 0.59464 | 0.29175 | 0.47313 | 0.12637 | 0.61259
[7 empty] | 0.78009 | 0.58059 | 0.28515 | 0.44933 | 0.11462 | 0.62609
[7 empty] | 0.77255 | 0.57143 | 0.27445 | 0.41948 | 0.12178 | 0.63662
[7 empty] | 0.76512 | 0.56731 | 0.25773 | 0.38213 | 0.13045 | 0.63566
[7 empty] | 0.76435 | 0.56131 | 0.24373 | 0.33881 | 0.11928 | 0.62216
[7 empty] | 0.7573 | 0.51801 | 0.22088 | 0.28499 | 0.088551 | 0.57841
[7 empty] | 0.78346 | 0.47223 | 0.18638 | 0.24022 | 0.059032 | 0.52012
[7 empty] | 0.7952 | 0.41029 | 0.14272 | 0.18619 | 0.036721 | 0.434
[7 empty] | 0.80457 | 0.35812 | 0.1226 | 0.14982 | 0.026743 | 0.35976
[7 empty] | 0.81651 | 0.30738 | 0.09972 | 0.11949 | 0.017809 | 0.29436
[7 empty] | 0.8139 | 0.30787 | 0.094443 | 0.11152 | 0.014076 | 0.26861
[7 empty] | 0.79181 | 0.31531 | 0.082372 | 0.10668 | 0.011144 | 0.23435
[7 empty] | 0.69372 | 0.32324 | 0.068284 | 0.11555 | 0.010871 | 0.21071
[7 empty] | 0.62243 | 0.34362 | 0.055381 | 0.15078 | 0.012178 | 0.2262
[7 empty] | 0.58282 | 0.35893 | 0.054159 | 0.20824 | 0.021409 | 0.314
[7 empty] | 0.57134 | 0.34388 | 0.069802 | 0.26721 | 0.068929 | 0.4135
[7 empty] | 0.5747 | 0.33639 | 0.088771 | 0.32049 | 0.16874 | 0.48569
[7 empty] | 0.53231 | 0.3365 | 0.098757 | 0.34829 | 0.20429 | 0.5189
[7 empty] | 0.47924 | 0.34234 | 0.098507 | 0.35856 | 0.18228 | 0.52966
[7 empty] | 0.51559 | 0.33829 | 0.091824 | 0.36361 | 0.14571 | 0.53325
[7 empty] | 0.56836 | 0.32506 | 0.084806 | 0.37306 | 0.12824 | 0.54484
[7 empty] | 0.57728 | 0.29586 | 0.073889 | 0.37809 | 0.11834 | 0.55066
[7 empty] | 0.59934 | 0.27225 | 0.06452 | 0.39162 | 0.10766 | 0.57155
[7 empty] | 0.6308 | 0.25629 | 0.058538 | 0.39851 | 0.090555 | 0.59259
[7 empty] | 0.70209 | 0.244 | 0.055513 | 0.40488 | 0.070542 | 0.61388
[7 empty] | 0.76941 | 0.23226 | 0.056176 | 0.40607 | 0.058356 | 0.63241
[7 empty] | 0.78476 | 0.22334 | 0.057636 | 0.40881 | 0.057915 | 0.64809
[7 empty] | 0.78619 | 0.22034 | 0.059886 | 0.4044 | 0.060708 | 0.65847
[7 empty] | 0.78434 | 0.23341 | 0.062796 | 0.38914 | 0.053812 | 0.65229
[7 empty] | 0.77792 | 0.24966 | 0.067865 | 0.33412 | 0.048227 | 0.59232
[7 empty] | 0.77137 | 0.25714 | 0.058998 | 0.27896 | 0.039825 | 0.52662
[7 empty] | 0.7537 | 0.23792 | 0.047746 | 0.23374 | 0.030321 | 0.46105
[7 empty] | 0.73143 | 0.21851 | 0.04355 | 0.23815 | 0.02387 | 0.43841
[7 empty] | 0.71471 | 0.18915 | 0.037634 | 0.24507 | 0.01628 | 0.42847
[7 empty] | 0.71092 | 0.18841 | 0.039685 | 0.26992 | 0.012685 | 0.46084
[7 empty] | 0.67393 | 0.18758 | 0.038907 | 0.2678 | 0.0098593 | 0.48415
[7 empty] | 0.6245 | 0.18566 | 0.03642 | 0.25583 | 0.0099427 | 0.50944
[7 empty] | 0.58892 | 0.19396 | 0.034823 | 0.2637 | 0.010001 | 0.58175
[7 empty] | 0.56195 | 0.21182 | 0.038692 | 0.31664 | 0.011593 | 0.67763
[7 empty] | 0.49353 | 0.21523 | 0.054446 | 0.36286 | 0.02299 | 0.71684
[7 empty] | 0.42002 | 0.2232 | 0.071566 | 0.3798 | 0.048351 | 0.73038
[7 empty] | 0.37004 | 0.22892 | 0.077067 | 0.37089 | 0.055344 | 0.73831
[7 empty] | 0.33656 | 0.2373 | 0.074551 | 0.34686 | 0.042095 | 0.74598
[7 empty] | 0.30799 | 0.23988 | 0.067199 | 0.31562 | 0.027768 | 0.74831
[7 empty] | 0.27645 | 0.24116 | 0.05947 | 0.28825 | 0.021096 | 0.74612
[7 empty] | 0.24268 | 0.22822 | 0.053038 | 0.25505 | 0.019354 | 0.72496
[7 empty] | 0.21215 | 0.21441 | 0.050051 | 0.2287 | 0.018571 | 0.70385
[7 empty] | 0.19045 | 0.20062 | 0.047292 | 0.20359 | 0.019803 | 0.6755
[7 empty] | 0.17733 | 0.18823 | 0.045712 | 0.17926 | 0.021181 | 0.6531
[7 empty] | 0.17025 | 0.17689 | 0.043046 | 0.15276 | 0.022691 | 0.63536
[7 empty] | 0.1602 | 0.16551 | 0.040426 | 0.1237 | 0.022655 | 0.6285
[7 empty] | 0.13582 | 0.15856 | 0.038127 | 0.096852 | 0.021822 | 0.61765
[7 empty] | 0.099456 | 0.15575 | 0.038164 | 0.072768 | 0.018165 | 0.60195
[7 empty] | 0.071637 | 0.155 | 0.041047 | 0.054116 | 0.017349 | 0.57074
[7 empty] | 0.05532 | 0.14277 | 0.033809 | 0.033538 | 0.014811 | 0.5496
[7 empty] | 0.045557 | 0.1139 | 0.028971 | 0.024112 | 0.011242 | 0.51907
[7 empty] | 0.04242 | 0.096124 | 0.029678 | 0.026233 | 0.0090839 | 0.49832
[7 empty] | 0.037559 | 0.07625 | 0.032399 | 0.029416 | 0.0063753 | 0.47592
[7 empty] | 0.038738 | 0.073172 | 0.043556 | 0.036731 | 0.0050948 | 0.48783
[7 empty] | 0.037774 | 0.07671 | 0.060381 | 0.04127 | 0.003979 | 0.50434
[7 empty] | 0.03679 | 0.08307 | 0.08778 | 0.041623 | 0.0032239 | 0.54471
[7 empty] | 0.037527 | 0.087278 | 0.13321 | 0.038371 | 0.0024257 | 0.6527
[7 empty] | 0.045197 | 0.092685 | 0.19988 | 0.034552 | 0.0023332 | 0.77779
[7 empty] | 0.066661 | 0.097232 | 0.25791 | 0.036365 | 0.0043801 | 0.83826
[7 empty] | 0.10939 | 0.10201 | 0.30913 | 0.04086 | 0.0098974 | 0.84601
[7 empty] | 0.14501 | 0.10188 | 0.35035 | 0.048403 | 0.015116 | 0.844
[7 empty] | 0.15669 | 0.10191 | 0.38774 | 0.056441 | 0.016925 | 0.8424
[7 empty] | 0.15884 | 0.10231 | 0.4249 | 0.061544 | 0.018786 | 0.84634
[7 empty] | 0.1745 | 0.10786 | 0.47275 | 0.070774 | 0.024169 | 0.85292
[7 empty] | 0.18447 | 0.10543 | 0.51484 | 0.081349 | 0.031227 | 0.85402
[7 empty] | 0.18782 | 0.10332 | 0.56386 | 0.094999 | 0.039289 | 0.85631
[7 empty] | 0.1878 | 0.098863 | 0.61396 | 0.11198 | 0.048551 | 0.85535
[7 empty] | 0.18437 | 0.092211 | 0.65974 | 0.12733 | 0.056185 | 0.85502
[7 empty] | 0.18625 | 0.091088 | 0.69427 | 0.14299 | 0.061198 | 0.8521
[7 empty] | 0.19724 | 0.095324 | 0.72124 | 0.1602 | 0.062357 | 0.85321
[7 empty] | 0.21853 | 0.10709 | 0.74148 | 0.18142 | 0.064755 | 0.85441
[7 empty] | 0.23724 | 0.11682 | 0.75707 | 0.20467 | 0.07167 | 0.85521
[7 empty] | 0.22742 | 0.1195 | 0.75404 | 0.20906 | 0.085435 | 0.85133
[7 empty] | 0.20285 | 0.10813 | 0.74824 | 0.1943 | 0.091383 | 0.84815
[7 empty] | 0.18605 | 0.090858 | 0.7305 | 0.16823 | 0.084189 | 0.84449
[7 empty] | 0.17825 | 0.086029 | 0.70906 | 0.14713 | 0.081234 | 0.83194
[7 empty] | 0.16514 | 0.083513 | 0.6903 | 0.12094 | 0.077689 | 0.82401
[7 empty] | 0.16116 | 0.098234 | 0.68975 | 0.12491 | 0.080876 | 0.81885
[7 empty] | 0.14261 | 0.11087 | 0.6854 | 0.14129 | 0.071167 | 0.82363
[7 empty] | 0.12232 | 0.12116 | 0.68662 | 0.16524 | 0.05895 | 0.83238
[7 empty] | 0.12122 | 0.13446 | 0.70531 | 0.19605 | 0.051839 | 0.84317
[7 empty] | 0.14864 | 0.17054 | 0.71153 | 0.22629 | 0.059606 | 0.84997
[7 empty] | 0.19943 | 0.21374 | 0.69602 | 0.23462 | 0.087675 | 0.8482
[7 empty] | 0.28415 | 0.25892 | 0.68582 | 0.23316 | 0.12577 | 0.84012
[7 empty] | 0.32591 | 0.28566 | 0.67202 | 0.22544 | 0.16034 | 0.8343
[7 empty] | 0.32037 | 0.29746 | 0.64868 | 0.22049 | 0.18581 | 0.83122
[7 empty] | 0.29772 | 0.30341 | 0.62906 | 0.21356 | 0.2092 | 0.82589
[7 empty] | 0.29478 | 0.31824 | 0.62573 | 0.20733 | 0.23222 | 0.81901
[7 empty] | 0.2803 | 0.31668 | 0.615 | 0.18887 | 0.24343 | 0.80347
[7 empty] | 0.26731 | 0.31767 | 0.60248 | 0.17356 | 0.25883 | 0.78133
[7 empty] | 0.25371 | 0.31986 | 0.58771 | 0.15853 | 0.27451 | 0.74717
[7 empty] | 0.24135 | 0.3263 | 0.57408 | 0.14548 | 0.29899 | 0.70332
[7 empty] | 0.23711 | 0.34144 | 0.56191 | 0.13826 | 0.32864 | 0.67281
[7 empty] | 0.24551 | 0.36733 | 0.54611 | 0.13393 | 0.35088 | 0.65626
[7 empty] | 0.26281 | 0.39958 | 0.5273 | 0.13794 | 0.35678 | 0.65643
[7 empty] | 0.26614 | 0.4304 | 0.50204 | 0.15059 | 0.34008 | 0.63592
[7 empty] | 0.23306 | 0.4285 | 0.44774 | 0.16667 | 0.2793 | 0.57103
[7 empty] | 0.19101 | 0.41058 | 0.39509 | 0.18242 | 0.22293 | 0.47545
[7 empty] | 0.15111 | 0.3698 | 0.32849 | 0.17862 | 0.16732 | 0.36409
[7 empty] | 0.12762 | 0.33995 | 0.28695 | 0.16668 | 0.15546 | 0.30085
[7 empty] | 0.10591 | 0.31143 | 0.25092 | 0.14702 | 0.15682 | 0.25414
[7 empty] | 0.10106 | 0.32835 | 0.24317 | 0.14934 | 0.17595 | 0.25196
[7 empty] | 0.089915 | 0.35209 | 0.22934 | 0.15739 | 0.16926 | 0.24609
[7 empty] | 0.079839 | 0.38767 | 0.21355 | 0.17793 | 0.15004 | 0.24518
[7 empty] | 0.07263 | 0.44538 | 0.20647 | 0.21528 | 0.15469 | 0.28683
[7 empty] | 0.075812 | 0.51969 | 0.21134 | 0.27355 | 0.17786 | 0.41185
[7 empty] | 0.090639 | 0.56352 | 0.20945 | 0.31303 | 0.20999 | 0.55971
[7 empty] | 0.11782 | 0.60358 | 0.20531 | 0.33918 | 0.2487 | 0.66802
[7 empty] | 0.13818 | 0.63682 | 0.18666 | 0.33663 | 0.26655 | 0.71851
[7 empty] | 0.15058 | 0.66049 | 0.15897 | 0.31489 | 0.26206 | 0.74681
[7 empty] | 0.16281 | 0.67021 | 0.13078 | 0.28479 | 0.24839 | 0.76481
[7 empty] | 0.19493 | 0.67333 | 0.11068 | 0.25871 | 0.23579 | 0.77852
[7 empty] | 0.22636 | 0.66392 | 0.095002 | 0.2238 | 0.21852 | 0.78671
[7 empty] | 0.20658 | 0.44992 | 0.039103 | 0.0889 | 0.16513 | 0.6521
[7 empty] | 0.25306 | 0.45962 | 0.034598 | 0.082365 | 0.16512 | 0.65951
[7 empty] | 0.30964 | 0.47489 | 0.031989 | 0.079861 | 0.17326 | 0.65939
[7 empty] | 0.35938 | 0.49748 | 0.031093 | 0.080258 | 0.18547 | 0.65051
[7 empty] | 0.40505 | 0.52203 | 0.028965 | 0.07488 | 0.19644 | 0.63337
[7 empty] | 0.4548 | 0.55388 | 0.027211 | 0.073083 | 0.20679 | 0.61458
[7 empty] | 0.50713 | 0.58832 | 0.025728 | 0.083713 | 0.20061 | 0.60365
[7 empty] | 0.56203 | 0.62165 | 0.025579 | 0.11445 | 0.16672 | 0.59694
[7 empty] | 0.59343 | 0.6299 | 0.0273 | 0.15015 | 0.12728 | 0.56219
[7 empty] | 0.61392 | 0.64069 | 0.026266 | 0.1584 | 0.10778 | 0.53017
[7 empty] | 0.60515 | 0.62873 | 0.028986 | 0.13339 | 0.083886 | 0.4741
[7 empty] | 0.58752 | 0.62014 | 0.030323 | 0.1074 | 0.064501 | 0.40906
[7 empty] | 0.61472 | 0.64601 | 0.039369 | 0.11632 | 0.067539 | 0.40019
[7 empty] | 0.6592 | 0.66985 | 0.048824 | 0.14924 | 0.079684 | 0.41323
[7 empty] | 0.73343 | 0.71734 | 0.062103 | 0.21735 | 0.10362 | 0.46374
[7 empty] | 0.79017 | 0.76251 | 0.079287 | 0.29246 | 0.14138 | 0.51511
[7 empty] | 0.803 | 0.76112 | 0.10009 | 0.31849 | 0.16306 | 0.51852
[7 empty] | 0.8067 | 0.74627 | 0.12028 | 0.31737 | 0.19387 | 0.51355
[7 empty] | 0.81173 | 0.73627 | 0.13482 | 0.30395 | 0.20996 | 0.49999
[7 empty] | 0.81033 | 0.71794 | 0.14558 | 0.30528 | 0.21834 | 0.49333
[7 empty] | 0.79785 | 0.68127 | 0.15444 | 0.31856 | 0.2258 | 0.48817
[7 empty] | 0.77778 | 0.6428 | 0.15997 | 0.3297 | 0.22812 | 0.48346
[7 empty] | 0.74416 | 0.59441 | 0.15124 | 0.31689 | 0.21074 | 0.45141
[7 empty] | 0.70615 | 0.55032 | 0.14968 | 0.31518 | 0.20704 | 0.42895
[7 empty] | 0.67527 | 0.51505 | 0.14942 | 0.31864 | 0.20501 | 0.40732
[7 empty] | 0.63842 | 0.45422 | 0.14907 | 0.33247 | 0.19491 | 0.38626
[7 empty] | 0.59659 | 0.3871 | 0.14771 | 0.35077 | 0.18661 | 0.36927
[7 empty] | 0.55304 | 0.32443 | 0.1405 | 0.36385 | 0.18306 | 0.35751
[7 empty] | 0.49086 | 0.25955 | 0.12999 | 0.36816 | 0.18575 | 0.3551
[7 empty] | 0.41745 | 0.20795 | 0.12203 | 0.37478 | 0.19066 | 0.36358
[7 empty] | 0.35984 | 0.16726 | 0.11433 | 0.37929 | 0.1775 | 0.37131
[7 empty] | 0.32653 | 0.13928 | 0.10903 | 0.38229 | 0.14147 | 0.36353
[7 empty] | 0.3012 | 0.12005 | 0.10179 | 0.35671 | 0.1184 | 0.32952
[7 empty] | 0.28965 | 0.1034 | 0.088805 | 0.31246 | 0.1069 | 0.31712
[7 empty] | 0.26614 | 0.088588 | 0.072001 | 0.2485 | 0.082377 | 0.3281
[7 empty] | 0.23954 | 0.08003 | 0.055508 | 0.18948 | 0.05944 | 0.35703
[7 empty] | 0.23879 | 0.09227 | 0.051812 | 0.17871 | 0.059232 | 0.4078
[7 empty] | 0.24295 | 0.11212 | 0.053711 | 0.19519 | 0.071694 | 0.42586
[7 empty] | 0.27179 | 0.14706 | 0.059659 | 0.25036 | 0.097893 | 0.43585
[7 empty] | 0.30071 | 0.2127 | 0.073586 | 0.31835 | 0.13397 | 0.4371
[7 empty] | 0.32872 | 0.26845 | 0.09182 | 0.34883 | 0.13597 | 0.38383
[7 empty] | 0.35608 | 0.32195 | 0.11684 | 0.35848 | 0.1142 | 0.31919
[7 empty] | 0.37027 | 0.36342 | 0.13301 | 0.34554 | 0.077828 | 0.26648
[7 empty] | 0.39404 | 0.39109 | 0.14396 | 0.32969 | 0.067999 | 0.24293
[7 empty] | 0.42938 | 0.40629 | 0.14736 | 0.31672 | 0.071086 | 0.23504
[7 empty] | 0.47722 | 0.41971 | 0.14869 | 0.30922 | 0.073215 | 0.23021
[7 empty] | 0.52166 | 0.41973 | 0.14219 | 0.29514 | 0.060395 | 0.21063
[7 empty] | 0.56985 | 0.43276 | 0.14402 | 0.29323 | 0.051252 | 0.19681
[7 empty] | 0.62647 | 0.45941 | 0.15077 | 0.29317 | 0.043162 | 0.18348
[7 empty] | 0.68831 | 0.47232 | 0.16302 | 0.289 | 0.038122 | 0.16495
[7 empty] | 0.75198 | 0.48674 | 0.18206 | 0.28827 | 0.036646 | 0.14736
[7 empty] | 0.79198 | 0.50071 | 0.20165 | 0.29107 | 0.038568 | 0.12851
[7 empty] | 0.81642 | 0.51426 | 0.21328 | 0.30031 | 0.040901 | 0.10755
[7 empty] | 0.83932 | 0.52615 | 0.22796 | 0.31834 | 0.04505 | 0.097765
[7 empty] | 0.84707 | 0.53641 | 0.24665 | 0.34335 | 0.049034 | 0.10618
[7 empty] | 0.84445 | 0.53702 | 0.26956 | 0.36456 | 0.056995 | 0.13817
[7 empty] | 0.82908 | 0.51503 | 0.27889 | 0.3551 | 0.068996 | 0.17253
[7 empty] | 0.80024 | 0.49044 | 0.2698 | 0.3225 | 0.067381 | 0.1904
[7 empty] | 0.7508 | 0.44844 | 0.2433 | 0.26955 | 0.052468 | 0.18441
[7 empty] | 0.69608 | 0.40429 | 0.20584 | 0.21902 | 0.039446 | 0.16385
[7 empty] | 0.67549 | 0.40489 | 0.20022 | 0.21735 | 0.040792 | 0.15965
[7 empty] | 0.6779 | 0.41037 | 0.20641 | 0.24087 | 0.0487 | 0.15073
[7 empty] | 0.71081 | 0.45403 | 0.2334 | 0.29307 | 0.06205 | 0.14654
[7 empty] | 0.7417 | 0.51434 | 0.26838 | 0.33158 | 0.079738 | 0.13535
[7 empty] | 0.72655 | 0.52969 | 0.29153 | 0.33207 | 0.076348 | 0.11397
[7 empty] | 0.69717 | 0.54477 | 0.30416 | 0.30818 | 0.05918 | 0.093033
[7 empty] | 0.66116 | 0.55646 | 0.30662 | 0.27425 | 0.046258 | 0.082891
[7 empty] | 0.64496 | 0.56778 | 0.29613 | 0.24724 | 0.048319 | 0.082017
[7 empty] | 0.65231 | 0.57187 | 0.27831 | 0.22996 | 0.052173 | 0.087977
[7 empty] | 0.67434 | 0.57485 | 0.25389 | 0.21516 | 0.053157 | 0.098165
[7 empty] | 0.6879 | 0.56309 | 0.2208 | 0.19563 | 0.045908 | 0.10651
[7 empty] | 0.70835 | 0.55713 | 0.20724 | 0.18447 | 0.040892 | 0.12099
[7 empty] | 0.73221 | 0.56779 | 0.20288 | 0.17302 | 0.038619 | 0.14083
[7 empty] | 0.73736 | 0.56861 | 0.20806 | 0.16345 | 0.03935 | 0.16514
[7 empty] | 0.73454 | 0.5605 | 0.22183 | 0.15543 | 0.040011 | 0.19172
[7 empty] | 0.73488 | 0.55347 | 0.2322 | 0.14994 | 0.038654 | 0.21621
[7 empty] | 0.73401 | 0.53539 | 0.24001 | 0.15459 | 0.033338 | 0.23325
[7 empty] | 0.73644 | 0.52047 | 0.24569 | 0.16905 | 0.030699 | 0.25009
[7 empty] | 0.741 | 0.50462 | 0.25033 | 0.18016 | 0.037338 | 0.2812
[7 empty] | 0.75389 | 0.49308 | 0.25056 | 0.17493 | 0.060371 | 0.31028
[7 empty] | 0.74879 | 0.45963 | 0.23911 | 0.15427 | 0.091889 | 0.30814
[7 empty] | 0.73856 | 0.42796 | 0.21331 | 0.12074 | 0.10977 | 0.27113
[7 empty] | 0.69961 | 0.37707 | 0.1824 | 0.07859 | 0.10934 | 0.2022
[7 empty] | 0.64377 | 0.32318 | 0.15134 | 0.049108 | 0.10458 | 0.13841
[7 empty] | 0.64021 | 0.29792 | 0.14516 | 0.045315 | 0.12078 | 0.11045
[7 empty] | 0.6662 | 0.27678 | 0.14509 | 0.060623 | 0.15629 | 0.096293
[7 empty] | 0.71381 | 0.27415 | 0.15437 | 0.10427 | 0.23264 | 0.094991
[7 empty] | 0.73417 | 0.2718 | 0.16782 | 0.16047 | 0.31931 | 0.098316
[7 empty] | 0.70899 | 0.25342 | 0.18299 | 0.1906 | 0.34969 | 0.10293
[7 empty] | 0.66837 | 0.23996 | 0.20009 | 0.18308 | 0.33786 | 0.109
[7 empty] | 0.62047 | 0.23257 | 0.20722 | 0.15827 | 0.3066 | 0.12022
[7 empty] | 0.60568 | 0.22798 | 0.20661 | 0.14246 | 0.28004 | 0.13302
[7 empty] | 0.61204 | 0.21841 | 0.20127 | 0.13538 | 0.27133 | 0.1493
[7 empty] | 0.618 | 0.19784 | 0.1918 | 0.13475 | 0.27197 | 0.16977
[7 empty] | 0.612 | 0.16375 | 0.16963 | 0.12981 | 0.25263 | 0.17879
[7 empty] | 0.60717 | 0.13787 | 0.16026 | 0.1299 | 0.24962 | 0.1976
[7 empty] | 0.60722 | 0.11453 | 0.14962 | 0.13425 | 0.25285 | 0.22271
[7 empty] | 0.60121 | 0.093818 | 0.13875 | 0.14138 | 0.24572 | 0.24691
[7 empty] | 0.5934 | 0.082453 | 0.12954 | 0.14866 | 0.23405 | 0.27327
[7 empty] | 0.58391 | 0.07833 | 0.12208 | 0.15253 | 0.21501 | 0.3031
[7 empty] | 0.56627 | 0.078617 | 0.11785 | 0.14737 | 0.18886 | 0.33448
[7 empty] | 0.55214 | 0.081006 | 0.11597 | 0.14285 | 0.16372 | 0.36577
[7 empty] | 0.55257 | 0.085797 | 0.11313 | 0.13716 | 0.14266 | 0.40782
[7 empty] | 0.57092 | 0.090818 | 0.10976 | 0.12961 | 0.13023 | 0.45503
[7 empty] | 0.57282 | 0.091466 | 0.10504 | 0.11768 | 0.12192 | 0.47879
[7 empty] | 0.56185 | 0.089576 | 0.086379 | 0.096021 | 0.11225 | 0.50514
[7 empty] | 0.51109 | 0.084905 | 0.067382 | 0.075063 | 0.10075 | 0.50151
[7 empty] | 0.43619 | 0.074873 | 0.04525 | 0.059263 | 0.090079 | 0.48779
[7 empty] | 0.41314 | 0.076421 | 0.037285 | 0.065135 | 0.097787 | 0.51172
[7 empty] | 0.42555 | 0.075562 | 0.030459 | 0.081362 | 0.11488 | 0.5501
[7 empty] | 0.47277 | 0.076715 | 0.025462 | 0.10779 | 0.14899 | 0.61847
[7 empty] | 0.50969 | 0.076997 | 0.023136 | 0.13774 | 0.18069 | 0.67221
[7 empty] | 0.46108 | 0.074121 | 0.028216 | 0.15228 | 0.18241 | 0.65868
[7 empty] | 0.3848 | 0.070887 | 0.032115 | 0.15263 | 0.15706 | 0.63495
[7 empty] | 0.30238 | 0.066637 | 0.032291 | 0.14269 | 0.12602 | 0.6014
[7 empty] | 0.25339 | 0.065933 | 0.029788 | 0.14251 | 0.10916 | 0.57759
[7 empty] | 0.24459 | 0.066011 | 0.027133 | 0.15152 | 0.10558 | 0.55664
[7 empty] | 0.24987 | 0.068085 | 0.024836 | 0.16536 | 0.10519 | 0.52867
[7 empty] | 0.24455 | 0.068971 | 0.020802 | 0.16974 | 0.10062 | 0.46201
[7 empty] | 0.24936 | 0.075715 | 0.017795 | 0.17936 | 0.098482 | 0.40337
[7 empty] | 0.25923 | 0.086936 | 0.014745 | 0.19417 | 0.091919 | 0.35322
[7 empty] | 0.26495 | 0.097797 | 0.012636 | 0.21323 | 0.076932 | 0.29567
[7 empty] | 0.26949 | 0.10999 | 0.010882 | 0.23805 | 0.060743 | 0.24764
[7 empty] | 0.27544 | 0.1191 | 0.009418 | 0.26536 | 0.052583 | 0.20805
[7 empty] | 0.28183 | 0.12298 | 0.0072867 | 0.28719 | 0.050531 | 0.17237
[7 empty] | 0.29227 | 0.12515 | 0.0062106 | 0.30741 | 0.052801 | 0.14152
[7 empty] | 0.30368 | 0.12937 | 0.0056743 | 0.33737 | 0.051119 | 0.1219
[7 empty] | 0.31354 | 0.13612 | 0.0058156 | 0.37087 | 0.046932 | 0.10669
[7 empty] | 0.29677 | 0.13843 | 0.007554 | 0.37949 | 0.050999 | 0.097615
[7 empty] | 0.25504 | 0.13325 | 0.0092624 | 0.37513 | 0.047153 | 0.087388
[7 empty] | 0.18655 | 0.11656 | 0.010038 | 0.35028 | 0.041513 | 0.075827
[7 empty] | 0.13114 | 0.095563 | 0.0082901 | 0.31327 | 0.03425 | 0.068785
[7 empty] | 0.12488 | 0.091321 | 0.0078233 | 0.31224 | 0.035351 | 0.082041
[7 empty] | 0.14573 | 0.089274 | 0.0075787 | 0.32368 | 0.038871 | 0.105
[7 empty] | 0.19683 | 0.089807 | 0.0066877 | 0.35471 | 0.048044 | 0.14341
[7 empty] | 0.25054 | 0.087004 | 0.0067025 | 0.3774 | 0.059827 | 0.18973
[7 empty] | 0.2321 | 0.08306 | 0.011253 | 0.38203 | 0.062451 | 0.19491
[7 empty] | 0.18356 | 0.0873 | 0.017655 | 0.38424 | 0.05439 | 0.18088
[7 empty] | 0.14499 | 0.097915 | 0.024181 | 0.37486 | 0.053282 | 0.15356
[7 empty] | 0.13961 | 0.11415 | 0.027313 | 0.35713 | 0.047955 | 0.14035
[7 empty] | 0.16483 | 0.13164 | 0.02912 | 0.33172 | 0.038489 | 0.13477
[7 empty] | 0.19807 | 0.15101 | 0.031507 | 0.30541 | 0.031957 | 0.13427
[7 empty] | 0.20795 | 0.16048 | 0.033434 | 0.26675 | 0.027259 | 0.12093
[7 empty] | 0.22284 | 0.1769 | 0.041253 | 0.24009 | 0.028182 | 0.1128
[7 empty] | 0.24855 | 0.1986 | 0.054938 | 0.22035 | 0.032511 | 0.1114
[7 empty] | 0.27289 | 0.21671 | 0.070934 | 0.20504 | 0.036569 | 0.11189
[7 empty] | 0.29693 | 0.23548 | 0.086926 | 0.19346 | 0.041658 | 0.11165
[7 empty] | 0.31275 | 0.25832 | 0.10074 | 0.1817 | 0.046644 | 0.10941
[7 empty] | 0.31665 | 0.27934 | 0.10682 | 0.16909 | 0.047091 | 0.10475
[7 empty] | 0.31449 | 0.29896 | 0.10981 | 0.16289 | 0.047755 | 0.10241
[7 empty] | 0.317 | 0.3199 | 0.11806 | 0.16649 | 0.052859 | 0.10461
[7 empty] | 0.32378 | 0.34235 | 0.13737 | 0.17861 | 0.066038 | 0.11401
[7 empty] | 0.32122 | 0.34246 | 0.15365 | 0.18713 | 0.082135 | 0.12698
[7 empty] | 0.30227 | 0.3285 | 0.15703 | 0.18208 | 0.085 | 0.13624
[7 empty] | 0.2468 | 0.28789 | 0.14227 | 0.1574 | 0.080919 | 0.14172
[7 empty] | 0.18873 | 0.24468 | 0.12088 | 0.13206 | 0.075983 | 0.1514
[7 empty] | 0.18128 | 0.2301 | 0.11949 | 0.12961 | 0.085291 | 0.17869
[7 empty] | 0.20198 | 0.23238 | 0.12156 | 0.1284 | 0.098434 | 0.18967
[7 empty] | 0.25985 | 0.25669 | 0.13559 | 0.13904 | 0.12285 | 0.19775
[7 empty] | 0.30262 | 0.29182 | 0.15931 | 0.15446 | 0.1532 | 0.19962
[7 empty] | 0.26818 | 0.31655 | 0.18707 | 0.1734 | 0.16738 | 0.17735
[7 empty] | 0.19512 | 0.34059 | 0.21484 | 0.19325 | 0.16388 | 0.15203
[7 empty] | 0.11465 | 0.35102 | 0.23875 | 0.20632 | 0.14716 | 0.12653
[7 empty] | 0.085204 | 0.34437 | 0.2506 | 0.21477 | 0.13601 | 0.11693
[7 empty] | 0.088141 | 0.32623 | 0.25629 | 0.22366 | 0.13224 | 0.11694
[7 empty] | 0.10406 | 0.30576 | 0.25914 | 0.2347 | 0.12897 | 0.12168
[7 empty] | 0.1001 | 0.27859 | 0.24466 | 0.2335 | 0.113 | 0.11829
[7 empty] | 0.097055 | 0.27261 | 0.24543 | 0.25402 | 0.10315 | 0.11848
[7 empty] | 0.088611 | 0.27627 | 0.24713 | 0.28215 | 0.097171 | 0.11724
[7 empty] | 0.078106 | 0.27325 | 0.24499 | 0.31223 | 0.093232 | 0.10893
[7 empty] | 0.071815 | 0.2741 | 0.24436 | 0.34625 | 0.089882 | 0.1004
[7 empty] | 0.069933 | 0.27903 | 0.24283 | 0.36716 | 0.086801 | 0.091022
[7 empty] | 0.06975 | 0.28575 | 0.23967 | 0.38101 | 0.084418 | 0.08325
[7 empty] | 0.071995 | 0.29879 | 0.24068 | 0.40437 | 0.08409 | 0.080599
[7 empty] | 0.065881 | 0.3134 | 0.23975 | 0.44568 | 0.08157 | 0.084985
[7 empty] | 0.051984 | 0.32422 | 0.23704 | 0.49445 | 0.077973 | 0.096145
[7 empty] | 0.044022 | 0.30902 | 0.22074 | 0.5101 | 0.083353 | 0.1035
[7 empty] | 0.035856 | 0.29 | 0.19262 | 0.52967 | 0.087059 | 0.09741
[7 empty] | 0.029328 | 0.26019 | 0.15877 | 0.5258 | 0.092005 | 0.079348
[7 empty] | 0.024202 | 0.23312 | 0.12508 | 0.50841 | 0.097871 | 0.063447
[7 empty] | 0.028565 | 0.23821 | 0.11004 | 0.52501 | 0.11914 | 0.065251
[7 empty] | 0.037456 | 0.25909 | 0.089447 | 0.55832 | 0.14614 | 0.069328
[7 empty] | 0.056016 | 0.31139 | 0.069042 | 0.61191 | 0.19046 | 0.073235
[7 empty] | 0.089812 | 0.36751 | 0.050169 | 0.65089 | 0.24322 | 0.068671
[7 empty] | 0.12001 | 0.3937 | 0.048707 | 0.66922 | 0.27123 | 0.052892
[7 empty] | 0.14945 | 0.40722 | 0.058407 | 0.6887 | 0.29156 | 0.034571
[7 empty] | 0.16832 | 0.40167 | 0.079983 | 0.68793 | 0.29561 | 0.023855
[7 empty] | 0.19081 | 0.38934 | 0.1002 | 0.67616 | 0.30248 | 0.020954
[7 empty] | 0.21241 | 0.36605 | 0.11143 | 0.65416 | 0.31532 | 0.021233
[7 empty] | 0.22639 | 0.3395 | 0.11771 | 0.63789 | 0.33094 | 0.023007
[7 empty] | 0.22377 | 0.30075 | 0.11453 | 0.61666 | 0.33082 | 0.023934
[7 empty] | 0.23324 | 0.28314 | 0.12053 | 0.60807 | 0.34488 | 0.024016
[7 empty] | 0.24922 | 0.27704 | 0.13071 | 0.58905 | 0.36851 | 0.025111
[7 empty] | 0.26743 | 0.26137 | 0.1465 | 0.5543 | 0.38286 | 0.02654
[7 empty] | 0.28744 | 0.25052 | 0.16922 | 0.50812 | 0.40101 | 0.029865
[7 empty] | 0.3093 | 0.2412 | 0.19362 | 0.4609 | 0.41367 | 0.034994
[7 empty] | 0.33407 | 0.23133 | 0.21212 | 0.40913 | 0.4115 | 0.038814
[7 empty] | 0.3601 | 0.22263 | 0.23013 | 0.35254 | 0.40613 | 0.043326
[7 empty] | 0.38988 | 0.21599 | 0.24812 | 0.29604 | 0.39676 | 0.046848
[7 empty] | 0.41822 | 0.21301 | 0.26596 | 0.2589 | 0.38205 | 0.05025
[7 empty] | 0.4174 | 0.20079 | 0.26582 | 0.2365 | 0.33261 | 0.05443
[7 empty] | 0.40056 | 0.17919 | 0.25052 | 0.23388 | 0.27302 | 0.053395
[7 empty] | 0.34963 | 0.14922 | 0.21649 | 0.23533 | 0.19984 | 0.049819
[7 empty] | 0.29359 | 0.11906 | 0.17981 | 0.22937 | 0.15168 | 0.045927
[7 empty] | 0.28096 | 0.10842 | 0.17901 | 0.23533 | 0.15351 | 0.056205
[7 empty] | 0.28685 | 0.10435 | 0.18814 | 0.22911 | 0.18444 | 0.075457
[7 empty] | 0.32177 | 0.11019 | 0.21729 | 0.23417 | 0.25354 | 0.10258
[7 empty] | 0.36318 | 0.12378 | 0.26693 | 0.26617 | 0.31739 | 0.13361
[7 empty] | 0.37769 | 0.14072 | 0.31325 | 0.29249 | 0.29649 | 0.13536
[7 empty] | 0.38133 | 0.15617 | 0.35756 | 0.32061 | 0.22795 | 0.12151
[7 empty] | 0.37018 | 0.16677 | 0.38981 | 0.3403 | 0.14288 | 0.10543
[7 empty] | 0.35062 | 0.17306 | 0.39618 | 0.35374 | 0.10262 | 0.093861
[7 empty] | 0.32092 | 0.17296 | 0.39158 | 0.35871 | 0.092409 | 0.08651
[7 empty] | 0.29196 | 0.16875 | 0.37999 | 0.36253 | 0.097398 | 0.081317
[7 empty] | 0.25954 | 0.1568 | 0.34934 | 0.34939 | 0.09611 | 0.073454
[7 empty] | 0.24077 | 0.15339 | 0.33983 | 0.35755 | 0.098302 | 0.070767
[7 empty] | 0.22715 | 0.16192 | 0.33542 | 0.36883 | 0.10003 | 0.070797
[7 empty] | 0.21887 | 0.17336 | 0.32426 | 0.37346 | 0.10024 | 0.071111
[7 empty] | 0.21622 | 0.19692 | 0.31649 | 0.37518 | 0.099451 | 0.072653
[7 empty] | 0.22317 | 0.22464 | 0.31287 | 0.37531 | 0.10381 | 0.073349
[7 empty] | 0.23811 | 0.25212 | 0.31234 | 0.36679 | 0.11066 | 0.071297
[7 empty] | 0.25968 | 0.28771 | 0.31649 | 0.36842 | 0.1117 | 0.069656
[7 empty] | 0.28988 | 0.33007 | 0.31938 | 0.38822 | 0.096456 | 0.069776
[7 empty] | 0.31426 | 0.36908 | 0.32055 | 0.41029 | 0.072044 | 0.072183
[7 empty] | 0.31756 | 0.38461 | 0.31032 | 0.4103 | 0.058209 | 0.077565
[7 empty] | 0.30223 | 0.39711 | 0.29581 | 0.41636 | 0.050826 | 0.077869
[7 empty] | 0.26371 | 0.38241 | 0.26249 | 0.41246 | 0.051516 | 0.081602
[7 empty] | 0.22129 | 0.3648 | 0.22287 | 0.39022 | 0.054312 | 0.081903
[7 empty] | 0.21794 | 0.39558 | 0.21693 | 0.3855 | 0.065384 | 0.091872
[7 empty] | 0.24365 | 0.44058 | 0.21139 | 0.3704 | 0.079611 | 0.10098
[7 empty] | 0.31133 | 0.53146 | 0.22371 | 0.37489 | 0.10355 | 0.12086
[7 empty] | 0.41033 | 0.62755 | 0.26527 | 0.37738 | 0.12776 | 0.14191
[7 empty] | 0.48196 | 0.66671 | 0.30065 | 0.36369 | 0.14177 | 0.14334
[7 empty] | 0.54079 | 0.67548 | 0.34362 | 0.34143 | 0.14759 | 0.13391
[7 empty] | 0.57438 | 0.66894 | 0.38028 | 0.30617 | 0.15256 | 0.12153
[7 empty] | 0.5814 | 0.64655 | 0.40107 | 0.27213 | 0.15005 | 0.11836
[7 empty] | 0.5617 | 0.60822 | 0.40714 | 0.23924 | 0.14573 | 0.12526
[7 empty] | 0.52909 | 0.56376 | 0.41065 | 0.20794 | 0.14342 | 0.1367
[7 empty] | 0.47888 | 0.51307 | 0.39873 | 0.17164 | 0.13656 | 0.14267
[7 empty] | 0.44616 | 0.47695 | 0.39431 | 0.14406 | 0.13481 | 0.15694
[7 empty] | 0.41477 | 0.45265 | 0.3985 | 0.11591 | 0.13637 | 0.16798
[7 empty] | 0.37894 | 0.41891 | 0.39418 | 0.087662 | 0.13378 | 0.17088
[7 empty] | 0.34461 | 0.38357 | 0.39125 | 0.067468 | 0.13306 | 0.1675
[7 empty] | 0.32284 | 0.35279 | 0.39013 | 0.051834 | 0.13413 | 0.15827
[7 empty] | 0.31286 | 0.32673 | 0.38735 | 0.039723 | 0.14217 | 0.14578
[7 empty] | 0.31396 | 0.30497 | 0.38453 | 0.02994 | 0.15175 | 0.13804
[7 empty] | 0.32032 | 0.28564 | 0.38072 | 0.023033 | 0.15139 | 0.13918
[7 empty] | 0.32646 | 0.26493 | 0.37276 | 0.021596 | 0.12981 | 0.15015
[7 empty] | 0.32313 | 0.23361 | 0.35364 | 0.025946 | 0.10604 | 0.15543
[7 empty] | 0.31535 | 0.19624 | 0.33341 | 0.02467 | 0.094153 | 0.14226
[7 empty] | 0.2988 | 0.15663 | 0.29715 | 0.026167 | 0.092969 | 0.11227
[7 empty] | 0.28126 | 0.12076 | 0.25573 | 0.035983 | 0.096967 | 0.078789
[7 empty] | 0.3043 | 0.10561 | 0.24922 | 0.052552 | 0.11162 | 0.066497
[7 empty] | 0.35832 | 0.09416 | 0.25018 | 0.060978 | 0.12167 | 0.060478
[7 empty] | 0.4553 | 0.093822 | 0.27159 | 0.063722 | 0.13947 | 0.058515
[7 empty] | 0.56611 | 0.095741 | 0.30793 | 0.063839 | 0.16232 | 0.056429
[7 empty] | 0.63672 | 0.098915 | 0.33188 | 0.068502 | 0.17645 | 0.052868
[7 empty] | 0.68224 | 0.10896 | 0.35656 | 0.07281 | 0.17964 | 0.044914
[7 empty] | 0.70217 | 0.12002 | 0.3749 | 0.077865 | 0.1922 | 0.03761
[7 empty] | 0.69496 | 0.12646 | 0.38307 | 0.080186 | 0.22236 | 0.03357
[7 empty] | 0.66677 | 0.12879 | 0.38161 | 0.081941 | 0.2589 | 0.030245
[7 empty] | 0.62433 | 0.12905 | 0.37662 | 0.083141 | 0.29057 | 0.028089
[7 empty] | 0.54848 | 0.1175 | 0.36109 | 0.077594 | 0.30239 | 0.024171
[7 empty] | 0.48223 | 0.1093 | 0.35915 | 0.075866 | 0.31786 | 0.021906
[7 empty] | 0.42994 | 0.099282 | 0.36555 | 0.078492 | 0.33186 | 0.020612
[7 empty] | 0.38356 | 0.090717 | 0.36816 | 0.084656 | 0.333 | 0.018882
[7 empty] | 0.34319 | 0.083825 | 0.37727 | 0.099672 | 0.33301 | 0.018073
[7 empty] | 0.30999 | 0.078757 | 0.39069 | 0.12639 | 0.33314 | 0.018132
[7 empty] | 0.2782 | 0.073462 | 0.40552 | 0.16928 | 0.32874 | 0.018858
[7 empty] | 0.25244 | 0.070131 | 0.42184 | 0.21754 | 0.32447 | 0.021091
[7 empty] | 0.23007 | 0.069181 | 0.43692 | 0.25929 | 0.319 | 0.024908
[7 empty] | 0.20583 | 0.069973 | 0.44983 | 0.27244 | 0.29877 | 0.031882
[7 empty] | 0.17376 | 0.069427 | 0.44705 | 0.23821 | 0.25897 | 0.038853
[7 empty] | 0.13987 | 0.064132 | 0.43466 | 0.17505 | 0.23022 | 0.034181
[7 empty] | 0.10533 | 0.05504 | 0.40904 | 0.11586 | 0.20048 | 0.022931
[7 empty] | 0.079391 | 0.046844 | 0.37382 | 0.072192 | 0.17264 | 0.014186
[7 empty] | 0.075064 | 0.050981 | 0.3684 | 0.06344 | 0.17142 | 0.011884
[7 empty] | 0.084927 | 0.058977 | 0.36142 | 0.067146 | 0.1727 | 0.012559
[7 empty] | 0.11549 | 0.071871 | 0.37014 | 0.078849 | 0.18966 | 0.015836
[7 empty] | 0.15895 | 0.088081 | 0.38527 | 0.093156 | 0.2116 | 0.020712
[7 empty] | 0.1912 | 0.091564 | 0.37491 | 0.10828 | 0.21158 | 0.02362
[7 empty] | 0.19472 | 0.092188 | 0.35785 | 0.11437 | 0.20297 | 0.02448
[7 empty] | 0.18318 | 0.087726 | 0.33094 | 0.10526 | 0.18293 | 0.030549
[7 empty] | 0.16578 | 0.081893 | 0.2898 | 0.086724 | 0.15201 | 0.049483
[7 empty] | 0.14649 | 0.075862 | 0.24634 | 0.064399 | 0.1255 | 0.080032
[7 empty] | 0.12744 | 0.067316 | 0.2082 | 0.04535 | 0.10697 | 0.11037
[7 empty] | 0.10399 | 0.053686 | 0.17323 | 0.03065 | 0.089328 | 0.12331
[7 empty] | 0.088131 | 0.046969 | 0.15244 | 0.023991 | 0.079012 | 0.13277
[7 empty] | 0.079397 | 0.044339 | 0.13651 | 0.020873 | 0.074885 | 0.13782
[7 empty] | 0.076144 | 0.039469 | 0.11787 | 0.020009 | 0.073695 | 0.13686
[7 empty] | 0.083788 | 0.035622 | 0.10264 | 0.026942 | 0.07669 | 0.13184
[7 empty] | 0.10385 | 0.033045 | 0.089561 | 0.044993 | 0.08034 | 0.12226
[7 empty] | 0.13066 | 0.031577 | 0.078621 | 0.061235 | 0.083417 | 0.10987
[7 empty] | 0.16449 | 0.03223 | 0.07066 | 0.080481 | 0.081992 | 0.10369
[7 empty] | 0.1968 | 0.03329 | 0.061959 | 0.10483 | 0.071127 | 0.1144
[7 empty] | 0.22359 | 0.035813 | 0.053996 | 0.12349 | 0.054336 | 0.15096
[7 empty] | 0.229 | 0.041554 | 0.04673 | 0.13564 | 0.043956 | 0.19432
[7 empty] | 0.22352 | 0.042281 | 0.033307 | 0.13649 | 0.033546 | 0.21561
[7 empty] | 0.1992 | 0.037162 | 0.025228 | 0.12328 | 0.029263 | 0.19776
[7 empty] | 0.17385 | 0.0307 | 0.018157 | 0.1121 | 0.02752 | 0.1625
[7 empty] | 0.18271 | 0.033299 | 0.015203 | 0.13319 | 0.033144 | 0.14074
[7 empty] | 0.20205 | 0.04072 | 0.012395 | 0.17371 | 0.038098 | 0.11995
[7 empty] | 0.24524 | 0.055176 | 0.0089864 | 0.2484 | 0.045696 | 0.10817
[7 empty] | 0.30113 | 0.07835 | 0.0085691 | 0.34724 | 0.058051 | 0.10789
[7 empty] | 0.31588 | 0.095681 | 0.012093 | 0.40495 | 0.068627 | 0.12247
[7 empty] | 0.31883 | 0.11162 | 0.015236 | 0.44178 | 0.069674 | 0.15101
[7 empty] | 0.31154 | 0.12542 | 0.019626 | 0.44887 | 0.069831 | 0.17267
[7 empty] | 0.31527 | 0.13965 | 0.025483 | 0.44297 | 0.070152 | 0.17452
[7 empty] | 0.32836 | 0.15331 | 0.036058 | 0.42902 | 0.068724 | 0.1613
[7 empty] | 0.34395 | 0.16141 | 0.053305 | 0.4119 | 0.068961 | 0.13805
[7 empty] | 0.33625 | 0.15318 | 0.076569 | 0.37467 | 0.065984 | 0.108
[7 empty] | 0.3366 | 0.15207 | 0.11267 | 0.36806 | 0.067224 | 0.08661
[7 empty] | 0.34433 | 0.15077 | 0.15018 | 0.36513 | 0.07071 | 0.072104
[7 empty] | 0.34288 | 0.14779 | 0.18227 | 0.36488 | 0.07619 | 0.061531
[7 empty] | 0.34089 | 0.14695 | 0.2208 | 0.36221 | 0.083409 | 0.054528
[7 empty] | 0.33425 | 0.1439 | 0.27151 | 0.35512 | 0.090155 | 0.049527
[7 empty] | 0.3184 | 0.13929 | 0.3355 | 0.34026 | 0.095542 | 0.048056
[7 empty] | 0.31029 | 0.13702 | 0.40147 | 0.32401 | 0.1032 | 0.052892
[7 empty] | 0.31252 | 0.13497 | 0.45834 | 0.31057 | 0.11333 | 0.062887
[7 empty] | 0.33144 | 0.13549 | 0.50594 | 0.29979 | 0.12436 | 0.082307
[7 empty] | 0.33666 | 0.13146 | 0.5199 | 0.28245 | 0.13488 | 0.10173
[7 empty] | 0.34039 | 0.1189 | 0.51387 | 0.28602 | 0.13854 | 0.10109
[7 empty] | 0.32733 | 0.09542 | 0.47043 | 0.30475 | 0.13925 | 0.079927
[7 empty] | 0.29349 | 0.072188 | 0.4063 | 0.32015 | 0.13388 | 0.054529
[7 empty] | 0.27363 | 0.061685 | 0.38292 | 0.3508 | 0.14865 | 0.047336
[7 empty] | 0.23513 | 0.053613 | 0.37534 | 0.36778 | 0.17524 | 0.037162
[7 empty] | 0.20462 | 0.048723 | 0.40784 | 0.40561 | 0.23075 | 0.026538
[7 empty] | 0.19708 | 0.049038 | 0.45741 | 0.45388 | 0.2861 | 0.023342
[7 empty] | 0.21916 | 0.056886 | 0.48836 | 0.46868 | 0.30846 | 0.032711
[7 empty] | 0.25961 | 0.068374 | 0.52592 | 0.482 | 0.30534 | 0.055297
[7 empty] | 0.29591 | 0.073346 | 0.5757 | 0.47186 | 0.29525 | 0.089164
[7 empty] | 0.32594 | 0.072118 | 0.63589 | 0.45147 | 0.2901 | 0.11053
[7 empty] | 0.35089 | 0.065532 | 0.69405 | 0.40756 | 0.28818 | 0.12038
[7 empty] | 0.37056 | 0.057118 | 0.73237 | 0.35748 | 0.28901 | 0.12285
[7 empty] | 0.37787 | 0.046801 | 0.74638 | 0.29478 | 0.2789 | 0.1162
[7 empty] | 0.39292 | 0.043766 | 0.76701 | 0.25735 | 0.28136 | 0.11957
[7 empty] | 0.41876 | 0.047745 | 0.78738 | 0.25435 | 0.28056 | 0.12409
[7 empty] | 0.42734 | 0.059674 | 0.78194 | 0.28755 | 0.27446 | 0.12166
[7 empty] | 0.43364 | 0.079201 | 0.76267 | 0.34083 | 0.2661 | 0.12098
[7 empty] | 0.4374 | 0.10271 | 0.7387 | 0.40084 | 0.26099 | 0.11782
[7 empty] | 0.43979 | 0.12217 | 0.72022 | 0.46716 | 0.25681 | 0.11259
[7 empty] | 0.4436 | 0.14056 | 0.70478 | 0.5319 | 0.25405 | 0.10775
[7 empty] | 0.45043 | 0.15713 | 0.69066 | 0.59092 | 0.24292 | 0.099336
[7 empty] | 0.45003 | 0.16938 | 0.67803 | 0.64538 | 0.21807 | 0.086369
[7 empty] | 0.42763 | 0.17297 | 0.65219 | 0.66543 | 0.17976 | 0.078257
[7 empty] | 0.40335 | 0.17198 | 0.62529 | 0.6699 | 0.1429 | 0.069944
[7 empty] | 0.36822 | 0.16273 | 0.58551 | 0.66158 | 0.11286 | 0.066633
[7 empty] | 0.32893 | 0.1517 | 0.54622 | 0.6741 | 0.089432 | 0.06336
[7 empty] | 0.3279 | 0.16757 | 0.54416 | 0.71954 | 0.089108 | 0.068776
[7 empty] | 0.32511 | 0.19308 | 0.56077 | 0.74615 | 0.099614 | 0.070984
[7 empty] | 0.33724 | 0.24715 | 0.63154 | 0.75871 | 0.13114 | 0.07811
[7 empty] | 0.35813 | 0.32276 | 0.70876 | 0.76478 | 0.17767 | 0.096142
[7 empty] | 0.36404 | 0.37171 | 0.74876 | 0.75071 | 0.21628 | 0.12602
[7 empty] | 0.37504 | 0.40948 | 0.77262 | 0.7385 | 0.24661 | 0.16953
[7 empty] | 0.3751 | 0.43327 | 0.78748 | 0.72361 | 0.27039 | 0.22415
[7 empty] | 0.36326 | 0.44621 | 0.79731 | 0.71158 | 0.27575 | 0.28556
[7 empty] | 0.3461 | 0.45067 | 0.79144 | 0.70102 | 0.27418 | 0.34775
[7 empty] | 0.33165 | 0.45411 | 0.78234 | 0.69114 | 0.26881 | 0.41363
[7 empty] | 0.31112 | 0.4492 | 0.75763 | 0.65537 | 0.25457 | 0.4784
[7 empty] | 0.31589 | 0.45859 | 0.74501 | 0.63123 | 0.26387 | 0.55023
[7 empty] | 0.33109 | 0.48481 | 0.75225 | 0.60183 | 0.27905 | 0.61203
[7 empty] | 0.3455 | 0.49609 | 0.75021 | 0.56986 | 0.27266 | 0.65953
[7 empty] | 0.364 | 0.50314 | 0.75088 | 0.53243 | 0.26179 | 0.69
[7 empty] | 0.38296 | 0.5125 | 0.7499 | 0.49345 | 0.24801 | 0.7062
[7 empty] | 0.3956 | 0.51866 | 0.74511 | 0.45361 | 0.23227 | 0.69943
[7 empty] | 0.40365 | 0.5213 | 0.74354 | 0.40691 | 0.21215 | 0.67197
[7 empty] | 0.4077 | 0.51963 | 0.74502 | 0.34654 | 0.1807 | 0.62618
[7 empty] | 0.38745 | 0.51386 | 0.73917 | 0.27187 | 0.1381 | 0.55884
[7 empty] | 0.3305 | 0.48318 | 0.7189 | 0.21276 | 0.1042 | 0.44253
[7 empty] | 0.27515 | 0.45184 | 0.70363 | 0.17401 | 0.080361 | 0.33035
[7 empty] | 0.21735 | 0.40411 | 0.67856 | 0.15748 | 0.071216 | 0.22571
[7 empty] | 0.16747 | 0.36088 | 0.65629 | 0.14247 | 0.074399 | 0.15047
[7 empty] | 0.14978 | 0.35887 | 0.66074 | 0.13238 | 0.09525 | 0.1277
[7 empty] | 0.13428 | 0.372 | 0.65861 | 0.098079 | 0.1151 | 0.12174
[7 empty] | 0.13349 | 0.42829 | 0.6857 | 0.062825 | 0.15295 | 0.13175
[7 empty] | 0.16275 | 0.48699 | 0.71579 | 0.039953 | 0.1994 | 0.14949
[7 empty] | 0.20724 | 0.49605 | 0.72253 | 0.035924 | 0.23446 | 0.15526
[7 empty] | 0.25181 | 0.49249 | 0.73433 | 0.042236 | 0.25621 | 0.16061
[7 empty] | 0.2727 | 0.4801 | 0.74631 | 0.05454 | 0.25472 | 0.16878
[7 empty] | 0.27992 | 0.4665 | 0.75383 | 0.061183 | 0.24417 | 0.17746
[7 empty] | 0.29176 | 0.45012 | 0.75742 | 0.059833 | 0.23177 | 0.18532
[7 empty] | 0.31043 | 0.42942 | 0.75754 | 0.057122 | 0.22564 | 0.19196
[7 empty] | 0.32622 | 0.38705 | 0.74548 | 0.052383 | 0.21916 | 0.18828
[7 empty] | 0.34256 | 0.35663 | 0.74085 | 0.053773 | 0.23191 | 0.1916
[7 empty] | 0.35471 | 0.33666 | 0.74723 | 0.058932 | 0.2551 | 0.19887
[7 empty] | 0.36337 | 0.30363 | 0.7428 | 0.067622 | 0.279 | 0.20461
[7 empty] | 0.37674 | 0.26934 | 0.73789 | 0.083111 | 0.29736 | 0.21484
[7 empty] | 0.39387 | 0.24123 | 0.73812 | 0.10556 | 0.30669 | 0.22613
[7 empty] | 0.41344 | 0.21506 | 0.74128 | 0.12857 | 0.30045 | 0.23837
[7 empty] | 0.43219 | 0.19433 | 0.7454 | 0.14824 | 0.28295 | 0.25405
[7 empty] | 0.44709 | 0.18162 | 0.74797 | 0.15069 | 0.26223 | 0.27772
[7 empty] | 0.45481 | 0.17584 | 0.74703 | 0.12308 | 0.23506 | 0.3028
[7 empty] | 0.45022 | 0.17283 | 0.72942 | 0.085061 | 0.1899 | 0.31606
[7 empty] | 0.4388 | 0.17159 | 0.70954 | 0.056555 | 0.14784 | 0.32926
[7 empty] | 0.42131 | 0.15862 | 0.67077 | 0.042384 | 0.11178 | 0.34557
[7 empty] | 0.40347 | 0.13742 | 0.62951 | 0.032603 | 0.084437 | 0.34974
[7 empty] | 0.41862 | 0.13708 | 0.63273 | 0.036829 | 0.077572 | 0.36519
[7 empty] | 0.44681 | 0.14101 | 0.64432 | 0.047305 | 0.074325 | 0.37989
[7 empty] | 0.49768 | 0.16129 | 0.69496 | 0.070894 | 0.075772 | 0.41107
[7 empty] | 0.55204 | 0.21147 | 0.75095 | 0.11275 | 0.082726 | 0.45743
[7 empty] | 0.57669 | 0.25875 | 0.77045 | 0.15522 | 0.094791 | 0.48808
[7 empty] | 0.59331 | 0.30949 | 0.78581 | 0.20856 | 0.11048 | 0.51605
[7 empty] | 0.59984 | 0.35375 | 0.79554 | 0.25894 | 0.13439 | 0.53556
[7 empty] | 0.60394 | 0.39047 | 0.79823 | 0.31027 | 0.14495 | 0.53818
[7 empty] | 0.60684 | 0.42366 | 0.79487 | 0.36135 | 0.14226 | 0.53008
[7 empty] | 0.60478 | 0.46021 | 0.79107 | 0.42058 | 0.13525 | 0.5178
[7 empty] | 0.59239 | 0.4808 | 0.78281 | 0.46328 | 0.12537 | 0.48221
[7 empty] | 0.58084 | 0.51401 | 0.77608 | 0.5143 | 0.12699 | 0.45882
[7 empty] | 0.57622 | 0.55683 | 0.779 | 0.55689 | 0.12989 | 0.43038
[7 empty] | 0.56504 | 0.57855 | 0.77604 | 0.58201 | 0.12444 | 0.38579
[7 empty] | 0.55025 | 0.5925 | 0.77446 | 0.59621 | 0.11763 | 0.33049
[7 empty] | 0.53266 | 0.60087 | 0.7742 | 0.60292 | 0.11629 | 0.2728
[7 empty] | 0.50859 | 0.59348 | 0.77352 | 0.60925 | 0.11775 | 0.21099
[7 empty] | 0.47866 | 0.58176 | 0.7765 | 0.6188 | 0.11742 | 0.15875
[7 empty] | 0.4504 | 0.56929 | 0.78049 | 0.6284 | 0.1132 | 0.11224
[7 empty] | 0.41725 | 0.54998 | 0.77974 | 0.63079 | 0.10116 | 0.073566
[7 empty] | 0.3565 | 0.50555 | 0.76225 | 0.59718 | 0.088063 | 0.055665
[7 empty] | 0.29302 | 0.46691 | 0.74495 | 0.56469 | 0.076282 | 0.048422
[7 empty] | 0.22399 | 0.41416 | 0.70808 | 0.50804 | 0.071191 | 0.050944
[7 empty] | 0.16717 | 0.36681 | 0.66912 | 0.44878 | 0.066478 | 0.052886
[7 empty] | 0.14579 | 0.3686 | 0.66907 | 0.43655 | 0.071666 | 0.058697
[7 empty] | 0.1375 | 0.38977 | 0.69092 | 0.44542 | 0.072598 | 0.052836
[7 empty] | 0.14566 | 0.45648 | 0.74191 | 0.48097 | 0.075922 | 0.045038
[7 empty] | 0.16295 | 0.52822 | 0.78649 | 0.52282 | 0.088949 | 0.037915
[7 empty] | 0.18057 | 0.57484 | 0.79172 | 0.52417 | 0.12045 | 0.036553
[7 empty] | 0.20126 | 0.62217 | 0.79037 | 0.5168 | 0.16253 | 0.035384
[7 empty] | 0.23103 | 0.66788 | 0.78286 | 0.49961 | 0.19153 | 0.035543
[7 empty] | 0.26178 | 0.70775 | 0.77248 | 0.48768 | 0.20408 | 0.037137
[7 empty] | 0.28872 | 0.73731 | 0.75986 | 0.48804 | 0.20606 | 0.040352
[7 empty] | 0.31469 | 0.73596 | 0.74567 | 0.4919 | 0.20772 | 0.046424
[7 empty] | 0.33271 | 0.69881 | 0.72985 | 0.48079 | 0.20386 | 0.051097
[7 empty] | 0.37009 | 0.64772 | 0.71937 | 0.48881 | 0.21946 | 0.059468
[7 empty] | 0.41816 | 0.60586 | 0.71851 | 0.48984 | 0.24261 | 0.06995
[7 empty] | 0.46914 | 0.53872 | 0.7026 | 0.47969 | 0.2575 | 0.078672
[7 empty] | 0.51752 | 0.47136 | 0.67798 | 0.46223 | 0.26745 | 0.087778
[7 empty] | 0.55741 | 0.4188 | 0.64559 | 0.4459 | 0.26985 | 0.098798
[7 empty] | 0.58088 | 0.37526 | 0.60141 | 0.43628 | 0.26511 | 0.11448
[7 empty] | 0.58732 | 0.34352 | 0.55263 | 0.43409 | 0.25341 | 0.13465
[7 empty] | 0.57062 | 0.31254 | 0.50075 | 0.42716 | 0.23082 | 0.15494
[7 empty] | 0.53807 | 0.2742 | 0.44107 | 0.40339 | 0.18252 | 0.16435
[7 empty] | 0.45731 | 0.22161 | 0.37209 | 0.3586 | 0.13664 | 0.16522
[7 empty] | 0.36919 | 0.17619 | 0.32557 | 0.32146 | 0.11165 | 0.15633
[7 empty] | 0.28313 | 0.13709 | 0.27874 | 0.28554 | 0.096496 | 0.13156
[7 empty] | 0.22171 | 0.103 | 0.2369 | 0.25114 | 0.084171 | 0.1057
[7 empty] | 0.20612 | 0.084904 | 0.23649 | 0.26147 | 0.089444 | 0.10627
[7 empty] | 0.20708 | 0.064462 | 0.24847 | 0.29282 | 0.09495 | 0.12843
[7 empty] | 0.23375 | 0.050513 | 0.2788 | 0.35299 | 0.11256 | 0.17156
[7 empty] | 0.27424 | 0.044574 | 0.33343 | 0.40875 | 0.14665 | 0.20765
[7 empty] | 0.28832 | 0.047268 | 0.38798 | 0.4149 | 0.18623 | 0.22133
[7 empty] | 0.2935 | 0.053319 | 0.44533 | 0.40445 | 0.21482 | 0.223
[7 empty] | 0.28941 | 0.057318 | 0.49952 | 0.37558 | 0.22876 | 0.21615
[7 empty] | 0.27591 | 0.05988 | 0.54861 | 0.35719 | 0.23071 | 0.20681
[7 empty] | 0.26146 | 0.063923 | 0.5954 | 0.35219 | 0.23713 | 0.19637
[7 empty] | 0.24996 | 0.073971 | 0.64539 | 0.34685 | 0.25088 | 0.18527
[7 empty] | 0.23079 | 0.087236 | 0.68728 | 0.31453 | 0.26526 | 0.16598
[7 empty] | 0.22811 | 0.10629 | 0.72072 | 0.29118 | 0.30554 | 0.15365
[7 empty] | 0.23015 | 0.12726 | 0.75321 | 0.26029 | 0.35152 | 0.13936
[7 empty] | 0.22147 | 0.14052 | 0.76678 | 0.22848 | 0.37792 | 0.12455
[7 empty] | 0.21155 | 0.15117 | 0.77829 | 0.19967 | 0.39688 | 0.10961
[7 empty] | 0.20639 | 0.1594 | 0.78968 | 0.17698 | 0.41611 | 0.091767
[7 empty] | 0.20078 | 0.16547 | 0.79555 | 0.16195 | 0.43615 | 0.075192
[7 empty] | 0.19556 | 0.17246 | 0.79772 | 0.14419 | 0.46423 | 0.061172
[7 empty] | 0.18822 | 0.18133 | 0.7955 | 0.11347 | 0.49378 | 0.050202
[7 empty] | 0.17214 | 0.1921 | 0.78814 | 0.076535 | 0.51682 | 0.042648
[7 empty] | 0.14831 | 0.19405 | 0.76717 | 0.058986 | 0.50371 | 0.036573
[7 empty] | 0.12802 | 0.19783 | 0.74496 | 0.059288 | 0.47981 | 0.028901
[7 empty] | 0.10653 | 0.18632 | 0.71397 | 0.087575 | 0.43082 | 0.023002
[7 empty] | 0.087058 | 0.1713 | 0.68041 | 0.13014 | 0.37527 | 0.017779
[7 empty] | 0.080703 | 0.18028 | 0.68061 | 0.1802 | 0.36284 | 0.017224
[7 empty] | 0.071644 | 0.18775 | 0.68778 | 0.19182 | 0.38165 | 0.017835
[7 empty] | 0.066252 | 0.20336 | 0.72343 | 0.197 | 0.44374 | 0.02012
[7 empty] | 0.066481 | 0.22629 | 0.75355 | 0.22541 | 0.51174 | 0.024075
[7 empty] | 0.069167 | 0.22359 | 0.76411 | 0.277 | 0.54356 | 0.031335
[7 empty] | 0.077106 | 0.21722 | 0.77008 | 0.3526 | 0.56435 | 0.035698
[7 empty] | 0.086434 | 0.20464 | 0.78029 | 0.41596 | 0.5625 | 0.037457
[7 empty] | 0.093284 | 0.18916 | 0.79406 | 0.43885 | 0.54758 | 0.035785
[7 empty] | 0.097397 | 0.17288 | 0.8034 | 0.42752 | 0.52877 | 0.031893
[7 empty] | 0.10001 | 0.15772 | 0.80792 | 0.40613 | 0.5082 | 0.027031
[7 empty] | 0.095236 | 0.13672 | 0.79962 | 0.37249 | 0.4733 | 0.022465
[7 empty] | 0.090437 | 0.12899 | 0.7874 | 0.37052 | 0.45674 | 0.020532
[7 empty] | 0.088171 | 0.12983 | 0.78158 | 0.36962 | 0.45237 | 0.019988
[7 empty] | 0.087413 | 0.12715 | 0.76917 | 0.35737 | 0.437 | 0.019814
[7 empty] | 0.090369 | 0.12533 | 0.75518 | 0.34148 | 0.41937 | 0.019696
[7 empty] | 0.099017 | 0.12413 | 0.74136 | 0.32995 | 0.40132 | 0.019626
[7 empty] | 0.10852 | 0.1244 | 0.73047 | 0.33165 | 0.37765 | 0.018833
[7 empty] | 0.11255 | 0.12652 | 0.72221 | 0.3337 | 0.35771 | 0.018416
[7 empty] | 0.10818 | 0.12889 | 0.7119 | 0.32423 | 0.33782 | 0.017765
[7 empty] | 0.09842 | 0.12788 | 0.69928 | 0.2774 | 0.30899 | 0.017961
[7 empty] | 0.087991 | 0.12083 | 0.66694 | 0.21938 | 0.26561 | 0.020511
[7 empty] | 0.078396 | 0.11123 | 0.63926 | 0.18029 | 0.22583 | 0.021105
[7 empty] | 0.069133 | 0.10139 | 0.60149 | 0.15378 | 0.19731 | 0.025352
[7 empty] | 0.062804 | 0.090114 | 0.5569 | 0.1365 | 0.17177 | 0.031434
[7 empty] | 0.073248 | 0.091403 | 0.54707 | 0.14578 | 0.16272 | 0.04421
[7 empty] | 0.090226 | 0.092974 | 0.53127 | 0.14892 | 0.15732 | 0.05416
[7 empty] | 0.11814 | 0.099649 | 0.53924 | 0.15987 | 0.165 | 0.067261
[7 empty] | 0.1638 | 0.11338 | 0.55995 | 0.1902 | 0.1744 | 0.087895
[7 empty] | 0.1807 | 0.12497 | 0.53515 | 0.23106 | 0.18477 | 0.12964
[7 empty] | 0.18285 | 0.13984 | 0.51381 | 0.28729 | 0.20235 | 0.18661
[7 empty] | 0.18122 | 0.15201 | 0.49696 | 0.33256 | 0.2298 | 0.24592
[7 empty] | 0.18703 | 0.16686 | 0.48913 | 0.36493 | 0.2419 | 0.30279
[7 empty] | 0.20309 | 0.1801 | 0.48139 | 0.38945 | 0.2426 | 0.35546
[7 empty] | 0.22046 | 0.19855 | 0.46697 | 0.41513 | 0.23861 | 0.41246
[7 empty] | 0.21956 | 0.21475 | 0.42425 | 0.4302 | 0.22191 | 0.46555
[7 empty] | 0.2239 | 0.24889 | 0.3892 | 0.46619 | 0.21971 | 0.53106
[7 empty] | 0.22456 | 0.29106 | 0.37042 | 0.5025 | 0.21569 | 0.58876
[7 empty] | 0.21251 | 0.32019 | 0.35265 | 0.53156 | 0.20814 | 0.61474
[7 empty] | 0.1943 | 0.34032 | 0.34522 | 0.55736 | 0.20057 | 0.62539
[7 empty] | 0.17129 | 0.35548 | 0.34234 | 0.57353 | 0.19501 | 0.63647
[7 empty] | 0.14214 | 0.37296 | 0.33785 | 0.58081 | 0.19105 | 0.64709
[7 empty] | 0.12093 | 0.39425 | 0.33813 | 0.58544 | 0.18685 | 0.64928
[7 empty] | 0.11087 | 0.41246 | 0.34086 | 0.58067 | 0.17659 | 0.63892
[7 empty] | 0.10714 | 0.41887 | 0.34592 | 0.56122 | 0.15803 | 0.59567
[7 empty] | 0.11185 | 0.40633 | 0.33661 | 0.50752 | 0.13094 | 0.49876
[7 empty] | 0.11461 | 0.39393 | 0.33382 | 0.47617 | 0.10521 | 0.39835
[7 empty] | 0.118 | 0.37381 | 0.32122 | 0.46697 | 0.083083 | 0.32189
[7 empty] | 0.11864 | 0.362 | 0.304 | 0.46018 | 0.063678 | 0.28964
[7 empty] | 0.13323 | 0.39376 | 0.32522 | 0.47263 | 0.054337 | 0.3084
[7 empty] | 0.14788 | 0.43721 | 0.34558 | 0.47097 | 0.043741 | 0.31793
[7 empty] | 0.17829 | 0.52055 | 0.39252 | 0.49317 | 0.038184 | 0.34157
[7 empty] | 0.21096 | 0.61116 | 0.44438 | 0.53657 | 0.043064 | 0.37271
[7 empty] | 0.20704 | 0.64179 | 0.45778 | 0.58072 | 0.067877 | 0.38955
[7 empty] | 0.17322 | 0.65412 | 0.46834 | 0.61471 | 0.1123 | 0.41199
[7 empty] | 0.13906 | 0.6574 | 0.4688 | 0.63253 | 0.16757 | 0.42203
[7 empty] | 0.11554 | 0.65188 | 0.45575 | 0.62633 | 0.19782 | 0.4139
[7 empty] | 0.0976 | 0.63764 | 0.43692 | 0.61711 | 0.20455 | 0.39347
[7 empty] | 0.085417 | 0.61754 | 0.42121 | 0.60474 | 0.20252 | 0.36712
[7 empty] | 0.069984 | 0.58291 | 0.38939 | 0.61077 | 0.19717 | 0.32895
[7 empty] | 0.063143 | 0.56263 | 0.37887 | 0.62495 | 0.21341 | 0.30976
[7 empty] | 0.060601 | 0.56418 | 0.37788 | 0.63259 | 0.23688 | 0.30009
[7 empty] | 0.062325 | 0.54581 | 0.36139 | 0.63864 | 0.25357 | 0.29268
[7 empty] | 0.069561 | 0.5271 | 0.34337 | 0.64251 | 0.26979 | 0.28833
[7 empty] | 0.081604 | 0.50889 | 0.32488 | 0.63261 | 0.28527 | 0.2833
[7 empty] | 0.086752 | 0.48069 | 0.30892 | 0.61053 | 0.30166 | 0.273
[7 empty] | 0.089223 | 0.44937 | 0.29798 | 0.58642 | 0.32167 | 0.25588
[7 empty] | 0.08294 | 0.4118 | 0.2821 | 0.54585 | 0.3403 | 0.23432
[7 empty] | 0.066954 | 0.36611 | 0.25857 | 0.45255 | 0.35803 | 0.20338
[7 empty] | 0.052396 | 0.30005 | 0.2275 | 0.34707 | 0.35849 | 0.16399
[7 empty] | 0.03964 | 0.24247 | 0.20215 | 0.28565 | 0.36507 | 0.13541
[7 empty] | 0.030561 | 0.18941 | 0.17919 | 0.27276 | 0.37466 | 0.11405
[7 empty] | 0.023779 | 0.14452 | 0.15526 | 0.29837 | 0.37304 | 0.097698
[7 empty] | 0.024601 | 0.1271 | 0.14542 | 0.36018 | 0.39189 | 0.097611
[7 empty] | 0.025829 | 0.11596 | 0.12375 | 0.39889 | 0.38049 | 0.095741
[7 empty] | 0.027817 | 0.11424 | 0.10405 | 0.45432 | 0.38356 | 0.099444
[7 empty] | 0.031648 | 0.11249 | 0.089966 | 0.51656 | 0.39191 | 0.10925
[7 empty] | 0.040636 | 0.10899 | 0.090122 | 0.55302 | 0.39444 | 0.11208
[7 empty] | 0.054306 | 0.10302 | 0.09842 | 0.5887 | 0.41332 | 0.11392
[7 empty] | 0.077432 | 0.091566 | 0.10274 | 0.62137 | 0.41945 | 0.1077
[7 empty] | 0.096813 | 0.07762 | 0.098556 | 0.64408 | 0.40671 | 0.095926
[7 empty] | 0.11207 | 0.065774 | 0.093188 | 0.66146 | 0.3821 | 0.084134
[7 empty] | 0.12814 | 0.057492 | 0.091199 | 0.67515 | 0.36001 | 0.074563
[7 empty] | 0.14088 | 0.048708 | 0.092138 | 0.67542 | 0.33721 | 0.06139
[7 empty] | 0.16812 | 0.045856 | 0.10965 | 0.68489 | 0.34152 | 0.055074
[7 empty] | 0.20667 | 0.044107 | 0.13518 | 0.69168 | 0.35702 | 0.054751
[7 empty] | 0.24276 | 0.040523 | 0.1638 | 0.69459 | 0.3672 | 0.05903
[7 empty] | 0.28254 | 0.038393 | 0.19506 | 0.69341 | 0.37186 | 0.07244
[7 empty] | 0.32856 | 0.038774 | 0.23373 | 0.69219 | 0.3827 | 0.093652
[7 empty] | 0.37608 | 0.0411 | 0.28568 | 0.69165 | 0.39961 | 0.11904
[7 empty] | 0.41757 | 0.046952 | 0.34939 | 0.69009 | 0.41932 | 0.14911
[7 empty] | 0.44783 | 0.054564 | 0.41044 | 0.67932 | 0.45177 | 0.17653
[7 empty] | 0.44791 | 0.060343 | 0.44937 | 0.64971 | 0.48403 | 0.19232
[7 empty] | 0.41289 | 0.063523 | 0.44905 | 0.57355 | 0.49607 | 0.19309
[7 empty] | 0.37744 | 0.062718 | 0.43027 | 0.51164 | 0.51975 | 0.18688
[7 empty] | 0.33141 | 0.057172 | 0.38534 | 0.48143 | 0.53191 | 0.17849
[7 empty] | 0.28952 | 0.048788 | 0.33546 | 0.45944 | 0.54714 | 0.16633
[7 empty] | 0.28023 | 0.052139 | 0.3268 | 0.46097 | 0.59974 | 0.1641
[7 empty] | 0.28408 | 0.056877 | 0.33733 | 0.42602 | 0.66214 | 0.16273
[7 empty] | 0.31045 | 0.065396 | 0.38275 | 0.40228 | 0.75124 | 0.17908
[7 empty] | 0.33942 | 0.075207 | 0.4448 | 0.40131 | 0.80723 | 0.20174
[7 empty] | 0.36295 | 0.084401 | 0.47666 | 0.40826 | 0.82661 | 0.22996
[7 empty] | 0.39658 | 0.093642 | 0.50295 | 0.42179 | 0.83834 | 0.26694
[7 empty] | 0.40975 | 0.099706 | 0.52518 | 0.43134 | 0.84499 | 0.30253
[7 empty] | 0.40889 | 0.10364 | 0.54432 | 0.43177 | 0.84973 | 0.32275
[7 empty] | 0.39416 | 0.10376 | 0.56163 | 0.41783 | 0.85186 | 0.33291
[7 empty] | 0.37601 | 0.103 | 0.57847 | 0.39622 | 0.85141 | 0.33942
[7 empty] | 0.34237 | 0.094473 | 0.57835 | 0.36584 | 0.84751 | 0.3316
[7 empty] | 0.3315 | 0.09234 | 0.57921 | 0.35749 | 0.84464 | 0.33354
[7 empty] | 0.33008 | 0.091859 | 0.58775 | 0.35273 | 0.84744 | 0.34109
[7 empty] | 0.31693 | 0.084724 | 0.57291 | 0.33656 | 0.85412 | 0.34684
[7 empty] | 0.30774 | 0.077236 | 0.55268 | 0.31296 | 0.85987 | 0.35385
[7 empty] | 0.30891 | 0.073219 | 0.5353 | 0.28001 | 0.86258 | 0.36671
[7 empty] | 0.31767 | 0.072082 | 0.52734 | 0.2344 | 0.86294 | 0.37612
[7 empty] | 0.32911 | 0.073154 | 0.52467 | 0.18224 | 0.86048 | 0.38766
[7 empty] | 0.32504 | 0.075253 | 0.52776 | 0.11896 | 0.85756 | 0.39961
[7 empty] | 0.29681 | 0.075154 | 0.52912 | 0.071785 | 0.85683 | 0.40626
[7 empty] | 0.251 | 0.07223 | 0.50399 | 0.041429 | 0.84795 | 0.3829
[7 empty] | 0.21455 | 0.063247 | 0.47646 | 0.023131 | 0.83693 | 0.3635
[7 empty] | 0.18939 | 0.055514 | 0.42955 | 0.015648 | 0.815 | 0.33781
[7 empty] | 0.16561 | 0.045967 | 0.37487 | 0.012647 | 0.79409 | 0.33086
[7 empty] | 0.16459 | 0.047563 | 0.37018 | 0.015878 | 0.79729 | 0.3958
[7 empty] | 0.15269 | 0.052182 | 0.37245 | 0.018351 | 0.809 | 0.51662
[7 empty] | 0.14799 | 0.060511 | 0.40614 | 0.020211 | 0.82026 | 0.65079
[7 empty] | 0.15908 | 0.070062 | 0.46522 | 0.028548 | 0.82524 | 0.76067
[7 empty] | 0.19742 | 0.081549 | 0.49991 | 0.04361 | 0.8071 | 0.81698
[7 empty] | 0.26469 | 0.089708 | 0.53666 | 0.059219 | 0.77348 | 0.84013
[7 empty] | 0.3342 | 0.090243 | 0.56814 | 0.07985 | 0.72242 | 0.85034
[7 empty] | 0.38052 | 0.08725 | 0.59587 | 0.10617 | 0.67236 | 0.8544
[7 empty] | 0.39913 | 0.083475 | 0.61567 | 0.13466 | 0.63083 | 0.84996
[7 empty] | 0.40541 | 0.084683 | 0.6323 | 0.15662 | 0.59887 | 0.84515
[7 empty] | 0.39786 | 0.087656 | 0.63186 | 0.16117 | 0.5578 | 0.84025
[7 empty] | 0.40039 | 0.10304 | 0.63475 | 0.16593 | 0.53873 | 0.83807
[7 empty] | 0.40756 | 0.11955 | 0.64843 | 0.17528 | 0.54544 | 0.83764
[7 empty] | 0.38978 | 0.13237 | 0.64582 | 0.19161 | 0.55491 | 0.83017
[7 empty] | 0.36855 | 0.13683 | 0.63952 | 0.21374 | 0.576 | 0.81701
[7 empty] | 0.35525 | 0.13625 | 0.63195 | 0.22906 | 0.61138 | 0.81019
[7 empty] | 0.3511 | 0.12773 | 0.6258 | 0.22913 | 0.65016 | 0.81289
[7 empty] | 0.34024 | 0.11862 | 0.62775 | 0.22514 | 0.68043 | 0.82273
[7 empty] | 0.31512 | 0.1118 | 0.62968 | 0.22018 | 0.69748 | 0.82529
[7 empty] | 0.26782 | 0.10469 | 0.62671 | 0.21582 | 0.7076 | 0.82005
[7 empty] | 0.22279 | 0.095359 | 0.60387 | 0.21308 | 0.71503 | 0.8136
[7 empty] | 0.19803 | 0.080566 | 0.5822 | 0.2211 | 0.72056 | 0.81153
[7 empty] | 0.1902 | 0.063864 | 0.54775 | 0.2343 | 0.71671 | 0.81692
[7 empty] | 0.18635 | 0.048403 | 0.5034 | 0.24768 | 0.74063 | 0.83309
[7 empty] | 0.18562 | 0.046322 | 0.49283 | 0.27248 | 0.79073 | 0.8447
[7 empty] | 0.15341 | 0.048568 | 0.48528 | 0.27112 | 0.8287 | 0.85125
[7 empty] | 0.11915 | 0.054053 | 0.50093 | 0.27951 | 0.85872 | 0.86006
[7 empty] | 0.086607 | 0.059425 | 0.51808 | 0.29612 | 0.8606 | 0.86495
[7 empty] | 0.075031 | 0.060306 | 0.49099 | 0.30735 | 0.8421 | 0.8657
[7 empty] | 0.074709 | 0.055417 | 0.45362 | 0.32728 | 0.82218 | 0.86459
[7 empty] | 0.086174 | 0.045797 | 0.4032 | 0.34311 | 0.79536 | 0.86328
[7 empty] | 0.087293 | 0.036221 | 0.33516 | 0.3504 | 0.784 | 0.86018
[7 empty] | 0.076705 | 0.029431 | 0.2601 | 0.34791 | 0.77622 | 0.85496
[7 empty] | 0.065336 | 0.024684 | 0.19819 | 0.34556 | 0.7776 | 0.84545
[7 empty] | 0.052662 | 0.020811 | 0.14832 | 0.33342 | 0.77864 | 0.83207
[7 empty] | 0.047455 | 0.019824 | 0.12167 | 0.33699 | 0.77393 | 0.81927
[7 empty] | 0.044126 | 0.020374 | 0.10529 | 0.33529 | 0.77104 | 0.80911
[7 empty] | 0.039114 | 0.021478 | 0.09148 | 0.3193 | 0.76055 | 0.79445
[7 empty] | 0.036085 | 0.024068 | 0.095728 | 0.28863 | 0.74484 | 0.77207
[7 empty] | 0.038128 | 0.026369 | 0.13034 | 0.25407 | 0.71821 | 0.74903
[7 empty] | 0.03955 | 0.027155 | 0.18334 | 0.21473 | 0.68556 | 0.72312
[7 empty] | 0.038064 | 0.029993 | 0.24154 | 0.17066 | 0.63662 | 0.69955
[7 empty] | 0.030424 | 0.037648 | 0.29588 | 0.14176 | 0.58092 | 0.66938
[7 empty] | 0.019922 | 0.047858 | 0.33597 | 0.12725 | 0.52603 | 0.61954
[7 empty] | 0.015732 | 0.060809 | 0.3495 | 0.12076 | 0.46381 | 0.53403
[7 empty] | 0.011729 | 0.069402 | 0.35435 | 0.11584 | 0.43856 | 0.47475
[7 empty] | 0.010184 | 0.074357 | 0.35206 | 0.10915 | 0.43302 | 0.43834
[7 empty] | 0.0080544 | 0.0741 | 0.34774 | 0.10209 | 0.41952 | 0.41488
[7 empty] | 0.0098972 | 0.082985 | 0.3824 | 0.11549 | 0.41788 | 0.40419
[7 empty] | 0.012761 | 0.088734 | 0.42831 | 0.12491 | 0.3718 | 0.35813
[7 empty] | 0.016894 | 0.096722 | 0.50832 | 0.1378 | 0.34201 | 0.33095
[7 empty] | 0.023728 | 0.11185 | 0.59686 | 0.15435 | 0.30594 | 0.31879
[7 empty] | 0.033204 | 0.14135 | 0.62514 | 0.16283 | 0.28039 | 0.32812
[7 empty] | 0.042161 | 0.18944 | 0.63465 | 0.17285 | 0.27254 | 0.36598
[7 empty] | 0.055145 | 0.24445 | 0.62004 | 0.16977 | 0.2683 | 0.39713
[7 empty] | 0.065503 | 0.29687 | 0.58681 | 0.16403 | 0.25178 | 0.40764
[7 empty] | 0.066506 | 0.33087 | 0.54371 | 0.15969 | 0.22801 | 0.40027
[7 empty] | 0.063318 | 0.33858 | 0.50894 | 0.15747 | 0.20414 | 0.38878
[7 empty] | 0.052975 | 0.30214 | 0.4713 | 0.14835 | 0.1745 | 0.36499
[7 empty] | 0.044904 | 0.28062 | 0.46221 | 0.15209 | 0.15126 | 0.36523
[7 empty] | 0.038902 | 0.28022 | 0.47024 | 0.15653 | 0.13281 | 0.36258
[7 empty] | 0.034947 | 0.293 | 0.46612 | 0.15607 | 0.11979 | 0.34674
[7 empty] | 0.031094 | 0.32121 | 0.46174 | 0.15289 | 0.1127 | 0.32568
[7 empty] | 0.027432 | 0.34452 | 0.46007 | 0.15246 | 0.10633 | 0.31104
[7 empty] | 0.023316 | 0.3598 | 0.4649 | 0.14935 | 0.099415 | 0.30589
[7 empty] | 0.019591 | 0.37101 | 0.47457 | 0.14522 | 0.09623 | 0.30259
[7 empty] | 0.014549 | 0.37232 | 0.48116 | 0.12942 | 0.10081 | 0.2759
[7 empty] | 0.010378 | 0.36077 | 0.48429 | 0.10051 | 0.11178 | 0.21776
[7 empty] | 0.0077603 | 0.32996 | 0.46608 | 0.082257 | 0.12585 | 0.15776
[7 empty] | 0.0072069 | 0.29507 | 0.4498 | 0.071868 | 0.13179 | 0.12542
[7 empty] | 0.010248 | 0.24931 | 0.42397 | 0.077041 | 0.12836 | 0.12071
[7 empty] | 0.013945 | 0.19808 | 0.39446 | 0.088666 | 0.11971 | 0.12953
[7 empty] | 0.02503 | 0.17781 | 0.40164 | 0.11467 | 0.13141 | 0.15032
[7 empty] | 0.040017 | 0.16526 | 0.40525 | 0.13023 | 0.14668 | 0.15008
[7 empty] | 0.065254 | 0.16405 | 0.42574 | 0.14701 | 0.17461 | 0.14744
[7 empty] | 0.11174 | 0.17258 | 0.45392 | 0.16928 | 0.22502 | 0.14509
[7 empty] | 0.1685 | 0.16152 | 0.4765 | 0.19226 | 0.25811 | 0.15042
[7 empty] | 0.21772 | 0.14702 | 0.50061 | 0.21578 | 0.28734 | 0.16123
[7 empty] | 0.24388 | 0.12642 | 0.51748 | 0.23124 | 0.29907 | 0.16769
[7 empty] | 0.25847 | 0.1085 | 0.52107 | 0.24067 | 0.29983 | 0.16509
[7 empty] | 0.26063 | 0.096482 | 0.5185 | 0.24743 | 0.30635 | 0.15465
[7 empty] | 0.25198 | 0.085084 | 0.51686 | 0.25029 | 0.30981 | 0.14095
[7 empty] | 0.22354 | 0.069241 | 0.51403 | 0.234 | 0.28941 | 0.12274
[7 empty] | 0.20419 | 0.061208 | 0.51899 | 0.23629 | 0.2864 | 0.11665
[7 empty] | 0.19433 | 0.056056 | 0.52673 | 0.24047 | 0.29915 | 0.11231
[7 empty] | 0.18932 | 0.052053 | 0.53485 | 0.23988 | 0.30433 | 0.10557
[7 empty] | 0.18817 | 0.051187 | 0.54814 | 0.24113 | 0.30305 | 0.10125
[7 empty] | 0.18433 | 0.051635 | 0.55699 | 0.23231 | 0.28743 | 0.10034
[7 empty] | 0.17455 | 0.051808 | 0.56664 | 0.22121 | 0.25086 | 0.10268
[7 empty] | 0.15704 | 0.052591 | 0.57556 | 0.20667 | 0.20526 | 0.10761
[7 empty] | 0.13235 | 0.058516 | 0.5838 | 0.17481 | 0.16461 | 0.10509
[7 empty] | 0.10033 | 0.072515 | 0.58964 | 0.12954 | 0.13741 | 0.090846
[7 empty] | 0.079856 | 0.086544 | 0.57981 | 0.10172 | 0.11278 | 0.07817
[7 empty] | 0.064853 | 0.096211 | 0.56357 | 0.086373 | 0.089903 | 0.06829
[7 empty] | 0.059473 | 0.095412 | 0.52723 | 0.087521 | 0.066687 | 0.063619
[7 empty] | 0.057022 | 0.085977 | 0.48019 | 0.092299 | 0.050353 | 0.061477
[7 empty] | 0.062195 | 0.091099 | 0.45897 | 0.099484 | 0.050632 | 0.070411
[7 empty] | 0.065912 | 0.10183 | 0.43538 | 0.085628 | 0.055207 | 0.073618
[7 empty] | 0.075401 | 0.12762 | 0.43858 | 0.066516 | 0.067227 | 0.078397
[7 empty] | 0.093034 | 0.16508 | 0.44285 | 0.06162 | 0.081985 | 0.094183
[7 empty] | 0.11632 | 0.20278 | 0.4066 | 0.088293 | 0.075009 | 0.13417
[7 empty] | 0.14524 | 0.24138 | 0.37682 | 0.15173 | 0.051426 | 0.19441
[7 empty] | 0.18121 | 0.27191 | 0.3478 | 0.22353 | 0.041646 | 0.25716
[7 empty] | 0.21424 | 0.29937 | 0.32701 | 0.27559 | 0.039656 | 0.31716
[7 empty] | 0.24226 | 0.3168 | 0.31273 | 0.31237 | 0.041422 | 0.37035
[7 empty] | 0.26973 | 0.32464 | 0.29917 | 0.34876 | 0.051414 | 0.43045
[7 empty] | 0.28982 | 0.31848 | 0.27384 | 0.38743 | 0.062709 | 0.47745
[7 empty] | 0.32404 | 0.32132 | 0.27734 | 0.44511 | 0.081376 | 0.53467
[7 empty] | 0.36428 | 0.33938 | 0.29194 | 0.50885 | 0.10571 | 0.59136
[7 empty] | 0.38155 | 0.34395 | 0.30712 | 0.57426 | 0.13442 | 0.63686
[7 empty] | 0.38229 | 0.35131 | 0.33153 | 0.63434 | 0.16962 | 0.67211
[7 empty] | 0.36713 | 0.36494 | 0.36262 | 0.68471 | 0.20968 | 0.69823
[7 empty] | 0.33515 | 0.38215 | 0.3967 | 0.73532 | 0.25289 | 0.70843
[7 empty] | 0.30736 | 0.40622 | 0.42912 | 0.77666 | 0.29522 | 0.71325
[7 empty] | 0.28743 | 0.42854 | 0.45789 | 0.8061 | 0.3383 | 0.71015
[7 empty] | 0.27939 | 0.4419 | 0.4747 | 0.82023 | 0.36971 | 0.68873
[7 empty] | 0.25867 | 0.4319 | 0.46136 | 0.81244 | 0.3747 | 0.62808
[7 empty] | 0.23696 | 0.42299 | 0.43519 | 0.77146 | 0.3726 | 0.55304
[7 empty] | 0.21063 | 0.40149 | 0.3903 | 0.6867 | 0.36018 | 0.45597
[7 empty] | 0.18089 | 0.37574 | 0.34263 | 0.56726 | 0.34287 | 0.35644
[7 empty] | 0.17426 | 0.37491 | 0.33865 | 0.50371 | 0.35417 | 0.32783
[7 empty] | 0.17051 | 0.36553 | 0.34604 | 0.48453 | 0.3639 | 0.3436
[7 empty] | 0.18176 | 0.36611 | 0.3732 | 0.51305 | 0.40137 | 0.40564
[7 empty] | 0.21355 | 0.38784 | 0.4019 | 0.54215 | 0.46978 | 0.48505
[7 empty] | 0.25579 | 0.38265 | 0.40238 | 0.54065 | 0.54401 | 0.52166
[7 empty] | 0.31266 | 0.37171 | 0.3993 | 0.52871 | 0.62139 | 0.55837
[7 empty] | 0.36082 | 0.34296 | 0.39561 | 0.50572 | 0.6721 | 0.59163
[7 empty] | 0.38687 | 0.29616 | 0.39934 | 0.48821 | 0.691 | 0.62203
[7 empty] | 0.39106 | 0.24158 | 0.41787 | 0.46887 | 0.6821 | 0.6443
[7 empty] | 0.38804 | 0.19293 | 0.43773 | 0.45054 | 0.65907 | 0.64897
[7 empty] | 0.37586 | 0.16096 | 0.44135 | 0.42326 | 0.61331 | 0.62369
[7 empty] | 0.37528 | 0.14591 | 0.45787 | 0.39989 | 0.5758 | 0.59496
[7 empty] | 0.31078 | 0.1268 | 0.4554 | 0.34814 | 0.45487 | 0.5023
[7 empty] | 0.30747 | 0.12414 | 0.49602 | 0.32544 | 0.41889 | 0.48196
[7 empty] | 0.30499 | 0.12779 | 0.54699 | 0.304 | 0.38425 | 0.47413
[7 empty] | 0.30536 | 0.13915 | 0.59047 | 0.27468 | 0.351 | 0.46876
[7 empty] | 0.30198 | 0.15871 | 0.62437 | 0.23208 | 0.31625 | 0.44671
[7 empty] | 0.30129 | 0.19071 | 0.65926 | 0.17963 | 0.29241 | 0.41099
[7 empty] | 0.30238 | 0.22934 | 0.69843 | 0.12805 | 0.27409 | 0.36526
[7 empty] | 0.30303 | 0.27534 | 0.73951 | 0.077462 | 0.26825 | 0.32797
[7 empty] | 0.31046 | 0.3214 | 0.76903 | 0.05011 | 0.26625 | 0.31223
[7 empty] | 0.31672 | 0.34308 | 0.77663 | 0.039764 | 0.25956 | 0.30303
[7 empty] | 0.31793 | 0.34255 | 0.76922 | 0.040175 | 0.24744 | 0.29487
[7 empty] | 0.30965 | 0.33549 | 0.75571 | 0.050426 | 0.22406 | 0.293
[7 empty] | 0.2972 | 0.35411 | 0.75768 | 0.061315 | 0.21576 | 0.30425
[7 empty] | 0.26016 | 0.39784 | 0.76518 | 0.053263 | 0.20132 | 0.29872
[7 empty] | 0.22051 | 0.46415 | 0.78325 | 0.042066 | 0.18747 | 0.28627
[7 empty] | 0.18587 | 0.53053 | 0.79111 | 0.042468 | 0.17315 | 0.26565
[7 empty] | 0.1941 | 0.58255 | 0.79027 | 0.061867 | 0.17267 | 0.25357
[7 empty] | 0.24036 | 0.61566 | 0.78716 | 0.087233 | 0.17336 | 0.24573
[7 empty] | 0.30416 | 0.6286 | 0.77777 | 0.11132 | 0.1694 | 0.24153
[7 empty] | 0.33173 | 0.62624 | 0.7603 | 0.13355 | 0.16916 | 0.23519
[7 empty] | 0.33745 | 0.61222 | 0.73771 | 0.15038 | 0.17184 | 0.23254
[7 empty] | 0.33619 | 0.59661 | 0.71499 | 0.15958 | 0.17354 | 0.22671
[7 empty] | 0.32034 | 0.56586 | 0.6862 | 0.1513 | 0.16461 | 0.21381
[7 empty] | 0.32801 | 0.55921 | 0.66894 | 0.15081 | 0.17243 | 0.2076
[7 empty] | 0.33894 | 0.5454 | 0.64747 | 0.15427 | 0.19473 | 0.20443
[7 empty] | 0.32766 | 0.54738 | 0.63448 | 0.15578 | 0.2111 | 0.19859
[7 empty] | 0.31605 | 0.55449 | 0.62261 | 0.1594 | 0.23051 | 0.19523
[7 empty] | 0.30009 | 0.56752 | 0.60562 | 0.16489 | 0.24921 | 0.20105
[7 empty] | 0.29159 | 0.58388 | 0.58472 | 0.16853 | 0.26566 | 0.22314
[7 empty] | 0.28909 | 0.60027 | 0.56453 | 0.16958 | 0.28524 | 0.25829
[7 empty] | 0.27877 | 0.61493 | 0.54441 | 0.17497 | 0.30789 | 0.29874
[7 empty] | 0.26776 | 0.62713 | 0.52717 | 0.18449 | 0.33489 | 0.3528
[7 empty] | 0.25664 | 0.62529 | 0.51301 | 0.19717 | 0.36427 | 0.40353
[7 empty] | 0.23926 | 0.59819 | 0.49315 | 0.19858 | 0.40093 | 0.42228
[7 empty] | 0.21967 | 0.56056 | 0.46171 | 0.17215 | 0.45042 | 0.39327
[7 empty] | 0.19732 | 0.53498 | 0.42337 | 0.13994 | 0.48395 | 0.34576
[7 empty] | 0.18692 | 0.55369 | 0.41005 | 0.12517 | 0.5008 | 0.33461
[7 empty] | 0.17646 | 0.58204 | 0.39652 | 0.12123 | 0.45147 | 0.35508
[7 empty] | 0.17084 | 0.62409 | 0.3928 | 0.12633 | 0.35384 | 0.41259
[7 empty] | 0.16442 | 0.65511 | 0.37945 | 0.13696 | 0.24905 | 0.45881
[7 empty] | 0.18261 | 0.67214 | 0.36664 | 0.14248 | 0.20594 | 0.47404
[7 empty] | 0.22385 | 0.6897 | 0.35314 | 0.13854 | 0.2054 | 0.47117
[7 empty] | 0.26135 | 0.6935 | 0.33435 | 0.12953 | 0.21631 | 0.45092
[7 empty] | 0.27301 | 0.68781 | 0.31728 | 0.11557 | 0.22013 | 0.42746
[7 empty] | 0.26595 | 0.67452 | 0.30188 | 0.096345 | 0.20978 | 0.40909
[7 empty] | 0.24614 | 0.65935 | 0.28628 | 0.082431 | 0.19113 | 0.40429
[7 empty] | 0.21608 | 0.62049 | 0.26001 | 0.069622 | 0.16039 | 0.39083
[7 empty] | 0.2055 | 0.60095 | 0.25108 | 0.06568 | 0.14242 | 0.40539
[7 empty] | 0.20081 | 0.57158 | 0.24014 | 0.059669 | 0.13406 | 0.42636
[7 empty] | 0.18536 | 0.56181 | 0.23346 | 0.049239 | 0.11971 | 0.4351
[7 empty] | 0.17015 | 0.55474 | 0.22751 | 0.040806 | 0.10514 | 0.44712
[7 empty] | 0.16027 | 0.54515 | 0.22237 | 0.033938 | 0.09065 | 0.45297
[7 empty] | 0.14997 | 0.52829 | 0.21597 | 0.0255 | 0.072921 | 0.44971
[7 empty] | 0.14263 | 0.5078 | 0.20979 | 0.018445 | 0.058754 | 0.44518
[7 empty] | 0.13046 | 0.48632 | 0.20204 | 0.014623 | 0.050158 | 0.44281
[7 empty] | 0.11104 | 0.46932 | 0.19217 | 0.015385 | 0.048777 | 0.45448
[7 empty] | 0.099439 | 0.44986 | 0.18097 | 0.021434 | 0.057406 | 0.45855
[7 empty] | 0.093029 | 0.41765 | 0.17268 | 0.027604 | 0.067773 | 0.44373
[7 empty] | 0.084114 | 0.37334 | 0.16082 | 0.02557 | 0.072469 | 0.40335
[7 empty] | 0.076095 | 0.32074 | 0.1512 | 0.020891 | 0.076004 | 0.35072
[7 empty] | 0.070448 | 0.29827 | 0.1528 | 0.019366 | 0.086308 | 0.32261
[7 empty] | 0.057398 | 0.28681 | 0.14985 | 0.016073 | 0.092107 | 0.32015
[7 empty] | 0.0421 | 0.29149 | 0.14646 | 0.014572 | 0.099824 | 0.33623
[7 empty] | 0.035015 | 0.29429 | 0.14069 | 0.019044 | 0.10702 | 0.35292
[7 empty] | 0.041952 | 0.30549 | 0.1437 | 0.032095 | 0.12424 | 0.35431
[7 empty] | 0.053694 | 0.32582 | 0.14775 | 0.05275 | 0.14207 | 0.33614
[7 empty] | 0.06431 | 0.35365 | 0.14711 | 0.090224 | 0.15963 | 0.3075
[7 empty] | 0.065064 | 0.39153 | 0.1448 | 0.1489 | 0.18247 | 0.28072
[7 empty] | 0.058323 | 0.4326 | 0.14265 | 0.21819 | 0.20575 | 0.26095
[7 empty] | 0.051771 | 0.47262 | 0.13974 | 0.28962 | 0.22299 | 0.24026
[7 empty] | 0.045703 | 0.4921 | 0.12984 | 0.33999 | 0.22041 | 0.20959
[7 empty] | 0.04836 | 0.52554 | 0.12962 | 0.40165 | 0.22814 | 0.18852
[7 empty] | 0.055789 | 0.54898 | 0.12545 | 0.46627 | 0.24582 | 0.17323
[7 empty] | 0.059359 | 0.57834 | 0.12188 | 0.51334 | 0.2575 | 0.16105
[7 empty] | 0.062853 | 0.61948 | 0.11866 | 0.54297 | 0.27305 | 0.15206
[7 empty] | 0.06446 | 0.64995 | 0.11755 | 0.56148 | 0.28197 | 0.14217
[7 empty] | 0.063804 | 0.65599 | 0.12114 | 0.57849 | 0.27712 | 0.12851
[7 empty] | 0.066252 | 0.6488 | 0.12578 | 0.57613 | 0.27459 | 0.11556
[7 empty] | 0.077829 | 0.63722 | 0.13337 | 0.56387 | 0.28019 | 0.10969
[7 empty] | 0.10115 | 0.6197 | 0.13928 | 0.54555 | 0.31303 | 0.11547
[7 empty] | 0.12686 | 0.59017 | 0.14899 | 0.51211 | 0.36112 | 0.13832
[7 empty] | 0.13654 | 0.5516 | 0.162 | 0.45396 | 0.41109 | 0.16855
[7 empty] | 0.1157 | 0.5124 | 0.16811 | 0.36489 | 0.44238 | 0.18278
[7 empty] | 0.087578 | 0.46513 | 0.17345 | 0.27812 | 0.44616 | 0.19511
[7 empty] | 0.071545 | 0.43658 | 0.19319 | 0.22962 | 0.43848 | 0.22774
[7 empty] | 0.057401 | 0.39973 | 0.21736 | 0.20583 | 0.38799 | 0.27586
[7 empty] | 0.045584 | 0.38456 | 0.25104 | 0.2014 | 0.33933 | 0.35058
[7 empty] | 0.042846 | 0.39938 | 0.28297 | 0.19395 | 0.31742 | 0.41825
[7 empty] | 0.049451 | 0.45132 | 0.30685 | 0.16972 | 0.36286 | 0.47232
[7 empty] | 0.059801 | 0.52212 | 0.32402 | 0.1313 | 0.43622 | 0.51701
[7 empty] | 0.076005 | 0.58565 | 0.34027 | 0.10303 | 0.50894 | 0.5429
[7 empty] | 0.084483 | 0.62924 | 0.37037 | 0.089664 | 0.57786 | 0.55518
[7 empty] | 0.084355 | 0.6649 | 0.40302 | 0.086218 | 0.64018 | 0.55606
[7 empty] | 0.079739 | 0.69102 | 0.42478 | 0.084284 | 0.6944 | 0.54552
[7 empty] | 0.071185 | 0.68902 | 0.41546 | 0.07473 | 0.73485 | 0.50725
[7 empty] | 0.075254 | 0.68225 | 0.42116 | 0.078305 | 0.77124 | 0.48737
[7 empty] | 0.089218 | 0.65205 | 0.41929 | 0.09105 | 0.79954 | 0.46361
[7 empty] | 0.10447 | 0.6218 | 0.44078 | 0.12039 | 0.81421 | 0.44166
[7 empty] | 0.12694 | 0.58166 | 0.4675 | 0.17031 | 0.82485 | 0.41979
[7 empty] | 0.15673 | 0.54574 | 0.49636 | 0.22628 | 0.83608 | 0.39649
[7 empty] | 0.18417 | 0.51777 | 0.51098 | 0.27548 | 0.84338 | 0.36594
[7 empty] | 0.21256 | 0.50044 | 0.52716 | 0.32964 | 0.84639 | 0.33568
[7 empty] | 0.24189 | 0.48832 | 0.54672 | 0.39258 | 0.84664 | 0.30369
[7 empty] | 0.2723 | 0.48999 | 0.57981 | 0.46406 | 0.84189 | 0.26796
[7 empty] | 0.29488 | 0.49918 | 0.60962 | 0.52373 | 0.83127 | 0.23257
[7 empty] | 0.29495 | 0.4983 | 0.61987 | 0.56821 | 0.81562 | 0.20644
[7 empty] | 0.26761 | 0.48862 | 0.60958 | 0.6001 | 0.80266 | 0.18108
[7 empty] | 0.23399 | 0.47284 | 0.58839 | 0.63326 | 0.79683 | 0.16326
[7 empty] | 0.22414 | 0.47922 | 0.60329 | 0.69038 | 0.7981 | 0.16095
[7 empty] | 0.23284 | 0.47682 | 0.63293 | 0.75128 | 0.79335 | 0.16145
[7 empty] | 0.2564 | 0.47651 | 0.68202 | 0.79336 | 0.78055 | 0.18309
[7 empty] | 0.2773 | 0.46246 | 0.7135 | 0.8166 | 0.78245 | 0.22198
[7 empty] | 0.29692 | 0.44738 | 0.72393 | 0.81999 | 0.80491 | 0.29551
[7 empty] | 0.317 | 0.4395 | 0.72683 | 0.80247 | 0.82445 | 0.37717
[7 empty] | 0.33151 | 0.43021 | 0.72069 | 0.77315 | 0.83126 | 0.41471
[7 empty] | 0.32629 | 0.41796 | 0.70589 | 0.74067 | 0.81938 | 0.42761
[7 empty] | 0.3127 | 0.40227 | 0.68706 | 0.7051 | 0.8048 | 0.44356
[7 empty] | 0.29503 | 0.37993 | 0.65985 | 0.66668 | 0.78226 | 0.4518
[7 empty] | 0.27505 | 0.3417 | 0.61065 | 0.60811 | 0.73537 | 0.43788
[7 empty] | 0.26978 | 0.31086 | 0.58983 | 0.55784 | 0.68781 | 0.45297
[7 empty] | 0.27103 | 0.26767 | 0.57484 | 0.50355 | 0.63716 | 0.48526
[7 empty] | 0.27191 | 0.23368 | 0.59409 | 0.43936 | 0.58745 | 0.52203
[7 empty] | 0.27586 | 0.20345 | 0.63052 | 0.37265 | 0.54326 | 0.56782
[7 empty] | 0.27766 | 0.18082 | 0.6615 | 0.31628 | 0.49227 | 0.59614
[7 empty] | 0.27894 | 0.16349 | 0.67551 | 0.26788 | 0.43124 | 0.60066
[7 empty] | 0.27816 | 0.14508 | 0.67843 | 0.23322 | 0.36909 | 0.5977
[7 empty] | 0.27505 | 0.12945 | 0.68052 | 0.21779 | 0.30671 | 0.59243
[7 empty] | 0.2733 | 0.11373 | 0.68624 | 0.23123 | 0.26934 | 0.56922
[7 empty] | 0.27735 | 0.10138 | 0.68869 | 0.25195 | 0.2499 | 0.53142
[7 empty] | 0.28034 | 0.091577 | 0.66917 | 0.27047 | 0.25159 | 0.49437
[7 empty] | 0.28005 | 0.076868 | 0.62392 | 0.29704 | 0.25702 | 0.46502
[7 empty] | 0.27404 | 0.061109 | 0.56737 | 0.33162 | 0.25791 | 0.43539
[7 empty] | 0.26798 | 0.051934 | 0.55793 | 0.3818 | 0.25671 | 0.44034
[7 empty] | 0.24715 | 0.044046 | 0.58313 | 0.42148 | 0.23036 | 0.44977
[7 empty] | 0.22238 | 0.041131 | 0.63511 | 0.46583 | 0.18745 | 0.47627
[7 empty] | 0.20027 | 0.046356 | 0.67416 | 0.51289 | 0.13993 | 0.49155
[7 empty] | 0.20054 | 0.058792 | 0.68879 | 0.56109 | 0.11835 | 0.49641
[7 empty] | 0.21113 | 0.067682 | 0.69258 | 0.60244 | 0.10607 | 0.49711
[7 empty] | 0.21757 | 0.071245 | 0.69666 | 0.62855 | 0.10385 | 0.4948
[7 empty] | 0.20908 | 0.072721 | 0.7105 | 0.63953 | 0.10551 | 0.49544
[7 empty] | 0.18943 | 0.073535 | 0.72874 | 0.63365 | 0.11198 | 0.49502
[7 empty] | 0.16962 | 0.074039 | 0.75738 | 0.60523 | 0.1241 | 0.48882
[7 empty] | 0.14693 | 0.067373 | 0.77775 | 0.55187 | 0.13159 | 0.47362
[7 empty] | 0.13726 | 0.070712 | 0.80213 | 0.49285 | 0.15779 | 0.45864
[7 empty] | 0.13615 | 0.072747 | 0.81657 | 0.43124 | 0.18864 | 0.43994
[7 empty] | 0.13106 | 0.072908 | 0.83094 | 0.36801 | 0.21398 | 0.42293
[7 empty] | 0.12485 | 0.071643 | 0.84014 | 0.31336 | 0.23862 | 0.42234
[7 empty] | 0.11824 | 0.070636 | 0.84842 | 0.2858 | 0.2685 | 0.43327
[7 empty] | 0.11389 | 0.0699 | 0.85569 | 0.28491 | 0.3031 | 0.4357
[7 empty] | 0.10958 | 0.070695 | 0.85955 | 0.2991 | 0.33948 | 0.43798
[7 empty] | 0.1056 | 0.076052 | 0.86149 | 0.32172 | 0.36725 | 0.42908
[7 empty] | 0.10259 | 0.087396 | 0.86281 | 0.36164 | 0.3856 | 0.39919
[7 empty] | 0.10045 | 0.10257 | 0.85958 | 0.40636 | 0.3976 | 0.34437
[7 empty] | 0.08993 | 0.11192 | 0.85813 | 0.42076 | 0.39457 | 0.2808
[7 empty] | 0.069754 | 0.11392 | 0.85758 | 0.4085 | 0.38493 | 0.2226
[7 empty] | 0.052336 | 0.11508 | 0.85626 | 0.38388 | 0.37556 | 0.17043
[7 empty] | 0.04247 | 0.13282 | 0.85579 | 0.37488 | 0.38075 | 0.14322
[7 empty] | 0.035955 | 0.15956 | 0.84913 | 0.39488 | 0.38126 | 0.13311
[7 empty] | 0.032239 | 0.19938 | 0.82892 | 0.44593 | 0.385 | 0.13127
[7 empty] | 0.031911 | 0.24162 | 0.81225 | 0.49971 | 0.356 | 0.1231
[7 empty] | 0.033207 | 0.2761 | 0.80884 | 0.53989 | 0.33019 | 0.10975
[7 empty] | 0.033543 | 0.29785 | 0.80916 | 0.5558 | 0.2997 | 0.095326
[7 empty] | 0.032866 | 0.30527 | 0.81722 | 0.54875 | 0.27373 | 0.092221
[7 empty] | 0.029427 | 0.30173 | 0.82052 | 0.52636 | 0.26397 | 0.10579
[7 empty] | 0.025269 | 0.28798 | 0.82654 | 0.49798 | 0.25671 | 0.13424
[7 empty] | 0.020141 | 0.26637 | 0.82258 | 0.46683 | 0.24789 | 0.17857
[7 empty] | 0.014439 | 0.21883 | 0.81801 | 0.43103 | 0.22112 | 0.23705
[7 empty] | 0.012059 | 0.18961 | 0.81475 | 0.41592 | 0.20321 | 0.33853
[7 empty] | 0.011984 | 0.16541 | 0.80387 | 0.40574 | 0.18465 | 0.44697
[7 empty] | 0.012457 | 0.1557 | 0.79442 | 0.39085 | 0.14755 | 0.55361
[7 empty] | 0.014325 | 0.15013 | 0.77776 | 0.38243 | 0.11414 | 0.63502
[7 empty] | 0.015923 | 0.13785 | 0.75896 | 0.37601 | 0.090655 | 0.70116
[7 empty] | 0.01756 | 0.114 | 0.74009 | 0.36777 | 0.074566 | 0.76313
[7 empty] | 0.018621 | 0.093783 | 0.71626 | 0.36196 | 0.061438 | 0.79178
[7 empty] | 0.018996 | 0.08596 | 0.68619 | 0.35689 | 0.052448 | 0.80452
[7 empty] | 0.017357 | 0.089277 | 0.64134 | 0.35261 | 0.046473 | 0.80826
[7 empty] | 0.016056 | 0.10405 | 0.57815 | 0.35712 | 0.051586 | 0.79281
[7 empty] | 0.011948 | 0.13102 | 0.51732 | 0.37144 | 0.06642 | 0.76316
[7 empty] | 0.0066844 | 0.16619 | 0.47787 | 0.39508 | 0.083532 | 0.70478
[7 empty] | 0.004158 | 0.20387 | 0.44219 | 0.41038 | 0.10043 | 0.6176
[7 empty] | 0.0045514 | 0.24867 | 0.43983 | 0.42577 | 0.12058 | 0.57628
[7 empty] | 0.0068382 | 0.28851 | 0.43348 | 0.41315 | 0.13259 | 0.6055
[7 empty] | 0.011304 | 0.33955 | 0.42821 | 0.39006 | 0.14904 | 0.67458
[7 empty] | 0.016623 | 0.39823 | 0.41084 | 0.36097 | 0.16632 | 0.72447
[7 empty] | 0.017751 | 0.46664 | 0.3877 | 0.35689 | 0.19992 | 0.75401
[7 empty] | 0.01238 | 0.54073 | 0.362 | 0.37844 | 0.23305 | 0.77238
[7 empty] | 0.0089502 | 0.60708 | 0.33295 | 0.39904 | 0.26734 | 0.77345
[7 empty] | 0.0088066 | 0.66535 | 0.30755 | 0.41407 | 0.29741 | 0.76399
[7 empty] | 0.010667 | 0.71331 | 0.28586 | 0.42569 | 0.32381 | 0.74039
[7 empty] | 0.013095 | 0.74888 | 0.2654 | 0.43198 | 0.34293 | 0.71395
[7 empty] | 0.013141 | 0.7548 | 0.23442 | 0.42989 | 0.34117 | 0.67759
[7 empty] | 0.015166 | 0.77325 | 0.21964 | 0.44088 | 0.35198 | 0.66319
[7 empty] | 0.01935 | 0.78291 | 0.19855 | 0.44198 | 0.35997 | 0.65201
[7 empty] | 0.022771 | 0.78877 | 0.17808 | 0.43442 | 0.35049 | 0.63428
[7 empty] | 0.027782 | 0.77033 | 0.15894 | 0.42434 | 0.33693 | 0.61564
[7 empty] | 0.033636 | 0.74525 | 0.14476 | 0.41884 | 0.32383 | 0.59189
[7 empty] | 0.039382 | 0.72974 | 0.13632 | 0.41934 | 0.3092 | 0.56744
[7 empty] | 0.04623 | 0.70717 | 0.13439 | 0.41973 | 0.29941 | 0.54206
[7 empty] | 0.055222 | 0.66541 | 0.13249 | 0.3975 | 0.28833 | 0.51553
[7 empty] | 0.064751 | 0.64094 | 0.12794 | 0.35418 | 0.28468 | 0.49432
[7 empty] | 0.072231 | 0.61758 | 0.12391 | 0.31764 | 0.28213 | 0.4698
[7 empty] | 0.074784 | 0.57409 | 0.11868 | 0.30897 | 0.26953 | 0.44156
[7 empty] | 0.063835 | 0.50692 | 0.10754 | 0.33955 | 0.24269 | 0.39848
[7 empty] | 0.05227 | 0.43165 | 0.095894 | 0.37303 | 0.2115 | 0.34952
[7 empty] | 0.052147 | 0.39702 | 0.093041 | 0.38589 | 0.18937 | 0.31312
[7 empty] | 0.055572 | 0.37888 | 0.096222 | 0.32931 | 0.16322 | 0.27843
[7 empty] | 0.068151 | 0.38103 | 0.10774 | 0.24957 | 0.13909 | 0.25229
[7 empty] | 0.085698 | 0.37943 | 0.12575 | 0.19732 | 0.12277 | 0.22691
[7 empty] | 0.10004 | 0.37403 | 0.15928 | 0.20428 | 0.12477 | 0.20921
[7 empty] | 0.10624 | 0.36624 | 0.19277 | 0.23623 | 0.13454 | 0.19838
[7 empty] | 0.1051 | 0.35394 | 0.21603 | 0.26227 | 0.14445 | 0.19598
[7 empty] | 0.1037 | 0.34374 | 0.22854 | 0.26573 | 0.13855 | 0.19531
[7 empty] | 0.10286 | 0.33309 | 0.23452 | 0.25486 | 0.12115 | 0.20231
[7 empty] | 0.10046 | 0.32015 | 0.23364 | 0.23861 | 0.10087 | 0.21427
[7 empty] | 0.09021 | 0.29587 | 0.22006 | 0.2127 | 0.078114 | 0.22662
[7 empty] | 0.091795 | 0.2969 | 0.22541 | 0.20576 | 0.068205 | 0.26015
[7 empty] | 0.098104 | 0.29595 | 0.22815 | 0.20185 | 0.063799 | 0.29923
[7 empty] | 0.10295 | 0.29872 | 0.23252 | 0.19262 | 0.056124 | 0.33034
[7 empty] | 0.1106 | 0.3095 | 0.23268 | 0.18394 | 0.05008 | 0.36433
[7 empty] | 0.1209 | 0.31515 | 0.23126 | 0.17321 | 0.04378 | 0.40227
[7 empty] | 0.13202 | 0.31116 | 0.22131 | 0.1589 | 0.036298 | 0.44605
[7 empty] | 0.14763 | 0.3068 | 0.20985 | 0.1491 | 0.032333 | 0.4909
[7 empty] | 0.16348 | 0.29843 | 0.19934 | 0.1461 | 0.03446 | 0.53753
[7 empty] | 0.17561 | 0.29241 | 0.19366 | 0.14916 | 0.045741 | 0.58606
[7 empty] | 0.17777 | 0.2879 | 0.18949 | 0.14843 | 0.067704 | 0.61683
[7 empty] | 0.16397 | 0.28306 | 0.1814 | 0.12069 | 0.08339 | 0.62427
[7 empty] | 0.13283 | 0.26835 | 0.15926 | 0.067275 | 0.073976 | 0.61459
[7 empty] | 0.10426 | 0.24812 | 0.13648 | 0.032542 | 0.059809 | 0.57445
[7 empty] | 0.10449 | 0.24157 | 0.12739 | 0.019744 | 0.055105 | 0.53456
[7 empty] | 0.12411 | 0.22882 | 0.12433 | 0.01247 | 0.053939 | 0.49137
[7 empty] | 0.17196 | 0.21852 | 0.13197 | 0.0087985 | 0.059848 | 0.4543
[7 empty] | 0.22974 | 0.19702 | 0.14127 | 0.0092785 | 0.070165 | 0.41152
[7 empty] | 0.28322 | 0.18149 | 0.16376 | 0.011388 | 0.085245 | 0.35503
[7 empty] | 0.32154 | 0.16768 | 0.18503 | 0.011594 | 0.10271 | 0.28887
[7 empty] | 0.34536 | 0.15554 | 0.19409 | 0.010807 | 0.13069 | 0.23007
[7 empty] | 0.35715 | 0.1487 | 0.19718 | 0.0094382 | 0.17756 | 0.19671
[7 empty] | 0.36356 | 0.14465 | 0.19048 | 0.0090922 | 0.23511 | 0.18531
[7 empty] | 0.36955 | 0.1444 | 0.18004 | 0.0097052 | 0.28645 | 0.18407
[7 empty] | 0.36418 | 0.13309 | 0.15789 | 0.011139 | 0.3106 | 0.17727
[7 empty] | 0.38409 | 0.1363 | 0.14809 | 0.01664 | 0.34298 | 0.19739
[7 empty] | 0.41297 | 0.13695 | 0.13736 | 0.0238 | 0.38374 | 0.24151
[7 empty] | 0.43653 | 0.13664 | 0.12733 | 0.032427 | 0.42353 | 0.30145
[7 empty] | 0.4562 | 0.13584 | 0.12235 | 0.040945 | 0.47064 | 0.36735
[7 empty] | 0.47575 | 0.13267 | 0.12105 | 0.050361 | 0.51592 | 0.42828
[7 empty] | 0.49672 | 0.12923 | 0.12282 | 0.058403 | 0.55407 | 0.47542
[7 empty] | 0.51497 | 0.12627 | 0.1307 | 0.068825 | 0.59186 | 0.51521
[7 empty] | 0.52951 | 0.12609 | 0.14666 | 0.085893 | 0.62812 | 0.54937
[7 empty] | 0.52915 | 0.12804 | 0.16835 | 0.10862 | 0.65451 | 0.57074
[7 empty] | 0.50427 | 0.13756 | 0.19393 | 0.1438 | 0.66557 | 0.57692
[7 empty] | 0.45952 | 0.14634 | 0.21016 | 0.17704 | 0.63811 | 0.57771
[7 empty] | 0.40246 | 0.14369 | 0.21094 | 0.19427 | 0.57033 | 0.57774
[7 empty] | 0.3552 | 0.13512 | 0.20797 | 0.2193 | 0.46935 | 0.57283
[7 empty] | 0.35736 | 0.13686 | 0.22279 | 0.27763 | 0.42211 | 0.57372
[7 empty] | 0.40017 | 0.13527 | 0.23655 | 0.35697 | 0.42308 | 0.55929
[7 empty] | 0.48245 | 0.13816 | 0.26315 | 0.47058 | 0.4633 | 0.55369
[7 empty] | 0.56115 | 0.14216 | 0.28929 | 0.57134 | 0.48597 | 0.54821
[7 empty] | 0.61315 | 0.14931 | 0.31294 | 0.63676 | 0.47952 | 0.55016
[7 empty] | 0.6521 | 0.15125 | 0.33511 | 0.67453 | 0.45896 | 0.55653
[7 empty] | 0.67516 | 0.14454 | 0.34305 | 0.69557 | 0.4322 | 0.55922
[7 empty] | 0.69165 | 0.13019 | 0.34597 | 0.70678 | 0.41815 | 0.55225
[7 empty] | 0.69926 | 0.11614 | 0.34255 | 0.70723 | 0.41715 | 0.53793
[7 empty] | 0.70289 | 0.10664 | 0.33659 | 0.69892 | 0.41172 | 0.52351
[7 empty] | 0.68966 | 0.098213 | 0.3187 | 0.67423 | 0.38583 | 0.49793
[7 empty] | 0.68874 | 0.10801 | 0.31926 | 0.65974 | 0.38004 | 0.49138
[7 empty] | 0.69304 | 0.1184 | 0.30986 | 0.65008 | 0.37717 | 0.48154
[7 empty] | 0.69413 | 0.12966 | 0.29879 | 0.63924 | 0.36909 | 0.46313
[7 empty] | 0.68713 | 0.14166 | 0.28272 | 0.62635 | 0.36883 | 0.44291
[7 empty] | 0.68057 | 0.15663 | 0.26608 | 0.61465 | 0.36594 | 0.43286
[7 empty] | 0.67172 | 0.17887 | 0.24431 | 0.6111 | 0.35928 | 0.4279
[7 empty] | 0.66336 | 0.20771 | 0.22526 | 0.61612 | 0.35071 | 0.42919
[7 empty] | 0.66128 | 0.23813 | 0.20584 | 0.62495 | 0.33456 | 0.41423
[7 empty] | 0.67047 | 0.2676 | 0.18827 | 0.63071 | 0.32378 | 0.38189
[7 empty] | 0.67798 | 0.29787 | 0.17413 | 0.63228 | 0.32689 | 0.35474
[7 empty] | 0.67306 | 0.32228 | 0.15723 | 0.63736 | 0.35003 | 0.33903
[7 empty] | 0.64155 | 0.3291 | 0.1295 | 0.64678 | 0.38432 | 0.33562
[7 empty] | 0.58631 | 0.32416 | 0.10065 | 0.6622 | 0.40397 | 0.33327
[7 empty] | 0.55147 | 0.34744 | 0.082586 | 0.69347 | 0.41738 | 0.34044
[7 empty] | 0.54285 | 0.37579 | 0.066718 | 0.72294 | 0.37732 | 0.32276
[7 empty] | 0.55715 | 0.41801 | 0.053879 | 0.74834 | 0.33308 | 0.29754
[7 empty] | 0.56018 | 0.45669 | 0.050047 | 0.76644 | 0.30113 | 0.26625
[7 empty] | 0.56088 | 0.48854 | 0.056044 | 0.78318 | 0.32865 | 0.25948
[7 empty] | 0.56278 | 0.52073 | 0.06196 | 0.79632 | 0.38703 | 0.26239
[7 empty] | 0.5479 | 0.54425 | 0.06496 | 0.80454 | 0.44596 | 0.25888
[7 empty] | 0.51361 | 0.55801 | 0.066311 | 0.80698 | 0.48723 | 0.23896
[7 empty] | 0.46582 | 0.56685 | 0.065384 | 0.80458 | 0.51936 | 0.21465
[7 empty] | 0.40885 | 0.5697 | 0.06315 | 0.80597 | 0.54333 | 0.19301
[7 empty] | 0.33514 | 0.56097 | 0.058824 | 0.80987 | 0.54531 | 0.17241
[7 empty] | 0.29184 | 0.56432 | 0.061753 | 0.81384 | 0.55545 | 0.16485
[7 empty] | 0.26377 | 0.56269 | 0.064849 | 0.81645 | 0.55777 | 0.15983
[7 empty] | 0.24155 | 0.56487 | 0.067899 | 0.81367 | 0.55001 | 0.15047
[7 empty] | 0.22816 | 0.56234 | 0.071184 | 0.80283 | 0.54295 | 0.14221
[7 empty] | 0.2134 | 0.55722 | 0.072281 | 0.78466 | 0.53764 | 0.13874
[7 empty] | 0.19226 | 0.54866 | 0.073513 | 0.76264 | 0.53589 | 0.13955
[7 empty] | 0.17523 | 0.53898 | 0.075778 | 0.73947 | 0.53731 | 0.14332
[7 empty] | 0.16965 | 0.52225 | 0.081408 | 0.71995 | 0.53546 | 0.14606
[7 empty] | 0.18223 | 0.50275 | 0.088916 | 0.7074 | 0.53281 | 0.14768
[7 empty] | 0.19852 | 0.47173 | 0.095266 | 0.69102 | 0.52882 | 0.1539
[7 empty] | 0.20092 | 0.4242 | 0.092832 | 0.67217 | 0.52267 | 0.16076
[7 empty] | 0.17176 | 0.36787 | 0.07277 | 0.64802 | 0.51385 | 0.17098
[7 empty] | 0.13374 | 0.31384 | 0.051891 | 0.61374 | 0.508 | 0.18444
[7 empty] | 0.10973 | 0.29233 | 0.0432 | 0.58919 | 0.53358 | 0.21004
[7 empty] | 0.088292 | 0.28917 | 0.042127 | 0.55854 | 0.55259 | 0.22259
[7 empty] | 0.069289 | 0.30106 | 0.047314 | 0.53884 | 0.56938 | 0.23017
[7 empty] | 0.05679 | 0.30612 | 0.056463 | 0.52179 | 0.55747 | 0.23791
[7 empty] | 0.061638 | 0.30241 | 0.073758 | 0.50671 | 0.52507 | 0.25262
[7 empty] | 0.071808 | 0.28542 | 0.086102 | 0.49783 | 0.49418 | 0.2696
[7 empty] | 0.083591 | 0.2604 | 0.090713 | 0.4938 | 0.47834 | 0.2851
[7 empty] | 0.086866 | 0.23572 | 0.087446 | 0.49251 | 0.48404 | 0.29452
[7 empty] | 0.08222 | 0.21172 | 0.082475 | 0.49218 | 0.48447 | 0.30298
[7 empty] | 0.073648 | 0.19072 | 0.073957 | 0.48228 | 0.47314 | 0.31765
[7 empty] | 0.06005 | 0.1643 | 0.056717 | 0.4485 | 0.44806 | 0.32371
[7 empty] | 0.057146 | 0.15862 | 0.047278 | 0.42393 | 0.44056 | 0.34328
[7 empty] | 0.05551 | 0.14957 | 0.042075 | 0.40041 | 0.43064 | 0.35708
[7 empty] | 0.049693 | 0.1444 | 0.043764 | 0.37489 | 0.42105 | 0.35354
[7 empty] | 0.047888 | 0.14009 | 0.053087 | 0.35149 | 0.42257 | 0.35085
[7 empty] | 0.044034 | 0.13559 | 0.065275 | 0.32571 | 0.42493 | 0.36569
[7 empty] | 0.033832 | 0.12832 | 0.075509 | 0.29597 | 0.41876 | 0.40143
[7 empty] | 0.025002 | 0.12021 | 0.085347 | 0.26378 | 0.41046 | 0.45375
[7 empty] | 0.020444 | 0.11021 | 0.095993 | 0.21974 | 0.40092 | 0.51365
[7 empty] | 0.017715 | 0.096437 | 0.10282 | 0.17087 | 0.39106 | 0.57401
[7 empty] | 0.018618 | 0.084532 | 0.10714 | 0.13361 | 0.3735 | 0.62377
[7 empty] | 0.014922 | 0.07392 | 0.10188 | 0.11854 | 0.34223 | 0.65071
[7 empty] | 0.0058909 | 0.05754 | 0.08203 | 0.12056 | 0.30055 | 0.66334
[7 empty] | 0.001516 | 0.04547 | 0.063434 | 0.13322 | 0.25459 | 0.66562
[7 empty] | 0.00073871 | 0.046142 | 0.056938 | 0.14694 | 0.23205 | 0.67796
[7 empty] | 0.0006639 | 0.050493 | 0.05881 | 0.13335 | 0.22134 | 0.68244
[7 empty] | 0.0035007 | 0.056108 | 0.067007 | 0.10805 | 0.22557 | 0.68338
[7 empty] | 0.013598 | 0.062761 | 0.079678 | 0.089881 | 0.23932 | 0.67923
[7 empty] | 0.023836 | 0.076064 | 0.099062 | 0.093392 | 0.26432 | 0.67925
[7 empty] | 0.027797 | 0.08798 | 0.11155 | 0.10236 | 0.30329 | 0.68136
[7 empty] | 0.02853 | 0.099317 | 0.11669 | 0.1161 | 0.33106 | 0.67977
[7 empty] | 0.028594 | 0.11456 | 0.11557 | 0.13021 | 0.33939 | 0.67422
[7 empty] | 0.02705 | 0.13163 | 0.11032 | 0.1429 | 0.3475 | 0.66164
[7 empty] | 0.024523 | 0.15578 | 0.10394 | 0.15345 | 0.35474 | 0.65178
[7 empty] | 0.019356 | 0.17575 | 0.091753 | 0.15596 | 0.36047 | 0.63836
[7 empty] | 0.017693 | 0.20807 | 0.092983 | 0.18123 | 0.38666 | 0.6296
[7 empty] | 0.020422 | 0.23062 | 0.090641 | 0.22156 | 0.4221 | 0.62155
[7 empty] | 0.024379 | 0.25223 | 0.090147 | 0.26445 | 0.45057 | 0.62013
[7 empty] | 0.030498 | 0.26962 | 0.092493 | 0.31752 | 0.48532 | 0.62287
[7 empty] | 0.037858 | 0.2845 | 0.097124 | 0.38139 | 0.51875 | 0.62757
[7 empty] | 0.044059 | 0.28616 | 0.10282 | 0.44782 | 0.5493 | 0.63182
[7 empty] | 0.050069 | 0.28287 | 0.11086 | 0.51397 | 0.57269 | 0.64323
[7 empty] | 0.060282 | 0.26798 | 0.11917 | 0.58017 | 0.58133 | 0.65128
[7 empty] | 0.07482 | 0.24328 | 0.12245 | 0.64085 | 0.57677 | 0.65449
[7 empty] | 0.089312 | 0.21287 | 0.12333 | 0.67765 | 0.55646 | 0.63993
[7 empty] | 0.09358 | 0.17708 | 0.1155 | 0.66816 | 0.51765 | 0.60778
[7 empty] | 0.081562 | 0.13298 | 0.093165 | 0.61363 | 0.47688 | 0.57409
[7 empty] | 0.068372 | 0.094328 | 0.071368 | 0.50586 | 0.43683 | 0.54011
[7 empty] | 0.06754 | 0.073874 | 0.062164 | 0.42219 | 0.44409 | 0.54401
[7 empty] | 0.077303 | 0.060665 | 0.06089 | 0.38657 | 0.47049 | 0.57192
[7 empty] | 0.10429 | 0.051348 | 0.065552 | 0.39861 | 0.50919 | 0.6012
[7 empty] | 0.13909 | 0.048446 | 0.076772 | 0.41051 | 0.52979 | 0.60033
[7 empty] | 0.17688 | 0.051561 | 0.098905 | 0.39709 | 0.53436 | 0.56571
[7 empty] | 0.20457 | 0.052681 | 0.11543 | 0.35086 | 0.53104 | 0.50954
[7 empty] | 0.21471 | 0.05342 | 0.12369 | 0.29921 | 0.52173 | 0.44507
[7 empty] | 0.21247 | 0.055395 | 0.1267 | 0.27072 | 0.50506 | 0.41333
[7 empty] | 0.20359 | 0.057458 | 0.12559 | 0.25979 | 0.49034 | 0.41849
[7 empty] | 0.18709 | 0.058899 | 0.12221 | 0.25419 | 0.47908 | 0.43733
[7 empty] | 0.15884 | 0.056599 | 0.11065 | 0.23606 | 0.46217 | 0.43734
[7 empty] | 0.14023 | 0.057674 | 0.11157 | 0.23839 | 0.46797 | 0.45255
[7 empty] | 0.13067 | 0.060892 | 0.11022 | 0.2502 | 0.47805 | 0.48286
[7 empty] | 0.12125 | 0.068876 | 0.11277 | 0.263 | 0.47656 | 0.53877
[7 empty] | 0.11179 | 0.080179 | 0.12047 | 0.27933 | 0.47454 | 0.59367
[7 empty] | 0.10142 | 0.095517 | 0.1305 | 0.29366 | 0.4714 | 0.64599
[7 empty] | 0.085526 | 0.11416 | 0.14367 | 0.29609 | 0.46876 | 0.71769
[7 empty] | 0.072326 | 0.1366 | 0.16164 | 0.29408 | 0.46918 | 0.77963
[7 empty] | 0.065875 | 0.15669 | 0.18365 | 0.29669 | 0.46839 | 0.80647
[7 empty] | 0.069339 | 0.17319 | 0.20681 | 0.3088 | 0.4761 | 0.81873
[7 empty] | 0.074115 | 0.1896 | 0.22849 | 0.32331 | 0.47846 | 0.81907
[7 empty] | 0.067261 | 0.19474 | 0.2382 | 0.35004 | 0.46595 | 0.82519
[7 empty] | 0.046037 | 0.18668 | 0.23014 | 0.40129 | 0.44178 | 0.85127
[7 empty] | 0.030044 | 0.17448 | 0.21304 | 0.46937 | 0.40496 | 0.8582
[7 empty] | 0.023456 | 0.18017 | 0.21681 | 0.54995 | 0.39869 | 0.85189
[7 empty] | 0.021087 | 0.19497 | 0.23457 | 0.63568 | 0.40341 | 0.80395
[7 empty] | 0.022895 | 0.21769 | 0.27456 | 0.7092 | 0.42631 | 0.79386
[7 empty] | 0.030474 | 0.2332 | 0.31191 | 0.74322 | 0.44138 | 0.80492
[7 empty] | 0.040548 | 0.24401 | 0.34042 | 0.76375 | 0.45434 | 0.78928
[7 empty] | 0.04437 | 0.24415 | 0.35578 | 0.77297 | 0.46995 | 0.75676
[7 empty] | 0.043388 | 0.23795 | 0.35554 | 0.77363 | 0.47863 | 0.73301
[7 empty] | 0.038686 | 0.23023 | 0.34194 | 0.77605 | 0.47793 | 0.71622
[7 empty] | 0.033464 | 0.22211 | 0.32035 | 0.77347 | 0.46958 | 0.68716
[7 empty] | 0.030625 | 0.21343 | 0.30172 | 0.77408 | 0.45694 | 0.65884
[7 empty] | 0.028661 | 0.19033 | 0.27752 | 0.78152 | 0.42987 | 0.61169
[7 empty] | 0.032573 | 0.18264 | 0.27755 | 0.76914 | 0.42014 | 0.5625
[7 empty] | 0.03917 | 0.16904 | 0.27063 | 0.74665 | 0.42025 | 0.51903
[7 empty] | 0.041486 | 0.16001 | 0.26346 | 0.72543 | 0.41788 | 0.51518
[7 empty] | 0.042372 | 0.15362 | 0.25209 | 0.70745 | 0.42286 | 0.55617
[7 empty] | 0.042348 | 0.14737 | 0.24374 | 0.69921 | 0.43108 | 0.58443
[7 empty] | 0.041555 | 0.14344 | 0.23922 | 0.70212 | 0.44095 | 0.64239
[7 empty] | 0.040521 | 0.14117 | 0.23771 | 0.68481 | 0.44939 | 0.65876
[7 empty] | 0.038746 | 0.1387 | 0.23728 | 0.67173 | 0.46255 | 0.67295
[7 empty] | 0.034923 | 0.13434 | 0.2369 | 0.65741 | 0.47912 | 0.66731
[7 empty] | 0.035387 | 0.12907 | 0.23259 | 0.65959 | 0.48585 | 0.66015
[7 empty] | 0.035598 | 0.1227 | 0.2257 | 0.66719 | 0.46508 | 0.64787
[7 empty] | 0.029278 | 0.10987 | 0.20682 | 0.70688 | 0.41562 | 0.64247
[7 empty] | 0.02571 | 0.096389 | 0.18689 | 0.72933 | 0.35388 | 0.64247
[7 empty] | 0.026313 | 0.095766 | 0.18552 | 0.75678 | 0.33682 | 0.6449
[7 empty] | 0.025996 | 0.094451 | 0.19175 | 0.75298 | 0.36684 | 0.61607
[7 empty] | 0.025425 | 0.097327 | 0.20732 | 0.73301 | 0.43348 | 0.57526
[7 empty] | 0.029427 | 0.097286 | 0.22104 | 0.69858 | 0.48844 | 0.52222
[7 empty] | 0.037622 | 0.09532 | 0.23721 | 0.68919 | 0.51542 | 0.50449
[7 empty] | 0.050824 | 0.088414 | 0.24555 | 0.73675 | 0.52822 | 0.5149
[7 empty] | 0.067659 | 0.07797 | 0.2395 | 0.74472 | 0.52771 | 0.52218
[7 empty] | 0.073237 | 0.068632 | 0.22889 | 0.75197 | 0.52738 | 0.50744
[7 empty] | 0.068659 | 0.063221 | 0.2176 | 0.75316 | 0.52179 | 0.48112
[7 empty] | 0.058564 | 0.063147 | 0.20799 | 0.74772 | 0.51827 | 0.45454
[7 empty] | 0.044274 | 0.064832 | 0.19329 | 0.7199 | 0.49687 | 0.42006
[7 empty] | 0.037928 | 0.075671 | 0.19972 | 0.68939 | 0.50017 | 0.40751
[7 empty] | 0.034956 | 0.088104 | 0.19937 | 0.65539 | 0.50835 | 0.39881
[7 empty] | 0.030057 | 0.10039 | 0.20282 | 0.62015 | 0.513 | 0.39264
[7 empty] | 0.027379 | 0.1143 | 0.20687 | 0.57715 | 0.51873 | 0.38899
[7 empty] | 0.026991 | 0.12963 | 0.21034 | 0.53813 | 0.52461 | 0.38741
[7 empty] | 0.027233 | 0.14578 | 0.21238 | 0.50606 | 0.52847 | 0.38874
[7 empty] | 0.027944 | 0.16523 | 0.2163 | 0.48825 | 0.5302 | 0.39165
[7 empty] | 0.028267 | 0.19055 | 0.22199 | 0.47514 | 0.52653 | 0.39604
[7 empty] | 0.029255 | 0.22202 | 0.23056 | 0.45662 | 0.51028 | 0.40557
[7 empty] | 0.038526 | 0.2499 | 0.23795 | 0.43111 | 0.4712 | 0.41662
[7 empty] | 0.048293 | 0.27223 | 0.23414 | 0.40048 | 0.3992 | 0.4318
[7 empty] | 0.048321 | 0.28139 | 0.21232 | 0.38391 | 0.30982 | 0.4479
[7 empty] | 0.04605 | 0.28777 | 0.18763 | 0.36914 | 0.22703 | 0.4533
[7 empty] | 0.046656 | 0.31949 | 0.17943 | 0.37826 | 0.19734 | 0.45304
[7 empty] | 0.041608 | 0.36333 | 0.18513 | 0.38036 | 0.20562 | 0.40776
[7 empty] | 0.034818 | 0.42678 | 0.20088 | 0.3896 | 0.24319 | 0.35322
[7 empty] | 0.035505 | 0.48692 | 0.21907 | 0.39181 | 0.28038 | 0.30597
[7 empty] | 0.046767 | 0.54167 | 0.24277 | 0.39026 | 0.30981 | 0.27297
[7 empty] | 0.061455 | 0.58988 | 0.25382 | 0.38461 | 0.32111 | 0.2454
[7 empty] | 0.075856 | 0.63508 | 0.25636 | 0.37194 | 0.31577 | 0.22655
[7 empty] | 0.082519 | 0.67604 | 0.24939 | 0.36024 | 0.30554 | 0.20658
[7 empty] | 0.081047 | 0.71214 | 0.23604 | 0.34772 | 0.28867 | 0.18392
[7 empty] | 0.077582 | 0.74682 | 0.22163 | 0.33049 | 0.2734 | 0.16242
[7 empty] | 0.071672 | 0.77006 | 0.19685 | 0.30088 | 0.24347 | 0.13377
[7 empty] | 0.073904 | 0.79836 | 0.18842 | 0.28081 | 0.23742 | 0.1188
[7 empty] | 0.082262 | 0.8179 | 0.18011 | 0.27215 | 0.24293 | 0.10875
[7 empty] | 0.086972 | 0.83269 | 0.18091 | 0.27225 | 0.25052 | 0.10003
[7 empty] | 0.092086 | 0.84218 | 0.18841 | 0.28026 | 0.26226 | 0.094931
[7 empty] | 0.094793 | 0.8483 | 0.19509 | 0.2824 | 0.27499 | 0.094177
[7 empty] | 0.094794 | 0.85315 | 0.19528 | 0.27775 | 0.2835 | 0.10111
[7 empty] | 0.094813 | 0.85606 | 0.19319 | 0.27575 | 0.29754 | 0.12688
[7 empty] | 0.09859 | 0.85753 | 0.19314 | 0.27982 | 0.31621 | 0.17141
[7 empty] | 0.10966 | 0.85842 | 0.19354 | 0.28511 | 0.34187 | 0.23266
[7 empty] | 0.12926 | 0.85959 | 0.1949 | 0.28259 | 0.35852 | 0.29168
[7 empty] | 0.14467 | 0.85931 | 0.18966 | 0.26019 | 0.33677 | 0.2986
[7 empty] | 0.14396 | 0.85523 | 0.16731 | 0.20889 | 0.27545 | 0.24051
[7 empty] | 0.12977 | 0.85091 | 0.14337 | 0.14944 | 0.21487 | 0.17582
[7 empty] | 0.12182 | 0.85193 | 0.13547 | 0.12128 | 0.1967 | 0.16919
[7 empty] | 0.11063 | 0.85376 | 0.13676 | 0.11104 | 0.21485 | 0.20491
[7 empty] | 0.099241 | 0.83735 | 0.14909 | 0.11106 | 0.26347 | 0.28829
[7 empty] | 0.094391 | 0.81781 | 0.16199 | 0.10674 | 0.31637 | 0.37384
[7 empty] | 0.11233 | 0.81333 | 0.18488 | 0.09016 | 0.36057 | 0.41411
[7 empty] | 0.13915 | 0.82066 | 0.19591 | 0.06452 | 0.38581 | 0.41911
[7 empty] | 0.16515 | 0.83087 | 0.19261 | 0.041257 | 0.38485 | 0.40852
[7 empty] | 0.17089 | 0.83688 | 0.18243 | 0.02613 | 0.37159 | 0.40449
[7 empty] | 0.15776 | 0.84403 | 0.16658 | 0.018604 | 0.36133 | 0.40271
[7 empty] | 0.13916 | 0.85062 | 0.15132 | 0.016498 | 0.3458 | 0.40153
[7 empty] | 0.11792 | 0.85697 | 0.12882 | 0.016667 | 0.3163 | 0.39394
[7 empty] | 0.11148 | 0.8585 | 0.12115 | 0.021187 | 0.30488 | 0.40221
[7 empty] | 0.10906 | 0.85848 | 0.11071 | 0.030436 | 0.30528 | 0.41173
[7 empty] | 0.09551 | 0.85711 | 0.10286 | 0.041894 | 0.30337 | 0.40119
[7 empty] | 0.082891 | 0.85402 | 0.097445 | 0.060414 | 0.30656 | 0.37797
[7 empty] | 0.07406 | 0.85084 | 0.092885 | 0.085384 | 0.31109 | 0.34381
[7 empty] | 0.068673 | 0.84877 | 0.087895 | 0.12311 | 0.3177 | 0.29886
[7 empty] | 0.06772 | 0.84744 | 0.084199 | 0.17155 | 0.331 | 0.24343
[7 empty] | 0.067192 | 0.84755 | 0.084819 | 0.22842 | 0.35363 | 0.18597
[7 empty] | 0.065797 | 0.84526 | 0.085247 | 0.28644 | 0.38209 | 0.12626
[7 empty] | 0.066849 | 0.83969 | 0.087046 | 0.34263 | 0.40815 | 0.071999
[7 empty] | 0.066643 | 0.82748 | 0.085196 | 0.35791 | 0.4031 | 0.034122
[7 empty] | 0.063613 | 0.80399 | 0.07105 | 0.33735 | 0.35736 | 0.016904
[7 empty] | 0.060883 | 0.78209 | 0.056576 | 0.30473 | 0.29851 | 0.013454
[7 empty] | 0.060748 | 0.77908 | 0.053562 | 0.3029 | 0.27597 | 0.020461
[7 empty] | 0.049895 | 0.77683 | 0.053276 | 0.33061 | 0.28821 | 0.030151
[7 empty] | 0.037559 | 0.77891 | 0.055204 | 0.40034 | 0.33826 | 0.046834
[7 empty] | 0.03199 | 0.77077 | 0.058984 | 0.47899 | 0.38265 | 0.079845
[7 empty] | 0.03826 | 0.74253 | 0.068224 | 0.55993 | 0.41409 | 0.14315
[7 empty] | 0.050009 | 0.70623 | 0.073966 | 0.63624 | 0.42892 | 0.22658
[7 empty] | 0.063483 | 0.66457 | 0.076433 | 0.69499 | 0.42979 | 0.30801
[7 empty] | 0.069463 | 0.63249 | 0.077694 | 0.72816 | 0.41532 | 0.38863
[7 empty] | 0.063825 | 0.60234 | 0.077464 | 0.74561 | 0.39674 | 0.45147
[7 empty] | 0.052306 | 0.56511 | 0.073923 | 0.7494 | 0.36972 | 0.49519
[7 empty] | 0.03566 | 0.50424 | 0.062786 | 0.73094 | 0.32802 | 0.5039
[7 empty] | 0.027296 | 0.45967 | 0.058835 | 0.71461 | 0.30654 | 0.50816
[7 empty] | 0.023914 | 0.40577 | 0.055159 | 0.7118 | 0.2909 | 0.49408
[7 empty] | 0.021708 | 0.35937 | 0.051837 | 0.71247 | 0.27265 | 0.45346
[7 empty] | 0.024694 | 0.32609 | 0.050986 | 0.68609 | 0.26331 | 0.40383
[7 empty] | 0.035406 | 0.30315 | 0.050278 | 0.60899 | 0.25621 | 0.35665
[7 empty] | 0.056439 | 0.29235 | 0.050242 | 0.58505 | 0.2492 | 0.31048
[7 empty] | 0.088641 | 0.2927 | 0.050133 | 0.5881 | 0.24713 | 0.28711
[7 empty] | 0.12869 | 0.29848 | 0.051937 | 0.59794 | 0.24796 | 0.29148
[7 empty] | 0.17172 | 0.30754 | 0.05367 | 0.59734 | 0.24969 | 0.31355
[7 empty] | 0.21223 | 0.32169 | 0.056356 | 0.62503 | 0.24599 | 0.34833
[7 empty] | 0.245 | 0.32747 | 0.054687 | 0.70908 | 0.22159 | 0.39297
[7 empty] | 0.26822 | 0.32148 | 0.044093 | 0.77648 | 0.17496 | 0.45342
[7 empty] | 0.27857 | 0.31069 | 0.032705 | 0.80336 | 0.12951 | 0.52844
[7 empty] | 0.29943 | 0.32486 | 0.030456 | 0.82661 | 0.11463 | 0.62861
[7 empty] | 0.31784 | 0.35507 | 0.030964 | 0.85125 | 0.12168 | 0.73047
[7 empty] | 0.34775 | 0.40572 | 0.034353 | 0.85823 | 0.14892 | 0.8014
[7 empty] | 0.37066 | 0.45852 | 0.04114 | 0.85539 | 0.1837 | 0.82386
[7 empty] | 0.38621 | 0.51588 | 0.053696 | 0.85229 | 0.20405 | 0.83927
[7 empty] | 0.39923 | 0.57358 | 0.065551 | 0.84898 | 0.20416 | 0.84903
[7 empty] | 0.39461 | 0.62965 | 0.072516 | 0.84228 | 0.18602 | 0.85413
[7 empty] | 0.37584 | 0.6795 | 0.07461 | 0.83305 | 0.16805 | 0.85708
[7 empty] | 0.35954 | 0.71621 | 0.074482 | 0.82342 | 0.15277 | 0.84356
[7 empty] | 0.35408 | 0.73619 | 0.072356 | 0.80667 | 0.13625 | 0.83264
[7 empty] | 0.34981 | 0.73397 | 0.06411 | 0.77415 | 0.10982 | 0.82364
[7 empty] | 0.37607 | 0.73025 | 0.06261 | 0.74329 | 0.098462 | 0.774
[7 empty] | 0.41571 | 0.70515 | 0.061421 | 0.71505 | 0.094248 | 0.72739
[7 empty] | 0.46482 | 0.68023 | 0.060875 | 0.69326 | 0.087345 | 0.70314
[7 empty] | 0.51845 | 0.64663 | 0.062378 | 0.67988 | 0.081277 | 0.70609
[7 empty] | 0.56898 | 0.61273 | 0.064444 | 0.66096 | 0.074164 | 0.7186
[7 empty] | 0.62031 | 0.57565 | 0.067375 | 0.62857 | 0.068313 | 0.72135
[7 empty] | 0.63943 | 0.54993 | 0.071692 | 0.59235 | 0.063192 | 0.72518
[7 empty] | 0.66758 | 0.53325 | 0.078095 | 0.55555 | 0.055971 | 0.73953
[7 empty] | 0.68531 | 0.53211 | 0.082176 | 0.53147 | 0.04617 | 0.75439
[7 empty] | 0.70051 | 0.53213 | 0.084873 | 0.51505 | 0.043277 | 0.77164
[7 empty] | 0.71139 | 0.51959 | 0.080893 | 0.50498 | 0.035857 | 0.77449
[7 empty] | 0.69495 | 0.48369 | 0.065824 | 0.49416 | 0.022594 | 0.77696
[7 empty] | 0.67445 | 0.44249 | 0.050163 | 0.46616 | 0.018775 | 0.77016
[7 empty] | 0.66918 | 0.42625 | 0.047157 | 0.45741 | 0.022123 | 0.7522
[7 empty] | 0.66057 | 0.4228 | 0.050987 | 0.44024 | 0.026077 | 0.72631
[7 empty] | 0.64063 | 0.43359 | 0.062028 | 0.43136 | 0.032678 | 0.6814
[7 empty] | 0.59748 | 0.44173 | 0.076232 | 0.41787 | 0.044545 | 0.58306
[7 empty] | 0.5572 | 0.45019 | 0.094912 | 0.40787 | 0.059433 | 0.51154
[7 empty] | 0.52475 | 0.46739 | 0.10688 | 0.40054 | 0.069263 | 0.47676
[7 empty] | 0.48967 | 0.48164 | 0.11064 | 0.38812 | 0.077702 | 0.44571
[7 empty] | 0.45595 | 0.48992 | 0.11193 | 0.37244 | 0.086636 | 0.40549
[7 empty] | 0.42599 | 0.49454 | 0.11182 | 0.35824 | 0.093176 | 0.36418
[7 empty] | 0.3981 | 0.50004 | 0.11129 | 0.33878 | 0.10379 | 0.3299
[7 empty] | 0.35958 | 0.48853 | 0.10284 | 0.30469 | 0.11156 | 0.30214
[7 empty] | 0.33665 | 0.49784 | 0.10509 | 0.2837 | 0.13181 | 0.30379
[7 empty] | 0.31895 | 0.49315 | 0.10998 | 0.26467 | 0.16558 | 0.30992
[7 empty] | 0.29777 | 0.4977 | 0.11604 | 0.24834 | 0.20589 | 0.30565
[7 empty] | 0.28075 | 0.50952 | 0.12523 | 0.23443 | 0.24727 | 0.29361
[7 empty] | 0.26173 | 0.52628 | 0.13401 | 0.2197 | 0.2862 | 0.28027
[7 empty] | 0.24347 | 0.5455 | 0.14379 | 0.20038 | 0.30961 | 0.26973
[7 empty] | 0.22831 | 0.56871 | 0.15354 | 0.178 | 0.32284 | 0.2657
[7 empty] | 0.2061 | 0.59006 | 0.16227 | 0.1551 | 0.32957 | 0.25795
[7 empty] | 0.19038 | 0.59939 | 0.16671 | 0.12981 | 0.3359 | 0.23564
[7 empty] | 0.17883 | 0.59638 | 0.16834 | 0.11196 | 0.33893 | 0.20369
[7 empty] | 0.17913 | 0.57396 | 0.16122 | 0.097726 | 0.33472 | 0.17107
[7 empty] | 0.18358 | 0.53624 | 0.13941 | 0.082768 | 0.32512 | 0.1298
[7 empty] | 0.17938 | 0.49616 | 0.11671 | 0.072515 | 0.31598 | 0.09812
[7 empty] | 0.17335 | 0.47899 | 0.11431 | 0.069321 | 0.33697 | 0.092487
[7 empty] | 0.15244 | 0.45947 | 0.12253 | 0.059918 | 0.37719 | 0.098022
[7 empty] | 0.12719 | 0.44385 | 0.14082 | 0.054077 | 0.42301 | 0.11545
[7 empty] | 0.10002 | 0.41611 | 0.1622 | 0.059864 | 0.4588 | 0.13328
[7 empty] | 0.095089 | 0.39028 | 0.18542 | 0.079421 | 0.48646 | 0.14319
[7 empty] | 0.10026 | 0.37184 | 0.19927 | 0.10067 | 0.50957 | 0.143
[7 empty] | 0.11132 | 0.35365 | 0.1989 | 0.12065 | 0.52735 | 0.1377
[7 empty] | 0.11663 | 0.33959 | 0.19249 | 0.13932 | 0.53617 | 0.13846
[7 empty] | 0.11877 | 0.32472 | 0.18447 | 0.16161 | 0.54643 | 0.14125
[7 empty] | 0.11888 | 0.31517 | 0.17679 | 0.18922 | 0.55581 | 0.14296
[7 empty] | 0.10923 | 0.29446 | 0.16307 | 0.21168 | 0.55795 | 0.13029
[7 empty] | 0.11208 | 0.28508 | 0.16416 | 0.2456 | 0.58105 | 0.12991
[7 empty] | 0.12007 | 0.27066 | 0.16218 | 0.27947 | 0.61326 | 0.13616
[7 empty] | 0.12338 | 0.25944 | 0.15874 | 0.30963 | 0.64209 | 0.14065
[7 empty] | 0.1281 | 0.24838 | 0.15453 | 0.33962 | 0.67178 | 0.14501
[7 empty] | 0.13663 | 0.24249 | 0.15566 | 0.37082 | 0.69643 | 0.15031
[7 empty] | 0.14615 | 0.23927 | 0.16291 | 0.40199 | 0.72323 | 0.15482
[7 empty] | 0.15785 | 0.23981 | 0.17757 | 0.43441 | 0.74703 | 0.15672
[7 empty] | 0.16372 | 0.24017 | 0.1921 | 0.45177 | 0.77286 | 0.15239
[7 empty] | 0.16034 | 0.24465 | 0.20053 | 0.4462 | 0.79039 | 0.1363
[7 empty] | 0.16301 | 0.24813 | 0.19938 | 0.421 | 0.79492 | 0.11849
[7 empty] | 0.17769 | 0.24917 | 0.18693 | 0.37806 | 0.77577 | 0.099466
[7 empty] | 0.21604 | 0.24419 | 0.15663 | 0.32659 | 0.70322 | 0.077788
[7 empty] | 0.24485 | 0.23541 | 0.1252 | 0.28829 | 0.60727 | 0.064225
[7 empty] | 0.25975 | 0.24157 | 0.11518 | 0.28255 | 0.56154 | 0.059183
[7 empty] | 0.23871 | 0.23997 | 0.12305 | 0.29494 | 0.55745 | 0.053336
[7 empty] | 0.20085 | 0.23814 | 0.14514 | 0.34022 | 0.57631 | 0.049183
[7 empty] | 0.16319 | 0.22943 | 0.16678 | 0.38576 | 0.57884 | 0.045504
[7 empty] | 0.15923 | 0.23079 | 0.18577 | 0.41915 | 0.55109 | 0.040208
[7 empty] | 0.1818 | 0.23145 | 0.18923 | 0.43691 | 0.49752 | 0.033938
[7 empty] | 0.20924 | 0.22889 | 0.18524 | 0.43652 | 0.41763 | 0.03226
[7 empty] | 0.23361 | 0.22276 | 0.18258 | 0.41761 | 0.32703 | 0.038575
[7 empty] | 0.25336 | 0.21527 | 0.17872 | 0.39685 | 0.23773 | 0.051855
[7 empty] | 0.269 | 0.20996 | 0.17829 | 0.38075 | 0.1608 | 0.06376
[7 empty] | 0.27014 | 0.20027 | 0.16831 | 0.35891 | 0.10365 | 0.069755
[7 empty] | 0.28611 | 0.20373 | 0.16967 | 0.36011 | 0.082991 | 0.097783
[7 empty] | 0.29965 | 0.19673 | 0.16365 | 0.35383 | 0.08566 | 0.13106
[7 empty] | 0.29588 | 0.18552 | 0.15618 | 0.33153 | 0.10511 | 0.16018
[7 empty] | 0.28887 | 0.17121 | 0.14762 | 0.30236 | 0.14618 | 0.19272
[7 empty] | 0.27677 | 0.15873 | 0.14148 | 0.26862 | 0.19588 | 0.21336
[7 empty] | 0.25796 | 0.14595 | 0.13886 | 0.23222 | 0.25947 | 0.23086
[7 empty] | 0.23757 | 0.13574 | 0.14147 | 0.19726 | 0.34092 | 0.23834
[7 empty] | 0.2096 | 0.12715 | 0.1426 | 0.16455 | 0.42822 | 0.22407
[7 empty] | 0.17742 | 0.1197 | 0.13674 | 0.12784 | 0.50707 | 0.2028
[7 empty] | 0.14901 | 0.11481 | 0.12735 | 0.096793 | 0.56211 | 0.18566
[7 empty] | 0.13682 | 0.1097 | 0.11692 | 0.072541 | 0.58146 | 0.18015
[7 empty] | 0.14212 | 0.10223 | 0.099134 | 0.050588 | 0.55783 | 0.17276
[7 empty] | 0.1464 | 0.095062 | 0.085139 | 0.038532 | 0.50708 | 0.16591
[7 empty] | 0.15298 | 0.092695 | 0.080839 | 0.03723 | 0.49658 | 0.17229
[7 empty] | 0.14713 | 0.088861 | 0.078324 | 0.035147 | 0.51285 | 0.20033
[7 empty] | 0.14037 | 0.082713 | 0.080333 | 0.034047 | 0.54862 | 0.264
[7 empty] | 0.13282 | 0.076873 | 0.092244 | 0.038475 | 0.56198 | 0.31927
[7 empty] | 0.15545 | 0.075759 | 0.11659 | 0.050306 | 0.54772 | 0.37458
[7 empty] | 0.19043 | 0.070621 | 0.13955 | 0.069223 | 0.51655 | 0.41924
[7 empty] | 0.22678 | 0.065425 | 0.15633 | 0.097238 | 0.46914 | 0.43972
[7 empty] | 0.24909 | 0.062733 | 0.16543 | 0.12546 | 0.41075 | 0.45572
[7 empty] | 0.25688 | 0.060819 | 0.17116 | 0.15002 | 0.33916 | 0.47113
[7 empty] | 0.25592 | 0.062754 | 0.17465 | 0.17241 | 0.25821 | 0.47613
[7 empty] | 0.23383 | 0.061878 | 0.16638 | 0.18832 | 0.17376 | 0.46429
[7 empty] | 0.22249 | 0.069398 | 0.16803 | 0.21697 | 0.12407 | 0.47356
[7 empty] | 0.21756 | 0.077282 | 0.16168 | 0.2499 | 0.091747 | 0.48043
[7 empty] | 0.19445 | 0.082213 | 0.15201 | 0.27728 | 0.063579 | 0.48281
[7 empty] | 0.17428 | 0.08645 | 0.14379 | 0.30115 | 0.04199 | 0.4803
[7 empty] | 0.16562 | 0.092956 | 0.13699 | 0.32246 | 0.028493 | 0.46937
[7 empty] | 0.1675 | 0.10308 | 0.13694 | 0.34021 | 0.020226 | 0.44978
[7 empty] | 0.16724 | 0.11683 | 0.14943 | 0.35808 | 0.015721 | 0.42503
[7 empty] | 0.14737 | 0.13173 | 0.17439 | 0.37911 | 0.012293 | 0.39484
[7 empty] | 0.10557 | 0.14822 | 0.1965 | 0.40528 | 0.0097372 | 0.35876
[7 empty] | 0.069326 | 0.16495 | 0.21527 | 0.43207 | 0.0087752 | 0.32172
[7 empty] | 0.057937 | 0.17531 | 0.22873 | 0.45006 | 0.0079158 | 0.29578
[7 empty] | 0.066266 | 0.1715 | 0.21977 | 0.45507 | 0.0063191 | 0.27827
[7 empty] | 0.081974 | 0.1633 | 0.20095 | 0.45492 | 0.0043165 | 0.25989
[7 empty] | 0.096655 | 0.16883 | 0.19623 | 0.47026 | 0.003546 | 0.25233
[7 empty] | 0.091077 | 0.17917 | 0.19523 | 0.50233 | 0.0029713 | 0.23514
[7 empty] | 0.076379 | 0.19755 | 0.19907 | 0.54198 | 0.003618 | 0.21045
[7 empty] | 0.065641 | 0.21349 | 0.18964 | 0.57555 | 0.0071982 | 0.17889
[7 empty] | 0.083866 | 0.23354 | 0.17975 | 0.59738 | 0.010292 | 0.15482
[7 empty] | 0.12515 | 0.24896 | 0.16032 | 0.60191 | 0.010334 | 0.13153
[7 empty] | 0.16508 | 0.25686 | 0.14152 | 0.59546 | 0.0098408 | 0.10978
[7 empty] | 0.17925 | 0.26407 | 0.12697 | 0.58153 | 0.010609 | 0.092553
[7 empty] | 0.17674 | 0.27104 | 0.1228 | 0.55661 | 0.013561 | 0.079271
[7 empty] | 0.17319 | 0.27423 | 0.12755 | 0.51916 | 0.017032 | 0.068423
[7 empty] | 0.1632 | 0.25999 | 0.13516 | 0.45015 | 0.017734 | 0.055345
[7 empty] | 0.16794 | 0.26199 | 0.16365 | 0.38848 | 0.021252 | 0.052539
[7 empty] | 0.17001 | 0.25631 | 0.20253 | 0.33245 | 0.027171 | 0.051854
[7 empty] | 0.15898 | 0.25731 | 0.25868 | 0.28222 | 0.031157 | 0.054968
[7 empty] | 0.14835 | 0.25835 | 0.3232 | 0.23788 | 0.035572 | 0.06127
[7 empty] | 0.1468 | 0.26025 | 0.38439 | 0.1945 | 0.039396 | 0.071186
[7 empty] | 0.15835 | 0.2562 | 0.43275 | 0.14851 | 0.042086 | 0.08415
[7 empty] | 0.1809 | 0.25036 | 0.47094 | 0.11367 | 0.043551 | 0.10119
[7 empty] | 0.20969 | 0.247 | 0.50624 | 0.095731 | 0.045571 | 0.12066
[7 empty] | 0.23568 | 0.25103 | 0.5388 | 0.090291 | 0.047716 | 0.14279
[7 empty] | 0.26098 | 0.25649 | 0.55291 | 0.097824 | 0.053298 | 0.17099
[7 empty] | 0.28602 | 0.2471 | 0.5302 | 0.1013 | 0.059664 | 0.19393
[7 empty] | 0.30781 | 0.21371 | 0.47717 | 0.084859 | 0.061756 | 0.19267
[7 empty] | 0.31742 | 0.18001 | 0.41746 | 0.068221 | 0.062341 | 0.17515
[7 empty] | 0.33665 | 0.16912 | 0.39786 | 0.067708 | 0.074357 | 0.16867
[7 empty] | 0.33794 | 0.1786 | 0.39927 | 0.08153 | 0.093101 | 0.16612
[7 empty] | 0.34454 | 0.20592 | 0.41829 | 0.11176 | 0.13013 | 0.17706
[7 empty] | 0.34293 | 0.23558 | 0.42188 | 0.15662 | 0.17776 | 0.19527
[7 empty] | 0.35345 | 0.26117 | 0.40106 | 0.19573 | 0.24034 | 0.22754
[7 empty] | 0.3765 | 0.26902 | 0.36784 | 0.20826 | 0.29548 | 0.26427
[7 empty] | 0.39501 | 0.26278 | 0.32815 | 0.19867 | 0.3294 | 0.28542
[7 empty] | 0.41247 | 0.24988 | 0.29643 | 0.17991 | 0.35427 | 0.28363
[7 empty] | 0.42517 | 0.23535 | 0.26873 | 0.16186 | 0.37106 | 0.26555
[7 empty] | 0.4343 | 0.22397 | 0.24046 | 0.14781 | 0.37927 | 0.2481
[7 empty] | 0.42963 | 0.20725 | 0.20367 | 0.13452 | 0.36269 | 0.23329
[7 empty] | 0.44234 | 0.20759 | 0.18395 | 0.14182 | 0.35076 | 0.23998
[7 empty] | 0.45478 | 0.20693 | 0.16631 | 0.15711 | 0.32929 | 0.25439
[7 empty] | 0.45387 | 0.20436 | 0.16622 | 0.1696 | 0.29006 | 0.26059
[7 empty] | 0.45034 | 0.19945 | 0.18575 | 0.18719 | 0.25123 | 0.26372
[7 empty] | 0.44832 | 0.19302 | 0.21955 | 0.21389 | 0.22587 | 0.26411
[7 empty] | 0.44848 | 0.18219 | 0.26928 | 0.24601 | 0.22353 | 0.25887
[7 empty] | 0.44767 | 0.17136 | 0.35425 | 0.28956 | 0.23943 | 0.26186
[7 empty] | 0.43654 | 0.16076 | 0.43631 | 0.35005 | 0.25616 | 0.27647
[7 empty] | 0.41283 | 0.15748 | 0.51029 | 0.41483 | 0.25784 | 0.3162
[7 empty] | 0.39699 | 0.15435 | 0.57673 | 0.46593 | 0.2515 | 0.3666
[7 empty] | 0.39534 | 0.14531 | 0.6144 | 0.4859 | 0.23472 | 0.38425
[7 empty] | 0.4221 | 0.11896 | 0.61136 | 0.4666 | 0.20742 | 0.34967
[7 empty] | 0.43843 | 0.092692 | 0.59287 | 0.43421 | 0.18584 | 0.29429
[7 empty] | 0.43693 | 0.079322 | 0.60116 | 0.44603 | 0.19188 | 0.26923
[7 empty] | 0.36532 | 0.071624 | 0.62541 | 0.49554 | 0.21731 | 0.27542
[7 empty] | 0.27027 | 0.067153 | 0.66498 | 0.56082 | 0.26774 | 0.30804
[7 empty] | 0.18969 | 0.06521 | 0.69953 | 0.61137 | 0.30947 | 0.33444
[7 empty] | 0.16992 | 0.067003 | 0.72594 | 0.65323 | 0.32285 | 0.32754
[7 empty] | 0.17777 | 0.063583 | 0.74622 | 0.68698 | 0.3134 | 0.29571
[7 empty] | 0.18594 | 0.057241 | 0.75809 | 0.71161 | 0.28915 | 0.24813
[7 empty] | 0.18265 | 0.052062 | 0.76484 | 0.72309 | 0.27654 | 0.21122
[7 empty] | 0.17144 | 0.046958 | 0.76725 | 0.72649 | 0.27473 | 0.18166
[7 empty] | 0.15499 | 0.041765 | 0.76879 | 0.72304 | 0.27343 | 0.15493
[7 empty] | 0.13057 | 0.033406 | 0.76635 | 0.70105 | 0.25166 | 0.12043
[7 empty] | 0.12207 | 0.02927 | 0.7733 | 0.68302 | 0.2477 | 0.099122
[7 empty] | 0.12153 | 0.027122 | 0.77363 | 0.65685 | 0.25919 | 0.084433
[7 empty] | 0.11498 | 0.026797 | 0.78139 | 0.62391 | 0.28166 | 0.07317
[7 empty] | 0.11048 | 0.027461 | 0.78762 | 0.59796 | 0.31091 | 0.067054
[7 empty] | 0.108 | 0.027079 | 0.79142 | 0.57185 | 0.33384 | 0.064298
[7 empty] | 0.10647 | 0.025541 | 0.79266 | 0.53529 | 0.34879 | 0.062137
[7 empty] | 0.10583 | 0.024165 | 0.7891 | 0.49792 | 0.3576 | 0.064528
[7 empty] | 0.10157 | 0.025194 | 0.77997 | 0.44245 | 0.35935 | 0.071982
[7 empty] | 0.092295 | 0.027271 | 0.76611 | 0.38135 | 0.35801 | 0.083861
[7 empty] | 0.088168 | 0.032172 | 0.74086 | 0.30964 | 0.34592 | 0.09806
[7 empty] | 0.086895 | 0.038361 | 0.70155 | 0.23047 | 0.31496 | 0.10687
[7 empty] | 0.081692 | 0.041252 | 0.65278 | 0.1452 | 0.26437 | 0.096505
[7 empty] | 0.077852 | 0.041247 | 0.6088 | 0.088063 | 0.21416 | 0.085728
[7 empty] | 0.074796 | 0.042722 | 0.59919 | 0.075609 | 0.20782 | 0.09515
[7 empty] | 0.063366 | 0.043912 | 0.60519 | 0.093911 | 0.22834 | 0.12219
[7 empty] | 0.054122 | 0.045351 | 0.64271 | 0.1518 | 0.27452 | 0.17198
[7 empty] | 0.053886 | 0.048988 | 0.68692 | 0.21315 | 0.3038 | 0.22762
[7 empty] | 0.063307 | 0.060557 | 0.71901 | 0.2814 | 0.29311 | 0.26885
[7 empty] | 0.071908 | 0.071507 | 0.73582 | 0.33703 | 0.26071 | 0.2912
[7 empty] | 0.078088 | 0.081182 | 0.74931 | 0.37347 | 0.22329 | 0.28914
[7 empty] | 0.076381 | 0.09018 | 0.76888 | 0.4113 | 0.21258 | 0.27683
[7 empty] | 0.067563 | 0.097215 | 0.78513 | 0.44993 | 0.22018 | 0.26771
[7 empty] | 0.058466 | 0.10504 | 0.79567 | 0.48925 | 0.23022 | 0.25616
[7 empty] | 0.049655 | 0.10563 | 0.81129 | 0.52674 | 0.21779 | 0.22867
[7 empty] | 0.047755 | 0.11175 | 0.82507 | 0.56059 | 0.2178 | 0.22491
[7 empty] | 0.047318 | 0.1166 | 0.82629 | 0.57104 | 0.2191 | 0.23629
[7 empty] | 0.040032 | 0.12067 | 0.82484 | 0.57468 | 0.21563 | 0.25578
[7 empty] | 0.035059 | 0.12527 | 0.82676 | 0.58175 | 0.2134 | 0.29045
[7 empty] | 0.034544 | 0.13031 | 0.82367 | 0.59412 | 0.21014 | 0.33584
[7 empty] | 0.037303 | 0.13735 | 0.81324 | 0.59743 | 0.19766 | 0.39502
[7 empty] | 0.045097 | 0.14513 | 0.80125 | 0.59603 | 0.18754 | 0.45481
[7 empty] | 0.053531 | 0.15301 | 0.79233 | 0.58676 | 0.18555 | 0.52201
[7 empty] | 0.058095 | 0.1583 | 0.77885 | 0.561 | 0.19733 | 0.59287
[7 empty] | 0.060558 | 0.16244 | 0.76878 | 0.52015 | 0.20473 | 0.63891
[7 empty] | 0.061204 | 0.16218 | 0.76858 | 0.4845 | 0.19892 | 0.63732
[7 empty] | 0.059722 | 0.15133 | 0.7789 | 0.46657 | 0.16971 | 0.5733
[7 empty] | 0.059254 | 0.13742 | 0.7811 | 0.46748 | 0.13827 | 0.47207
[7 empty] | 0.067051 | 0.13419 | 0.78847 | 0.49731 | 0.12804 | 0.39714
[7 empty] | 0.075873 | 0.13225 | 0.79586 | 0.53139 | 0.12397 | 0.36697
[7 empty] | 0.085229 | 0.13656 | 0.80281 | 0.5706 | 0.12736 | 0.37496
[7 empty] | 0.087581 | 0.14421 | 0.79566 | 0.59931 | 0.12623 | 0.38157
[7 empty] | 0.084391 | 0.16164 | 0.78856 | 0.61613 | 0.12898 | 0.38526
[7 empty] | 0.075056 | 0.17551 | 0.77386 | 0.62176 | 0.1276 | 0.3881
[7 empty] | 0.074744 | 0.18839 | 0.77315 | 0.62632 | 0.12335 | 0.38691
[7 empty] | 0.09365 | 0.20314 | 0.77575 | 0.63271 | 0.12204 | 0.38625
[7 empty] | 0.12073 | 0.22138 | 0.77774 | 0.64532 | 0.124 | 0.39309
[7 empty] | 0.14965 | 0.23855 | 0.78163 | 0.65205 | 0.12436 | 0.4065
[7 empty] | 0.15495 | 0.25157 | 0.78405 | 0.62958 | 0.11069 | 0.40825
[7 empty] | 0.15969 | 0.27151 | 0.79204 | 0.62217 | 0.10777 | 0.43496
[7 empty] | 0.16555 | 0.27792 | 0.79864 | 0.61104 | 0.11295 | 0.46693
[7 empty] | 0.16741 | 0.27568 | 0.80636 | 0.60154 | 0.11213 | 0.49235
[7 empty] | 0.17108 | 0.27635 | 0.82777 | 0.59457 | 0.10817 | 0.51827
[7 empty] | 0.1786 | 0.28808 | 0.84577 | 0.58825 | 0.099816 | 0.54225
[7 empty] | 0.19775 | 0.32539 | 0.8541 | 0.57157 | 0.089533 | 0.55941
[7 empty] | 0.22743 | 0.38216 | 0.85364 | 0.55168 | 0.083698 | 0.57411
[7 empty] | 0.26313 | 0.44415 | 0.85036 | 0.51728 | 0.081505 | 0.58635
[7 empty] | 0.30387 | 0.50065 | 0.84402 | 0.47133 | 0.081137 | 0.59916
[7 empty] | 0.34634 | 0.53542 | 0.82568 | 0.42772 | 0.08285 | 0.60596
[7 empty] | 0.3599 | 0.53583 | 0.79071 | 0.38079 | 0.079364 | 0.60386
[7 empty] | 0.33331 | 0.50862 | 0.74542 | 0.33485 | 0.070011 | 0.60092
[7 empty] | 0.28545 | 0.47443 | 0.69248 | 0.29422 | 0.063028 | 0.59748
[7 empty] | 0.26859 | 0.48399 | 0.65779 | 0.2669 | 0.060688 | 0.6119
[7 empty] | 0.26542 | 0.51832 | 0.62081 | 0.22572 | 0.054204 | 0.63416
[7 empty] | 0.28986 | 0.57515 | 0.6041 | 0.18596 | 0.049585 | 0.65272
[7 empty] | 0.32153 | 0.6254 | 0.58032 | 0.16343 | 0.057356 | 0.65429
[7 empty] | 0.35175 | 0.65981 | 0.56075 | 0.20553 | 0.082611 | 0.63499
[7 empty] | 0.38298 | 0.68316 | 0.56172 | 0.26686 | 0.11362 | 0.60529
[7 empty] | 0.40938 | 0.69211 | 0.57392 | 0.3364 | 0.13787 | 0.5629
[7 empty] | 0.43087 | 0.69133 | 0.59819 | 0.40124 | 0.15511 | 0.51013
[7 empty] | 0.44952 | 0.6841 | 0.63112 | 0.44466 | 0.16822 | 0.46036
[7 empty] | 0.46381 | 0.6763 | 0.65805 | 0.47549 | 0.18378 | 0.40906
[7 empty] | 0.45432 | 0.65982 | 0.66552 | 0.50037 | 0.19441 | 0.33773
[7 empty] | 0.45752 | 0.66364 | 0.68469 | 0.5418 | 0.22043 | 0.30044

## OFFWIND
TimeBlock | WS15 | WS29 | WS36 | WS12 | WS24 | WS09 | WS15 | WS29 | WS36 | WS12 | WS24 | WS09
1 | 0.74583 | 0.63459 | 0.45074 | 0.30742 | 0.45612 | 0.85708 | 0.78012 | 0.60079 | 0.47213 | 0.31082 | 0.49228 | 0.87325
2 | 0.63011 | 0.75793 | 0.51579 | 0.35374 | 0.33649 | 0.71179 | 0.76851 | 0.62036 | 0.46451 | 0.30305 | 0.47081 | 0.86382
3 | 0.44277 | 0.83181 | 0.63151 | 0.35049 | 0.29551 | 0.41471 | 0.73579 | 0.64762 | 0.44258 | 0.30091 | 0.44361 | 0.85437
4 | 0.30708 | 0.85293 | 0.77312 | 0.32316 | 0.37051 | 0.24816 | 0.69892 | 0.6696 | 0.42374 | 0.31489 | 0.41778 | 0.83687
5 | 0.28416 | 0.88198 | 0.79775 | 0.33723 | 0.52853 | 0.098149 | 0.67726 | 0.70944 | 0.43966 | 0.33945 | 0.38389 | 0.80635
6 | 0.2362 | 0.87604 | 0.63433 | 0.20506 | 0.71889 | 0.17213 | 0.65096 | 0.74281 | 0.49207 | 0.35184 | 0.34865 | 0.75343
7 | 0.18984 | 0.86798 | 0.53776 | 0.10607 | 0.83887 | 0.5723 | 0.61771 | 0.77701 | 0.5543 | 0.3585 | 0.31331 | 0.68849
8 | 0.17299 | 0.86839 | 0.73853 | 0.069134 | 0.86032 | 0.77096 | 0.57453 | 0.80243 | 0.57712 | 0.36518 | 0.30012 | 0.59889
9 | 0.21684 | 0.85653 | 0.65251 | 0.05039 | 0.84743 | 0.8173 | 0.52487 | 0.8201 | 0.58252 | 0.36391 | 0.29231 | 0.50581
10 | 0.27858 | 0.83159 | 0.24277 | 0.038254 | 0.85392 | 0.86506 | 0.46423 | 0.8299 | 0.60594 | 0.35821 | 0.29037 | 0.43088
11 | 0.44802 | 0.81725 | 0.13804 | 0.042718 | 0.86323 | 0.88054 | 0.41415 | 0.83687 | 0.6544 | 0.34933 | 0.29449 | 0.3834
12 | 0.59436 | 0.72663 | 0.16439 | 0.088476 | 0.87208 | 0.88606 | 0.36785 | 0.84036 | 0.68319 | 0.33051 | 0.30488 | 0.33877
13 | 0.59104 | 0.61701 | 0.22366 | 0.20367 | 0.89465 | 0.89192 | 0.34099 | 0.8413 | 0.72927 | 0.32305 | 0.32256 | 0.30092
14 | 0.57836 | 0.56108 | 0.40445 | 0.30842 | 0.91282 | 0.89726 | 0.30771 | 0.84824 | 0.76972 | 0.32337 | 0.35384 | 0.2673
15 | 0.55063 | 0.47936 | 0.52342 | 0.38479 | 0.91988 | 0.89061 | 0.29259 | 0.8574 | 0.7913 | 0.31762 | 0.38559 | 0.23315
16 | 0.45268 | 0.3545 | 0.57381 | 0.54685 | 0.92334 | 0.88994 | 0.28702 | 0.86479 | 0.80219 | 0.3286 | 0.42004 | 0.19127
17 | 0.53032 | 0.30165 | 0.63265 | 0.61821 | 0.92138 | 0.89574 | 0.28316 | 0.87742 | 0.81076 | 0.34659 | 0.46369 | 0.13869
18 | 0.53271 | 0.2208 | 0.57438 | 0.62188 | 0.91963 | 0.89315 | 0.28885 | 0.88335 | 0.81012 | 0.35306 | 0.50128 | 0.10253
19 | 0.46547 | 0.18694 | 0.52292 | 0.58366 | 0.92302 | 0.88355 | 0.28652 | 0.88396 | 0.79699 | 0.33596 | 0.54559 | 0.08015
20 | 0.41518 | 0.23793 | 0.54022 | 0.35924 | 0.92515 | 0.84861 | 0.27809 | 0.8832 | 0.77312 | 0.31333 | 0.60356 | 0.071224
21 | 0.36056 | 0.28588 | 0.56214 | 0.17534 | 0.91767 | 0.74504 | 0.26112 | 0.88076 | 0.73456 | 0.27195 | 0.65941 | 0.086826
22 | 0.33006 | 0.27711 | 0.63167 | 0.13574 | 0.90783 | 0.67124 | 0.24116 | 0.88098 | 0.66642 | 0.22169 | 0.69636 | 0.11976
23 | 0.46236 | 0.34199 | 0.74359 | 0.19928 | 0.88663 | 0.53985 | 0.22669 | 0.87436 | 0.59245 | 0.18175 | 0.73838 | 0.18393
24 | 0.55834 | 0.37447 | 0.77877 | 0.42643 | 0.8572 | 0.42622 | 0.21585 | 0.86806 | 0.54389 | 0.14485 | 0.78141 | 0.298
25 | 0.56267 | 0.3147 | 0.74064 | 0.54296 | 0.86062 | 0.36029 | 0.19643 | 0.86912 | 0.51567 | 0.12704 | 0.80095 | 0.43024
26 | 0.61354 | 0.38344 | 0.64644 | 0.60882 | 0.81593 | 0.265 | 0.19044 | 0.86528 | 0.51191 | 0.10985 | 0.83386 | 0.53984
27 | 0.63923 | 0.47542 | 0.65922 | 0.57027 | 0.85187 | 0.18036 | 0.18763 | 0.86813 | 0.53876 | 0.097941 | 0.85713 | 0.62951
28 | 0.61094 | 0.45521 | 0.76015 | 0.45127 | 0.89116 | 0.09867 | 0.18487 | 0.86941 | 0.58472 | 0.089458 | 0.86354 | 0.68961
29 | 0.71177 | 0.55751 | 0.64712 | 0.49052 | 0.88097 | 0.034127 | 0.18104 | 0.87091 | 0.65737 | 0.078921 | 0.86583 | 0.73231
30 | 0.70754 | 0.63004 | 0.55647 | 0.51146 | 0.92424 | 0.016611 | 0.17035 | 0.86789 | 0.72426 | 0.070555 | 0.86341 | 0.76218
31 | 0.70757 | 0.6656 | 0.57597 | 0.6614 | 0.9009 | 0.041068 | 0.16844 | 0.86637 | 0.77631 | 0.064237 | 0.85923 | 0.78722
32 | 0.79914 | 0.68923 | 0.64233 | 0.84911 | 0.87972 | 0.14003 | 0.17213 | 0.8684 | 0.79618 | 0.062825 | 0.8528 | 0.80213
33 | 0.86069 | 0.66153 | 0.72085 | 0.91321 | 0.91296 | 0.22432 | 0.18304 | 0.86395 | 0.77923 | 0.057916 | 0.85085 | 0.80986
34 | 0.87621 | 0.4406 | 0.77458 | 0.91286 | 0.89906 | 0.28363 | 0.21245 | 0.86221 | 0.72095 | 0.052563 | 0.84778 | 0.81584
35 | 0.69138 | 0.27299 | 0.73807 | 0.90742 | 0.90467 | 0.24989 | 0.22799 | 0.85413 | 0.6233 | 0.049298 | 0.84695 | 0.81431
36 | 0.51151 | 0.1554 | 0.58389 | 0.9013 | 0.87925 | 0.18232 | 0.24386 | 0.84584 | 0.48655 | 0.041782 | 0.84415 | 0.82921
37 | 0.39301 | 0.13455 | 0.29455 | 0.89677 | 0.60773 | 0.25432 | 0.26045 | 0.83663 | 0.35974 | 0.042776 | 0.84986 | 0.85148
38 | 0.25802 | 0.18776 | 0.28457 | 0.89943 | 0.27825 | 0.44627 | 0.26959 | 0.83273 | 0.26097 | 0.038844 | 0.85225 | 0.86842
39 | 0.18503 | 0.28753 | 0.20784 | 0.89825 | 0.16247 | 0.62296 | 0.28089 | 0.82996 | 0.19422 | 0.035982 | 0.85566 | 0.86947
40 | 0.1469 | 0.30812 | 0.073755 | 0.89572 | 0.1609 | 0.63768 | 0.30339 | 0.82705 | 0.15614 | 0.035414 | 0.85792 | 0.87087
41 | 0.16203 | 0.45891 | 0.04496 | 0.87758 | 0.31179 | 0.68424 | 0.35133 | 0.82859 | 0.13923 | 0.035996 | 0.86086 | 0.87385
42 | 0.14918 | 0.53349 | 0.067954 | 0.90517 | 0.36273 | 0.55878 | 0.41968 | 0.82596 | 0.13404 | 0.039719 | 0.86209 | 0.87976
43 | 0.11112 | 0.54398 | 0.15457 | 0.62271 | 0.30627 | 0.40651 | 0.4806 | 0.81622 | 0.13599 | 0.044538 | 0.86703 | 0.88338
44 | 0.10112 | 0.58856 | 0.32606 | 0.30106 | 0.17878 | 0.40665 | 0.54044 | 0.79824 | 0.14289 | 0.050617 | 0.86294 | 0.88519
45 | 0.072957 | 0.59102 | 0.55776 | 0.28273 | 0.33909 | 0.5696 | 0.58133 | 0.7755 | 0.15394 | 0.060946 | 0.86574 | 0.88528
46 | 0.036127 | 0.53891 | 0.69801 | 0.69149 | 0.51004 | 0.72185 | 0.59796 | 0.74414 | 0.16021 | 0.077446 | 0.8708 | 0.88675
47 | 0.0785 | 0.48047 | 0.82034 | 0.82637 | 0.55602 | 0.85756 | 0.59584 | 0.71201 | 0.16606 | 0.091804 | 0.87472 | 0.88544
48 | 0.27157 | 0.40294 | 0.88303 | 0.91532 | 0.26405 | 0.89385 | 0.60229 | 0.67486 | 0.17735 | 0.12371 | 0.87707 | 0.88678
49 | 0.59813 | 0.53922 | 0.90841 | 0.91531 | 0.092805 | 0.89087 | 0.59238 | 0.64393 | 0.19332 | 0.16191 | 0.88223 | 0.88765
50 | 0.77148 | 0.58097 | 0.74241 | 0.9172 | 0.080915 | 0.88693 | 0.59668 | 0.62559 | 0.21044 | 0.1932 | 0.89365 | 0.89024
51 | 0.59525 | 0.4893 | 0.45904 | 0.91566 | 0.079413 | 0.88151 | 0.59067 | 0.60809 | 0.22983 | 0.21655 | 0.90083 | 0.8943
52 | 0.30633 | 0.35966 | 0.34987 | 0.90672 | 0.077767 | 0.88437 | 0.58443 | 0.59044 | 0.26106 | 0.24303 | 0.9019 | 0.8955
53 | 0.33035 | 0.15951 | 0.2484 | 0.90501 | 0.069814 | 0.88588 | 0.58665 | 0.57662 | 0.31601 | 0.27963 | 0.9064 | 0.89798
54 | 0.24662 | 0.044499 | 0.25695 | 0.89918 | 0.058321 | 0.87472 | 0.57981 | 0.56601 | 0.3758 | 0.30836 | 0.91127 | 0.89778
55 | 0.28675 | 0.069169 | 0.43858 | 0.82637 | 0.038019 | 0.85397 | 0.57376 | 0.55404 | 0.43801 | 0.32028 | 0.91523 | 0.89759
56 | 0.2283 | 0.46959 | 0.37109 | 0.69627 | 0.038767 | 0.77455 | 0.57324 | 0.54763 | 0.48798 | 0.32539 | 0.91838 | 0.89568
57 | 0.09716 | 0.77513 | 0.28698 | 0.85244 | 0.051619 | 0.5562 | 0.56674 | 0.52083 | 0.5085 | 0.33178 | 0.92032 | 0.89489
58 | 0.014063 | 0.78856 | 0.16453 | 0.82552 | 0.027905 | 0.39244 | 0.57161 | 0.50046 | 0.52252 | 0.35973 | 0.92044 | 0.89329
59 | 0 | 0.77973 | 0.20534 | 0.88298 | 0.054641 | 0.31221 | 0.55053 | 0.46912 | 0.53132 | 0.40079 | 0.91978 | 0.88883
60 | 0 | 0.84915 | 0.29483 | 0.91079 | 0.094823 | 0.47918 | 0.51364 | 0.42703 | 0.53134 | 0.44688 | 0.919 | 0.88545
61 | 0.017457 | 0.85488 | 0.15136 | 0.75808 | 0.1925 | 0.43252 | 0.48065 | 0.38313 | 0.54505 | 0.49098 | 0.92261 | 0.88613
62 | 0.014758 | 0.78354 | 0.14828 | 0.90244 | 0.30884 | 0.17754 | 0.45386 | 0.35875 | 0.55815 | 0.53508 | 0.92391 | 0.88777
63 | 0.043202 | 0.72793 | 0.50864 | 0.92133 | 0.4836 | 0.18149 | 0.43709 | 0.34164 | 0.58208 | 0.56995 | 0.92395 | 0.89025
64 | 0.067339 | 0.8078 | 0.74616 | 0.92256 | 0.69327 | 0.33391 | 0.43911 | 0.33446 | 0.60998 | 0.5914 | 0.92288 | 0.89561
65 | 0.051057 | 0.78852 | 0.67736 | 0.91968 | 0.77513 | 0.36575 | 0.47513 | 0.32114 | 0.62926 | 0.61747 | 0.92178 | 0.8961
66 | 0.039095 | 0.71715 | 0.46425 | 0.90121 | 0.69058 | 0.22759 | 0.52433 | 0.31547 | 0.63483 | 0.6254 | 0.92183 | 0.8956
67 | 0.04694 | 0.66413 | 0.34702 | 0.89582 | 0.63051 | 0.086331 | 0.5574 | 0.29348 | 0.64164 | 0.61408 | 0.92156 | 0.89538
68 | 0.057502 | 0.62436 | 0.37143 | 0.90312 | 0.494 | 0.076862 | 0.56443 | 0.2765 | 0.62488 | 0.61588 | 0.92037 | 0.89588
69 | 0.055406 | 0.50109 | 0.39161 | 0.8762 | 0.24448 | 0.19223 | 0.56583 | 0.26137 | 0.61103 | 0.62159 | 0.92063 | 0.89608
70 | 0.087412 | 0.33241 | 0.52695 | 0.84951 | 0.15026 | 0.22767 | 0.53938 | 0.23066 | 0.58195 | 0.61907 | 0.92058 | 0.89394
71 | 0.16084 | 0.20971 | 0.62555 | 0.79272 | 0.092288 | 0.34201 | 0.51994 | 0.20652 | 0.56032 | 0.61939 | 0.92245 | 0.89297
72 | 0.30026 | 0.11692 | 0.73114 | 0.61059 | 0.051086 | 0.44272 | 0.50571 | 0.18465 | 0.54421 | 0.62747 | 0.91487 | 0.88961
73 | 0.46825 | 0.12768 | 0.74257 | 0.41989 | 0.023433 | 0.50603 | 0.48356 | 0.17497 | 0.53319 | 0.62773 | 0.92254 | 0.88928
74 | 0.64073 | 0.12784 | 0.76439 | 0.24124 | 0.034832 | 0.30188 | 0.47817 | 0.17478 | 0.52634 | 0.60781 | 0.92254 | 0.88658
75 | 0.74941 | 0.20604 | 0.82011 | 0.091265 | 0.045534 | 0.2062 | 0.45771 | 0.19237 | 0.51826 | 0.57188 | 0.92352 | 0.88115
76 | 0.77204 | 0.2823 | 0.71184 | 0.086492 | 0.029184 | 0.11762 | 0.44242 | 0.20565 | 0.5139 | 0.52721 | 0.92348 | 0.87721
77 | 0.65028 | 0.54115 | 0.69234 | 0.12464 | 0.090901 | 0.049904 | 0.42575 | 0.2251 | 0.52557 | 0.46725 | 0.92348 | 0.87307
78 | 0.5433 | 0.67605 | 0.72942 | 0.079926 | 0.16449 | 0.13633 | 0.41778 | 0.23136 | 0.53762 | 0.39327 | 0.92556 | 0.86356
79 | 0.57871 | 0.7324 | 0.70049 | 0.057281 | 0.26494 | 0.4985 | 0.41115 | 0.23667 | 0.54842 | 0.31836 | 0.92449 | 0.83936
80 | 0.63571 | 0.7603 | 0.61482 | 0.038841 | 0.3007 | 0.61805 | 0.40606 | 0.2586 | 0.54927 | 0.25808 | 0.92707 | 0.81847
81 | 0.67779 | 0.58229 | 0.60089 | 0.08636 | 0.19779 | 0.43824 | 0.38478 | 0.27351 | 0.55668 | 0.20782 | 0.92126 | 0.78351
82 | 0.55044 | 0.33411 | 0.69235 | 0.24537 | 0.14028 | 0.66976 | 0.36481 | 0.28935 | 0.55643 | 0.18132 | 0.91957 | 0.75467
83 | 0.42961 | 0.24249 | 0.67961 | 0.47228 | 0.14366 | 0.49484 | 0.35467 | 0.28974 | 0.56612 | 0.16228 | 0.91654 | 0.73236
84 | 0.41755 | 0.16237 | 0.40721 | 0.28496 | 0.113 | 0.21421 | 0.33801 | 0.29093 | 0.5693 | 0.14994 | 0.91333 | 0.70962
85 | 0.53529 | 0.21796 | 0.15339 | 0.21188 | 0.083879 | 0.13209 | 0.32859 | 0.28676 | 0.58766 | 0.14943 | 0.90869 | 0.69082
86 | 0.78687 | 0.27988 | 0.15324 | 0.41322 | 0.077674 | 0.15632 | 0.32418 | 0.27599 | 0.61108 | 0.14165 | 0.90778 | 0.67049
87 | 0.89779 | 0.29165 | 0.33896 | 0.52143 | 0.074075 | 0.5682 | 0.32555 | 0.27019 | 0.64388 | 0.12875 | 0.9089 | 0.67008
88 | 0.91577 | 0.21564 | 0.49315 | 0.63087 | 0.12523 | 0.72814 | 0.34192 | 0.27549 | 0.68405 | 0.12312 | 0.90593 | 0.65356
89 | 0.92291 | 0.16053 | 0.63774 | 0.67883 | 0.16696 | 0.69966 | 0.39279 | 0.3032 | 0.7178 | 0.13875 | 0.89945 | 0.6204
90 | 0.92216 | 0.10214 | 0.58628 | 0.74256 | 0.13449 | 0.59699 | 0.44042 | 0.33235 | 0.73855 | 0.16946 | 0.8939 | 0.55751
91 | 0.90279 | 0.13131 | 0.66478 | 0.75969 | 0.12489 | 0.48468 | 0.48986 | 0.3589 | 0.75513 | 0.2177 | 0.88217 | 0.50651
92 | 0.79691 | 0.18565 | 0.62318 | 0.67338 | 0.1722 | 0.30944 | 0.52635 | 0.37353 | 0.76287 | 0.27122 | 0.87099 | 0.475
93 | 0.55078 | 0.15536 | 0.41648 | 0.43079 | 0.2317 | 0.19081 | 0.55194 | 0.38358 | 0.77493 | 0.3457 | 0.86399 | 0.44376
94 | 0.31125 | 0.12711 | 0.34046 | 0.20759 | 0.25941 | 0.095363 | 0.55845 | 0.39085 | 0.78017 | 0.41807 | 0.8608 | 0.42824
95 | 0.31145 | 0.066216 | 0.28151 | 0.24208 | 0.37969 | 0.04119 | 0.55868 | 0.37172 | 0.7791 | 0.45446 | 0.84965 | 0.41739
96 | 0.37583 | 0.15195 | 0.30426 | 0.59331 | 0.45952 | 0.033278 | 0.56428 | 0.35173 | 0.78087 | 0.48751 | 0.85438 | 0.41548
97 | 0.37026 | 0.32453 | 0.47398 | 0.74762 | 0.50496 | 0.068878 | 0.55926 | 0.32925 | 0.77756 | 0.52241 | 0.8516 | 0.40668
98 | 0.35199 | 0.63036 | 0.49802 | 0.75907 | 0.63248 | 0.15286 | 0.56008 | 0.31146 | 0.75549 | 0.5402 | 0.86363 | 0.37859
99 | 0.26275 | 0.48432 | 0.51429 | 0.76239 | 0.6909 | 0.27234 | 0.56114 | 0.31224 | 0.73598 | 0.5479 | 0.8676 | 0.3383
100 | 0.12583 | 0.38875 | 0.47863 | 0.56574 | 0.69522 | 0.34511 | 0.57019 | 0.30584 | 0.69354 | 0.56134 | 0.85964 | 0.31759
101 | 0.062061 | 0.43206 | 0.40483 | 0.40416 | 0.74535 | 0.29706 | 0.59091 | 0.33161 | 0.66216 | 0.58191 | 0.83983 | 0.30006
102 | 0.038394 | 0.38855 | 0.33286 | 0.41635 | 0.76965 | 0.2565 | 0.60553 | 0.35918 | 0.65259 | 0.60724 | 0.81329 | 0.27994
103 | 0.11917 | 0.68743 | 0.24344 | 0.51926 | 0.78396 | 0.24343 | 0.62385 | 0.4023 | 0.64944 | 0.62113 | 0.80313 | 0.25397
104 | 0.25388 | 0.7991 | 0.20776 | 0.66124 | 0.81467 | 0.25994 | 0.63385 | 0.44069 | 0.62156 | 0.62499 | 0.80746 | 0.22606
105 | 0.54888 | 0.80696 | 0.13835 | 0.78476 | 0.83339 | 0.38537 | 0.64298 | 0.4713 | 0.61458 | 0.61004 | 0.8164 | 0.20592
106 | 0.78871 | 0.8952 | 0.065758 | 0.83243 | 0.84575 | 0.45106 | 0.64657 | 0.48337 | 0.63078 | 0.58655 | 0.83941 | 0.19027
107 | 0.82971 | 0.81921 | 0.058525 | 0.72909 | 0.87304 | 0.6893 | 0.64301 | 0.47757 | 0.67202 | 0.56231 | 0.86509 | 0.17254
108 | 0.67128 | 0.89929 | 0.045592 | 0.57904 | 0.86915 | 0.6728 | 0.62437 | 0.46946 | 0.71952 | 0.52219 | 0.88657 | 0.1527
109 | 0.35679 | 0.86187 | 0.033419 | 0.58787 | 0.85222 | 0.44361 | 0.61052 | 0.45261 | 0.76574 | 0.48194 | 0.9027 | 0.13272
110 | 0.2346 | 0.79711 | 0.0234 | 0.66244 | 0.7702 | 0.35674 | 0.59618 | 0.43908 | 0.76961 | 0.44828 | 0.91596 | 0.10801
111 | 0.23214 | 0.71574 | 0.017515 | 0.8151 | 0.49958 | 0.65548 | 0.60979 | 0.45274 | 0.75961 | 0.43739 | 0.90205 | 0.088245
112 | 0.37909 | 0.43791 | 0.032861 | 0.88649 | 0.26901 | 0.87501 | 0.62727 | 0.47641 | 0.74563 | 0.43747 | 0.84391 | 0.065701
113 | 0.38277 | 0.21121 | 0.094154 | 0.8975 | 0.15598 | 0.8272 | 0.66345 | 0.5134 | 0.7175 | 0.46984 | 0.82375 | 0.047355
114 | 0.35162 | 0.11622 | 0.35425 | 0.849 | 0.11273 | 0.6509 | 0.70314 | 0.54323 | 0.67556 | 0.49037 | 0.87865 | 0.03479
115 | 0.14258 | 0.19436 | 0.60463 | 0.91093 | 0.17541 | 0.61351 | 0.73523 | 0.57395 | 0.61622 | 0.50188 | 0.89773 | 0.029112
116 | 0.093586 | 0.30373 | 0.74697 | 0.90247 | 0.48361 | 0.75908 | 0.74528 | 0.59947 | 0.57922 | 0.49998 | 0.92374 | 0.025253
117 | 0.095091 | 0.4012 | 0.75032 | 0.87831 | 0.70382 | 0.80347 | 0.73069 | 0.61604 | 0.56084 | 0.49317 | 0.92774 | 0.021756
118 | 0.13441 | 0.446 | 0.44006 | 0.72659 | 0.68166 | 0.87845 | 0.71558 | 0.62401 | 0.55032 | 0.48781 | 0.92325 | 0.017183
119 | 0.31458 | 0.4082 | 0.60267 | 0.39137 | 0.7195 | 0.6828 | 0.69288 | 0.6344 | 0.55334 | 0.51338 | 0.92273 | 0.014094
120 | 0.28313 | 0.31853 | 0.69891 | 0.32729 | 0.72879 | 0.45241 | 0.69099 | 0.64571 | 0.56136 | 0.55147 | 0.92325 | 0.013412
121 | 0.19227 | 0.1672 | 0.51406 | 0.51151 | 0.72788 | 0.64265 | 0.68466 | 0.65796 | 0.57778 | 0.60725 | 0.91876 | 0.018734
122 | 0.26336 | 0.084715 | 0.26868 | 0.58949 | 0.67267 | 0.70724 | 0.69942 | 0.66187 | 0.5798 | 0.64005 | 0.90697 | 0.028932
123 | 0.4863 | 0.086711 | 0.089483 | 0.62956 | 0.47522 | 0.55449 | 0.71484 | 0.67036 | 0.57372 | 0.67337 | 0.89427 | 0.049132
124 | 0.24943 | 0.15128 | 0.2025 | 0.76717 | 0.3532 | 0.44828 | 0.73138 | 0.67221 | 0.5726 | 0.72493 | 0.88359 | 0.067476
125 | 0.18111 | 0.23994 | 0.7587 | 0.76846 | 0.54036 | 0.49491 | 0.76307 | 0.67698 | 0.59843 | 0.78493 | 0.87003 | 0.097406
126 | 0.16427 | 0.46504 | 0.76758 | 0.67484 | 0.79463 | 0.51391 | 0.78799 | 0.68423 | 0.63232 | 0.8343 | 0.86629 | 0.12976
127 | 0.18903 | 0.62265 | 0.84715 | 0.45868 | 0.87868 | 0.54653 | 0.81127 | 0.69425 | 0.66035 | 0.87431 | 0.88086 | 0.1539
128 | 0.20175 | 0.71455 | 0.75231 | 0.27438 | 0.88855 | 0.6341 | 0.8342 | 0.70146 | 0.6782 | 0.90289 | 0.90171 | 0.17907
129 | 0.20193 | 0.75846 | 0.69573 | 0.21024 | 0.85938 | 0.60054 | 0.84254 | 0.70143 | 0.68871 | 0.9111 | 0.91082 | 0.19491
130 | 0.13904 | 0.77878 | 0.69849 | 0.18067 | 0.82056 | 0.69743 | 0.8518 | 0.68809 | 0.70545 | 0.91444 | 0.91439 | 0.21551
131 | 0.13467 | 0.77571 | 0.5113 | 0.13519 | 0.78904 | 0.65634 | 0.86974 | 0.65013 | 0.7331 | 0.9135 | 0.91325 | 0.23392
132 | 0.044545 | 0.80329 | 0.39052 | 0.16541 | 0.81017 | 0.42014 | 0.87868 | 0.60647 | 0.75614 | 0.91381 | 0.91336 | 0.25292
133 | 0.034139 | 0.7983 | 0.3755 | 0.37238 | 0.81495 | 0.51801 | 0.88536 | 0.54226 | 0.77295 | 0.91406 | 0.91005 | 0.2736
134 | 0.050518 | 0.82164 | 0.46581 | 0.63127 | 0.71135 | 0.85102 | 0.88899 | 0.46569 | 0.77897 | 0.91198 | 0.89857 | 0.28868
135 | 0.051269 | 0.84962 | 0.41806 | 0.81934 | 0.62994 | 0.88562 | 0.87731 | 0.39657 | 0.77604 | 0.91208 | 0.89195 | 0.29307
136 | 0.027182 | 0.86914 | 0.31968 | 0.85029 | 0.68964 | 0.89954 | 0.85318 | 0.35788 | 0.77037 | 0.91331 | 0.89566 | 0.27916
137 | 0.024903 | 0.87794 | 0.24149 | 0.78742 | 0.62207 | 0.82617 | 0.79596 | 0.32012 | 0.76208 | 0.9097 | 0.90202 | 0.27819
138 | 0.015057 | 0.77219 | 0.1765 | 0.78197 | 0.72165 | 0.7638 | 0.72132 | 0.29365 | 0.75166 | 0.9097 | 0.90745 | 0.26461
139 | 0.030944 | 0.64602 | 0.15417 | 0.77564 | 0.59849 | 0.81703 | 0.65798 | 0.25399 | 0.7316 | 0.90557 | 0.9051 | 0.23939
140 | 0.030755 | 0.72719 | 0.10521 | 0.80187 | 0.48894 | 0.86136 | 0.59025 | 0.22418 | 0.70695 | 0.9047 | 0.9041 | 0.21737
141 | 0.086272 | 0.79261 | 0.10388 | 0.80314 | 0.25701 | 0.85401 | 0.54907 | 0.19138 | 0.67647 | 0.90589 | 0.90463 | 0.1965
142 | 0.11433 | 0.80526 | 0.21119 | 0.70934 | 0.10435 | 0.647 | 0.51525 | 0.16321 | 0.62981 | 0.90313 | 0.90012 | 0.17907
143 | 0.052746 | 0.83131 | 0.28659 | 0.72743 | 0.12182 | 0.42039 | 0.49722 | 0.1396 | 0.55684 | 0.89943 | 0.8788 | 0.17784
144 | 0.011521 | 0.87603 | 0.29078 | 0.71782 | 0.17297 | 0.47856 | 0.48451 | 0.12742 | 0.47244 | 0.89675 | 0.83346 | 0.17588
145 | 0.031285 | 0.89637 | 0.24184 | 0.71013 | 0.29432 | 0.52899 | 0.4599 | 0.12527 | 0.39879 | 0.89626 | 0.74825 | 0.20568
146 | 0.15889 | 0.9007 | 0.13989 | 0.71811 | 0.4794 | 0.44979 | 0.42079 | 0.12337 | 0.30877 | 0.89619 | 0.66291 | 0.23262
147 | 0.29511 | 0.89075 | 0.28867 | 0.74187 | 0.64158 | 0.37041 | 0.36463 | 0.13872 | 0.24733 | 0.89729 | 0.55667 | 0.26698
148 | 0.26585 | 0.88213 | 0.54182 | 0.77717 | 0.53357 | 0.27211 | 0.32672 | 0.15085 | 0.2233 | 0.89732 | 0.46309 | 0.31199
149 | 0.2606 | 0.84989 | 0.73656 | 0.82876 | 0.39213 | 0.24634 | 0.29966 | 0.16359 | 0.23744 | 0.89643 | 0.37107 | 0.34912
150 | 0.37249 | 0.60319 | 0.79104 | 0.86573 | 0.25556 | 0.17657 | 0.26533 | 0.16962 | 0.27378 | 0.90009 | 0.29399 | 0.41048
151 | 0.68206 | 0.65187 | 0.80434 | 0.90805 | 0.19828 | 0.15183 | 0.24238 | 0.19432 | 0.3142 | 0.90027 | 0.23936 | 0.4821
152 | 0.90939 | 0.43262 | 0.68567 | 0.91238 | 0.26222 | 0.17044 | 0.2247 | 0.22354 | 0.31284 | 0.90094 | 0.20858 | 0.54335
153 | 0.91368 | 0.41276 | 0.47931 | 0.87339 | 0.58058 | 0.17038 | 0.20417 | 0.25768 | 0.27979 | 0.89935 | 0.19067 | 0.58398
154 | 0.91068 | 0.56948 | 0.32851 | 0.53451 | 0.7901 | 0.092862 | 0.19206 | 0.28724 | 0.23319 | 0.89926 | 0.17085 | 0.62301
155 | 0.89426 | 0.68413 | 0.26634 | 0.17996 | 0.8751 | 0.10654 | 0.17767 | 0.30195 | 0.18106 | 0.89734 | 0.15314 | 0.64365
156 | 0.86134 | 0.74999 | 0.22454 | 0.059273 | 0.90517 | 0.10884 | 0.16624 | 0.30324 | 0.13733 | 0.89705 | 0.13523 | 0.64119
157 | 0.65706 | 0.86386 | 0.25712 | 0.039537 | 0.8913 | 0.093502 | 0.15547 | 0.29766 | 0.10434 | 0.89831 | 0.12644 | 0.63256
158 | 0.55393 | 0.88863 | 0.32401 | 0.10429 | 0.91667 | 0.1143 | 0.14689 | 0.29595 | 0.076193 | 0.89871 | 0.13789 | 0.61757
159 | 0.61404 | 0.88335 | 0.23298 | 0.20525 | 0.90732 | 0.1331 | 0.14396 | 0.30701 | 0.061702 | 0.89796 | 0.16657 | 0.63573
160 | 0.5174 | 0.69838 | 0.15511 | 0.30545 | 0.87153 | 0.065366 | 0.14126 | 0.33188 | 0.052787 | 0.88791 | 0.21271 | 0.66487
161 | 0.49222 | 0.42342 | 0.28976 | 0.39098 | 0.80845 | 0.065233 | 0.14976 | 0.38614 | 0.044746 | 0.86276 | 0.26349 | 0.68547
162 | 0.42579 | 0.40599 | 0.56502 | 0.36442 | 0.69619 | 0.082841 | 0.16101 | 0.44356 | 0.042417 | 0.8657 | 0.30047 | 0.68933
163 | 0.25514 | 0.66956 | 0.69589 | 0.20597 | 0.41684 | 0.10855 | 0.16832 | 0.48981 | 0.044958 | 0.88442 | 0.33105 | 0.69016
164 | 0.17771 | 0.74952 | 0.67407 | 0.13089 | 0.25116 | 0.2251 | 0.16904 | 0.51616 | 0.047719 | 0.89743 | 0.35216 | 0.67201
165 | 0.15714 | 0.76518 | 0.65529 | 0.14776 | 0.16216 | 0.29239 | 0.16485 | 0.5319 | 0.051248 | 0.89954 | 0.36439 | 0.63117
166 | 0.17352 | 0.84497 | 0.76292 | 0.1682 | 0.090683 | 0.16231 | 0.15661 | 0.53497 | 0.060366 | 0.90318 | 0.35993 | 0.58037
167 | 0.2202 | 0.86755 | 0.71917 | 0.32878 | 0.11972 | 0.18367 | 0.14422 | 0.53254 | 0.072015 | 0.90831 | 0.35739 | 0.53333
168 | 0.22958 | 0.87322 | 0.52806 | 0.45472 | 0.12301 | 0.19971 | 0.13104 | 0.53457 | 0.088188 | 0.90965 | 0.36919 | 0.49026
169 | 0.2947 | 0.89214 | 0.38938 | 0.67717 | 0.14262 | 0.21336 | 0.1196 | 0.54398 | 0.10712 | 0.90991 | 0.35672 | 0.4476
170 | 0.49493 | 0.89335 | 0.51868 | 0.67473 | 0.18356 | 0.30981 | 0.11256 | 0.54499 | 0.13028 | 0.79418 | 0.33386 | 0.40913
171 | 0.78994 | 0.89709 | 0.68363 | 0.38862 | 0.21963 | 0.33283 | 0.10811 | 0.5447 | 0.16857 | 0.39387 | 0.29216 | 0.38982
172 | 0.86968 | 0.89957 | 0.75931 | 0.22052 | 0.27038 | 0.27647 | 0.10422 | 0.54226 | 0.21232 | 0.39289 | 0.24236 | 0.37947
173 | 0.9018 | 0.88991 | 0.76379 | 0.14156 | 0.28763 | 0.40566 | 0.10593 | 0.56777 | 0.24717 | 0.31934 | 0.20216 | 0.37197
174 | 0.90389 | 0.88037 | 0.61795 | 0.087799 | 0.27349 | 0.48393 | 0.10003 | 0.58189 | 0.28989 | 0.31836 | 0.17232 | 0.38554
175 | 0.89712 | 0.85122 | 0.2322 | 0.051703 | 0.23594 | 0.42407 | 0.10154 | 0.59888 | 0.34577 | 0.31836 | 0.16193 | 0.4103
176 | 0.89104 | 0.77766 | 0.12145 | 0.019534 | 0.14603 | 0.37397 | 0.096989 | 0.6057 | 0.4214 | 0.2482 | 0.1787 | 0.45881
177 | 0.87435 | 0.68426 | 0.11563 | 0.027702 | 0.19039 | 0.28292 | 0.090214 | 0.60883 | 0.4964 | 0.24228 | 0.22642 | 0.50612
178 | 0.86236 | 0.66645 | 0.16728 | 0.10854 | 0.45513 | 0.10819 | 0.079701 | 0.59577 | 0.54786 | 0.24228 | 0.30115 | 0.55202
179 | 0.8672 | 0.79898 | 0.39715 | 0.24949 | 0.74967 | 0.033999 | 0.067187 | 0.58782 | 0.57928 | 0.30177 | 0.38499 | 0.59746
180 | 0.82964 | 0.86126 | 0.65084 | 0.35431 | 0.83447 | 0.019366 | 0.054727 | 0.57166 | 0.60751 | 0.34461 | 0.4438 | 0.6228
181 | 0.67455 | 0.8972 | 0.6313 | 0.53859 | 0.8134 | 0.011563 | 0.043818 | 0.56037 | 0.63989 | 0.65908 | 0.47996 | 0.65669
182 | 0.52901 | 0.90343 | 0.44313 | 0.69213 | 0.85159 | 0.031224 | 0.034703 | 0.5381 | 0.67939 | 0.63006 | 0.49522 | 0.6991
183 | 0.32506 | 0.904 | 0.28648 | 0.78087 | 0.87738 | 0.063184 | 0.031325 | 0.53095 | 0.72037 | 0.72525 | 0.52215 | 0.74134
184 | 0.15697 | 0.81884 | 0.29113 | 0.88626 | 0.88913 | 0.020679 | 0.034663 | 0.5262 | 0.75238 | 0.75158 | 0.54283 | 0.79027
185 | 0.09752 | 0.59624 | 0.20326 | 0.90723 | 0.84413 | 0 | 0.042055 | 0.52233 | 0.78204 | 0.79943 | 0.5809 | 0.82809
186 | 0.047256 | 0.41545 | 0.20192 | 0.89873 | 0.82056 | 0.024543 | 0.063496 | 0.50138 | 0.81418 | 0.79943 | 0.58648 | 0.85269
187 | 0.12498 | 0.43503 | 0.15575 | 0.84652 | 0.84777 | 0.03402 | 0.090545 | 0.46516 | 0.83567 | 0.85384 | 0.56128 | 0.86791
188 | 0.35806 | 0.42788 | 0.50948 | 0.68316 | 0.86547 | 0.012197 | 0.1179 | 0.433 | 0.84946 | 0.8528 | 0.49542 | 0.88154
189 | 0.6592 | 0.34888 | 0.73358 | 0.56121 | 0.8804 | 0.012891 | 0.16456 | 0.40434 | 0.86271 | 0.91509 | 0.3958 | 0.8909
190 | 0.85414 | 0.27612 | 0.7062 | 0.70057 | 0.89217 | 0 | 0.22421 | 0.38675 | 0.87921 | 0.91509 | 0.29658 | 0.89686
191 | 0.86823 | 0.24466 | 0.67263 | 0.77004 | 0.88339 | 0 | 0.29959 | 0.39066 | 0.88843 | 0.91509 | 0.20875 | 0.89498
192 | 0.64007 | 0.40165 | 0.65299 | 0.83856 | 0.82131 | 0.021998 | 0.39794 | 0.43002 | 0.90175 | 0.91603 | 0.15505 | 0.89268
193 | 0.49991 | 0.45528 | 0.65075 | 0.88082 | 0.84214 | 0.014004 | 0.48187 | 0.48663 | 0.9076 | 0.91594 | 0.11845 | 0.89054
194 | 0.42316 | 0.59064 | 0.5594 | 0.90073 | 0.87596 | 0.011323 | 0.57727 | 0.53115 | 0.91241 | 0.91483 | 0.094371 | 0.88955
195 | 0.2153 | 0.63646 | 0.6242 | 0.88549 | 0.90306 | 0.021894 | 0.63851 | 0.56111 | 0.91595 | 0.91664 | 0.084425 | 0.89118
196 | 0.16835 | 0.57288 | 0.72708 | 0.90221 | 0.8847 | 0.014849 | 0.69489 | 0.57797 | 0.89768 | 0.91383 | 0.073975 | 0.89221
197 | 0.16694 | 0.60234 | 0.76281 | 0.91735 | 0.7616 | 0.059477 | 0.73714 | 0.59455 | 0.85378 | 0.9158 | 0.074918 | 0.89057
198 | 0.19444 | 0.60344 | 0.81818 | 0.92084 | 0.87548 | 0.11944 | 0.76632 | 0.59439 | 0.79825 | 0.91771 | 0.078556 | 0.88874
199 | 0.23916 | 0.6091 | 0.85006 | 0.92419 | 0.91461 | 0.12281 | 0.78758 | 0.58196 | 0.70997 | 0.91761 | 0.084895 | 0.88501
200 | 0.3294 | 0.60937 | 0.84623 | 0.91437 | 0.90333 | 0.16628 | 0.79488 | 0.55298 | 0.60766 | 0.91769 | 0.08529 | 0.8834
201 | 0.43026 | 0.62309 | 0.66465 | 0.84242 | 0.7902 | 0.20843 | 0.77097 | 0.52603 | 0.54712 | 0.91869 | 0.083746 | 0.88214
202 | 0.49281 | 0.68151 | 0.32852 | 0.84073 | 0.69929 | 0.29353 | 0.67377 | 0.50087 | 0.47924 | 0.91777 | 0.07995 | 0.88116
203 | 0.58507 | 0.81112 | 0.46084 | 0.88049 | 0.64839 | 0.49377 | 0.52387 | 0.47802 | 0.42423 | 0.91466 | 0.077414 | 0.8796
204 | 0.62006 | 0.88175 | 0.73967 | 0.89371 | 0.73118 | 0.52383 | 0.4124 | 0.4523 | 0.38556 | 0.91151 | 0.076542 | 0.88313
205 | 0.64094 | 0.89424 | 0.61225 | 0.88117 | 0.80441 | 0.44777 | 0.34596 | 0.42399 | 0.37389 | 0.90966 | 0.080071 | 0.88422
206 | 0.7574 | 0.88437 | 0.2973 | 0.87301 | 0.84803 | 0.48015 | 0.30465 | 0.39104 | 0.36433 | 0.90773 | 0.080875 | 0.88449
207 | 0.83676 | 0.78268 | 0.13078 | 0.88476 | 0.88945 | 0.54059 | 0.28465 | 0.34036 | 0.34395 | 0.90572 | 0.07784 | 0.88376
208 | 0.86994 | 0.74751 | 0.17317 | 0.85868 | 0.91854 | 0.47307 | 0.29006 | 0.28326 | 0.3173 | 0.90375 | 0.072283 | 0.88499
209 | 0.89229 | 0.7821 | 0.37087 | 0.78826 | 0.92096 | 0.56422 | 0.32295 | 0.22024 | 0.28754 | 0.90465 | 0.071566 | 0.88487
210 | 0.88984 | 0.82574 | 0.6569 | 0.74631 | 0.92412 | 0.45836 | 0.34868 | 0.17364 | 0.25724 | 0.90427 | 0.071309 | 0.88732
211 | 0.88737 | 0.71813 | 0.72732 | 0.83281 | 0.92096 | 0.34874 | 0.33953 | 0.13804 | 0.23146 | 0.90589 | 0.069683 | 0.88582
212 | 0.90306 | 0.77086 | 0.76664 | 0.926 | 0.81432 | 0.39652 | 0.31022 | 0.1061 | 0.21736 | 0.90522 | 0.066697 | 0.8855
213 | 0.90947 | 0.86638 | 0.81749 | 0.92581 | 0.58516 | 0.33942 | 0.27209 | 0.072917 | 0.21727 | 0.90205 | 0.064563 | 0.88197
214 | 0.90687 | 0.88885 | 0.87345 | 0.91305 | 0.74885 | 0.23493 | 0.24331 | 0.053483 | 0.22807 | 0.89917 | 0.061685 | 0.87793
215 | 0.8993 | 0.89519 | 0.89299 | 0.78428 | 0.8082 | 0.29068 | 0.23131 | 0.03018 | 0.26035 | 0.89962 | 0.055991 | 0.87398
216 | 0.89886 | 0.87257 | 0.90162 | 0.38166 | 0.82625 | 0.26763 | 0.23979 | 0.021417 | 0.32212 | 0.89591 | 0.051048 | 0.865
217 | 0.89877 | 0.6943 | 0.90016 | 0.34714 | 0.62006 | 0.2973 | 0.26232 | 0.020262 | 0.39623 | 0.89329 | 0.043453 | 0.86458
218 | 0.90341 | 0.50728 | 0.89792 | 0.51946 | 0.67816 | 0.37144 | 0.28844 | 0.032725 | 0.45178 | 0.8675 | 0.039158 | 0.85972
219 | 0.89744 | 0.55172 | 0.88456 | 0.59456 | 0.71006 | 0.36948 | 0.29711 | 0.072427 | 0.46513 | 0.80926 | 0.03711 | 0.85113
220 | 0.89291 | 0.69545 | 0.88884 | 0.68451 | 0.60721 | 0.23479 | 0.29914 | 0.15126 | 0.4412 | 0.73544 | 0.032356 | 0.84046
221 | 0.87562 | 0.82676 | 0.91265 | 0.7521 | 0.38678 | 0.19315 | 0.27258 | 0.27768 | 0.40213 | 0.69015 | 0.03225 | 0.8251
222 | 0.77036 | 0.8598 | 0.9131 | 0.82218 | 0.2628 | 0.22356 | 0.24861 | 0.41082 | 0.36985 | 0.66686 | 0.034182 | 0.79644
223 | 0.54374 | 0.86425 | 0.9235 | 0.89938 | 0.50247 | 0.24918 | 0.21403 | 0.53861 | 0.35935 | 0.68676 | 0.040807 | 0.7638
224 | 0.35597 | 0.89661 | 0.92796 | 0.84061 | 0.70998 | 0.28186 | 0.17799 | 0.65127 | 0.35301 | 0.74129 | 0.047828 | 0.71288
225 | 0.20411 | 0.89934 | 0.92335 | 0.72776 | 0.86108 | 0.2871 | 0.14385 | 0.72021 | 0.3369 | 0.81555 | 0.05491 | 0.6455
226 | 0.10484 | 0.89953 | 0.92231 | 0.70268 | 0.88687 | 0.19132 | 0.11448 | 0.76387 | 0.30886 | 0.86335 | 0.05505 | 0.57367
227 | 0.10579 | 0.89801 | 0.89707 | 0.85535 | 0.86693 | 0.16072 | 0.080816 | 0.80106 | 0.27004 | 0.87235 | 0.051688 | 0.52169
228 | 0.13523 | 0.88368 | 0.82192 | 0.88927 | 0.74772 | 0.16323 | 0.049496 | 0.81537 | 0.23212 | 0.8585 | 0.044827 | 0.48393
229 | 0.11348 | 0.82989 | 0.80935 | 0.8561 | 0.52288 | 0.18715 | 0.026797 | 0.81735 | 0.19551 | 0.84677 | 0.03111 | 0.44863
230 | 0.14185 | 0.67985 | 0.84544 | 0.76719 | 0.46768 | 0.2547 | 0.014017 | 0.7967 | 0.17415 | 0.82828 | 0.024544 | 0.41056
231 | 0.15907 | 0.60548 | 0.86316 | 0.50232 | 0.53303 | 0.31844 | 0.0085958 | 0.77857 | 0.15082 | 0.81145 | 0.025948 | 0.37705
232 | 0.22471 | 0.68538 | 0.8758 | 0.42416 | 0.6958 | 0.22069 | 0.0068445 | 0.76162 | 0.13763 | 0.8156 | 0.030017 | 0.33353
233 | 0.48115 | 0.78005 | 0.8747 | 0.70149 | 0.62231 | 0.20993 | 0.0065867 | 0.75831 | 0.13653 | 0.84316 | 0.038068 | 0.30159
234 | 0.66376 | 0.79248 | 0.84323 | 0.81347 | 0.47489 | 0.24708 | 0.0064754 | 0.76623 | 0.17416 | 0.87998 | 0.052437 | 0.29002
235 | 0.72818 | 0.62801 | 0.80238 | 0.8777 | 0.3916 | 0.26786 | 0.0057323 | 0.78523 | 0.23136 | 0.901 | 0.060263 | 0.31034
236 | 0.71974 | 0.67377 | 0.81835 | 0.8524 | 0.37531 | 0.35268 | 0.0046035 | 0.80916 | 0.27931 | 0.90778 | 0.067797 | 0.34688
237 | 0.67601 | 0.47537 | 0.81413 | 0.77755 | 0.46071 | 0.42753 | 0.0029883 | 0.83158 | 0.30724 | 0.91291 | 0.07741 | 0.40766
238 | 0.56556 | 0.484 | 0.76218 | 0.72285 | 0.63239 | 0.33421 | 0.0020909 | 0.85165 | 0.30455 | 0.91292 | 0.087776 | 0.48012
239 | 0.42607 | 0.53224 | 0.54616 | 0.48693 | 0.67039 | 0.46915 | 0.0043091 | 0.85573 | 0.2946 | 0.91057 | 0.099193 | 0.51353
240 | 0.35559 | 0.55993 | 0.41843 | 0.24291 | 0.66803 | 0.51156 | 0.0088116 | 0.85766 | 0.27294 | 0.90678 | 0.11491 | 0.5154
241 | 0.37572 | 0.70196 | 0.30012 | 0.17558 | 0.70833 | 0.19921 | 0.015253 | 0.85527 | 0.2437 | 0.90671 | 0.13967 | 0.51681
242 | 0.48303 | 0.86449 | 0.24341 | 0.15392 | 0.73883 | 0.082932 | 0.01771 | 0.85739 | 0.17189 | 0.86893 | 0.17724 | 0.47739
243 | 0.63852 | 0.86265 | 0.14475 | 0.087323 | 0.75587 | 0.043612 | 0.018624 | 0.85791 | 0.11136 | 0.62722 | 0.20816 | 0.41004
244 | 0.75288 | 0.9056 | 0.093712 | 0.23478 | 0.8329 | 0 | 0.018241 | 0.84894 | 0.078499 | 0.62946 | 0.24493 | 0.32582
245 | 0.86741 | 0.90654 | 0.097828 | 0.51778 | 0.79735 | 0.040757 | 0.0154 | 0.82193 | 0.073 | 0.86628 | 0.26958 | 0.23815
246 | 0.86899 | 0.89911 | 0.17353 | 0.59662 | 0.75434 | 0.10986 | 0.013489 | 0.79833 | 0.10367 | 0.9103 | 0.29391 | 0.1789
247 | 0.89877 | 0.8321 | 0.24531 | 0.65301 | 0.6898 | 0.16847 | 0.013692 | 0.77341 | 0.16597 | 0.91559 | 0.31751 | 0.14958
248 | 0.91184 | 0.78168 | 0.37287 | 0.71736 | 0.67594 | 0.2296 | 0.016449 | 0.7405 | 0.25047 | 0.91758 | 0.35433 | 0.14352
249 | 0.9141 | 0.55924 | 0.41839 | 0.71042 | 0.52328 | 0.28233 | 0.02536 | 0.70978 | 0.35247 | 0.92162 | 0.40321 | 0.15556
250 | 0.91305 | 0.49098 | 0.37126 | 0.55744 | 0.31266 | 0.24669 | 0.035854 | 0.70957 | 0.46228 | 0.91927 | 0.44913 | 0.17834
251 | 0.91586 | 0.46243 | 0.37579 | 0.25839 | 0.23873 | 0.38854 | 0.048013 | 0.72882 | 0.56649 | 0.91947 | 0.50693 | 0.19046
252 | 0.91795 | 0.33181 | 0.30055 | 0.35408 | 0.5826 | 0.58239 | 0.063582 | 0.76354 | 0.65331 | 0.92497 | 0.57512 | 0.20159
253 | 0.91583 | 0.45739 | 0.25715 | 0.66532 | 0.50186 | 0.58428 | 0.070049 | 0.79546 | 0.7195 | 0.92313 | 0.63597 | 0.23521
254 | 0.91492 | 0.43041 | 0.28183 | 0.7238 | 0.41742 | 0.61228 | 0.068105 | 0.80906 | 0.74518 | 0.92524 | 0.67884 | 0.30267
255 | 0.91417 | 0.21665 | 0.20468 | 0.68383 | 0.69552 | 0.62436 | 0.06714 | 0.81447 | 0.75896 | 0.92232 | 0.71328 | 0.3705
256 | 0.90406 | 0.28432 | 0.18194 | 0.72158 | 0.73055 | 0.50739 | 0.064061 | 0.81223 | 0.76101 | 0.91957 | 0.745 | 0.42728
257 | 0.88774 | 0.19476 | 0.19222 | 0.73328 | 0.47349 | 0.63886 | 0.062085 | 0.81217 | 0.74942 | 0.92146 | 0.76839 | 0.43608
258 | 0.80517 | 0.058799 | 0.12525 | 0.62943 | 0.20894 | 0.52475 | 0.058955 | 0.79873 | 0.70315 | 0.92094 | 0.79221 | 0.39052
259 | 0.6623 | 0.15776 | 0.067071 | 0.6128 | 0.45954 | 0.24764 | 0.045354 | 0.78126 | 0.65699 | 0.92017 | 0.78063 | 0.33467
260 | 0.5242 | 0.29467 | 0.04199 | 0.57035 | 0.86703 | 0.24963 | 0.037834 | 0.76193 | 0.59988 | 0.91614 | 0.75928 | 0.30172
261 | 0.43685 | 0.3534 | 0.016525 | 0.49134 | 0.90103 | 0.20216 | 0.037958 | 0.74046 | 0.54396 | 0.91217 | 0.73034 | 0.26521
262 | 0.32892 | 0.57978 | 0.016828 | 0.35975 | 0.90277 | 0.30755 | 0.039296 | 0.72727 | 0.49123 | 0.90662 | 0.69871 | 0.24437
263 | 0.43778 | 0.77288 | 0.014395 | 0.25874 | 0.89251 | 0.56719 | 0.038888 | 0.70822 | 0.43073 | 0.89376 | 0.67402 | 0.22209
264 | 0.50119 | 0.88387 | 0 | 0.28911 | 0.73946 | 0.78098 | 0.040239 | 0.69265 | 0.39108 | 0.8923 | 0.65926 | 0.17869
265 | 0.48411 | 0.86874 | 0 | 0.37992 | 0.49811 | 0.85055 | 0.03969 | 0.68394 | 0.36311 | 0.89447 | 0.64871 | 0.13954
266 | 0.59638 | 0.81826 | 0.025163 | 0.41238 | 0.61303 | 0.77153 | 0.043934 | 0.67438 | 0.35132 | 0.89345 | 0.6412 | 0.088623
267 | 0.67433 | 0.78798 | 0.090008 | 0.40407 | 0.83639 | 0.51643 | 0.049698 | 0.65833 | 0.33513 | 0.89482 | 0.6217 | 0.062695
268 | 0.6984 | 0.82295 | 0.15994 | 0.28674 | 0.8893 | 0.58018 | 0.054436 | 0.63987 | 0.33851 | 0.90055 | 0.6104 | 0.054471
269 | 0.79685 | 0.77527 | 0.24822 | 0.44819 | 0.90036 | 0.8045 | 0.05821 | 0.64186 | 0.3559 | 0.9079 | 0.59379 | 0.058094
270 | 0.76336 | 0.66671 | 0.22708 | 0.64671 | 0.90498 | 0.88918 | 0.057756 | 0.62857 | 0.37059 | 0.90814 | 0.53203 | 0.073983
271 | 0.61829 | 0.57806 | 0.18006 | 0.50694 | 0.90672 | 0.90355 | 0.05734 | 0.62471 | 0.38406 | 0.90219 | 0.47082 | 0.085508
272 | 0.54501 | 0.54266 | 0.16249 | 0.3004 | 0.90681 | 0.8798 | 0.056702 | 0.6023 | 0.37516 | 0.89424 | 0.37934 | 0.089864
273 | 0.50454 | 0.62644 | 0.14207 | 0.53993 | 0.89991 | 0.88918 | 0.054436 | 0.56952 | 0.35806 | 0.88827 | 0.30775 | 0.11638
274 | 0.44378 | 0.74298 | 0.12642 | 0.55825 | 0.89683 | 0.89964 | 0.052291 | 0.53815 | 0.3655 | 0.88299 | 0.26082 | 0.17964
275 | 0.43156 | 0.85955 | 0.17515 | 0.68902 | 0.89067 | 0.90346 | 0.055696 | 0.48936 | 0.39709 | 0.87053 | 0.21822 | 0.22944
276 | 0.25791 | 0.88234 | 0.11623 | 0.68099 | 0.88347 | 0.8897 | 0.0592 | 0.40734 | 0.44578 | 0.86302 | 0.19112 | 0.24345
277 | 0.10685 | 0.88634 | 0.057417 | 0.49097 | 0.87888 | 0.86197 | 0.068592 | 0.37045 | 0.48572 | 0.85784 | 0.17232 | 0.23659
278 | 0.081456 | 0.89002 | 0.057991 | 0.43255 | 0.8309 | 0.87151 | 0.082249 | 0.34453 | 0.51657 | 0.85253 | 0.15574 | 0.20386
279 | 0.065651 | 0.89332 | 0.029475 | 0.62999 | 0.59458 | 0.89453 | 0.091308 | 0.31897 | 0.54295 | 0.84811 | 0.14464 | 0.20378
280 | 0.050879 | 0.90156 | 0.012841 | 0.73544 | 0.60115 | 0.89598 | 0.1075 | 0.2957 | 0.56254 | 0.83955 | 0.12832 | 0.26647
281 | 0.055928 | 0.90416 | 0.010359 | 0.76259 | 0.63864 | 0.89596 | 0.13168 | 0.26172 | 0.57986 | 0.83189 | 0.11183 | 0.33623
282 | 0.037366 | 0.90535 | 0.02721 | 0.68146 | 0.70883 | 0.89244 | 0.14394 | 0.23137 | 0.61056 | 0.81752 | 0.10113 | 0.3689
283 | 0.039425 | 0.86235 | 0.062574 | 0.53141 | 0.74061 | 0.87802 | 0.16473 | 0.19252 | 0.63947 | 0.78485 | 0.085139 | 0.35894
284 | 0.10324 | 0.72379 | 0.11695 | 0.54421 | 0.77327 | 0.85279 | 0.20301 | 0.15323 | 0.6723 | 0.7366 | 0.071047 | 0.30397
285 | 0.14518 | 0.87635 | 0.2312 | 0.61784 | 0.78643 | 0.87867 | 0.2315 | 0.131 | 0.70452 | 0.69766 | 0.060745 | 0.3073
286 | 0.2085 | 0.91107 | 0.28986 | 0.57176 | 0.8048 | 0.83541 | 0.27202 | 0.11776 | 0.72616 | 0.64789 | 0.0582 | 0.4011
287 | 0.25887 | 0.9137 | 0.46739 | 0.40109 | 0.85305 | 0.7798 | 0.31979 | 0.10766 | 0.74372 | 0.57717 | 0.046796 | 0.49851
288 | 0.19249 | 0.91346 | 0.78127 | 0.25697 | 0.88178 | 0.83343 | 0.37773 | 0.11128 | 0.75015 | 0.51965 | 0.038604 | 0.56397
289 | 0.10488 | 0.91137 | 0.83034 | 0.14895 | 0.83944 | 0.87537 | 0.41243 | 0.11765 | 0.75454 | 0.48086 | 0.03082 | 0.58362
290 | 0.064774 | 0.91314 | 0.7309 | 0.12769 | 0.79036 | 0.88305 | 0.44974 | 0.12672 | 0.75178 | 0.43248 | 0.025032 | 0.54541
291 | 0.068233 | 0.91246 | 0.677 | 0.13158 | 0.70176 | 0.88868 | 0.48432 | 0.13097 | 0.73851 | 0.39698 | 0.020173 | 0.47817
292 | 0.04092 | 0.91083 | 0.73204 | 0.12419 | 0.56784 | 0.87199 | 0.52652 | 0.13539 | 0.72546 | 0.36923 | 0.017705 | 0.41691
293 | 0.018661 | 0.90484 | 0.68827 | 0.14629 | 0.31007 | 0.84519 | 0.57928 | 0.13215 | 0.73122 | 0.3302 | 0.020041 | 0.36726
294 | 0.057493 | 0.87424 | 0.60309 | 0.17605 | 0.31218 | 0.86031 | 0.62474 | 0.12021 | 0.74874 | 0.27216 | 0.027976 | 0.31764
295 | 0.24485 | 0.77369 | 0.58418 | 0.163 | 0.43395 | 0.7308 | 0.65589 | 0.11994 | 0.7741 | 0.21038 | 0.040406 | 0.27386
296 | 0.42485 | 0.55995 | 0.77578 | 0.14842 | 0.54641 | 0.73225 | 0.70302 | 0.13907 | 0.80351 | 0.15221 | 0.050907 | 0.24877
297 | 0.57665 | 0.31271 | 0.87447 | 0.12385 | 0.64331 | 0.83124 | 0.7224 | 0.16434 | 0.82166 | 0.11224 | 0.052996 | 0.23187
298 | 0.6783 | 0.23128 | 0.88931 | 0.10785 | 0.64158 | 0.86371 | 0.74291 | 0.19768 | 0.83275 | 0.09224 | 0.051063 | 0.21711
299 | 0.73601 | 0.17051 | 0.89103 | 0.067352 | 0.49282 | 0.90659 | 0.75971 | 0.22666 | 0.82551 | 0.083376 | 0.043399 | 0.19734
300 | 0.70594 | 0.17729 | 0.88309 | 0.045191 | 0.4771 | 0.90051 | 0.77263 | 0.2355 | 0.80054 | 0.077204 | 0.034678 | 0.17848
301 | 0.4895 | 0.3107 | 0.88226 | 0.046296 | 0.65293 | 0.89169 | 0.78278 | 0.24069 | 0.76882 | 0.074186 | 0.025096 | 0.16309
302 | 0.16277 | 0.48321 | 0.88794 | 0.074508 | 0.778 | 0.90234 | 0.78387 | 0.25409 | 0.72897 | 0.0765 | 0.025118 | 0.13247
303 | 0.023985 | 0.65104 | 0.89519 | 0.10347 | 0.85816 | 0.90723 | 0.77505 | 0.28764 | 0.68523 | 0.087285 | 0.028915 | 0.09983
304 | 0.14417 | 0.72191 | 0.57359 | 0.10886 | 0.89095 | 0.89823 | 0.74647 | 0.34679 | 0.66433 | 0.108 | 0.037608 | 0.075082
305 | 0.32591 | 0.78713 | 0.50007 | 0.13901 | 0.89982 | 0.5891 | 0.70509 | 0.43421 | 0.67027 | 0.12662 | 0.052784 | 0.057705
306 | 0.43394 | 0.81012 | 0.87965 | 0.24007 | 0.89839 | 0.2204 | 0.66408 | 0.51524 | 0.684 | 0.1322 | 0.079584 | 0.050376
307 | 0.47068 | 0.87065 | 0.81897 | 0.31675 | 0.898 | 0.1026 | 0.63424 | 0.58611 | 0.69974 | 0.12418 | 0.10424 | 0.044281
308 | 0.50558 | 0.88004 | 0.75305 | 0.25389 | 0.89515 | 0.092628 | 0.59773 | 0.62902 | 0.71537 | 0.11555 | 0.12699 | 0.047256
309 | 0.56968 | 0.80394 | 0.75069 | 0.28625 | 0.89563 | 0.15754 | 0.56044 | 0.65482 | 0.72265 | 0.098386 | 0.14321 | 0.06854
310 | 0.59636 | 0.66669 | 0.79458 | 0.37267 | 0.89374 | 0.38152 | 0.53598 | 0.66932 | 0.72719 | 0.086235 | 0.15321 | 0.099012
311 | 0.49045 | 0.68353 | 0.78511 | 0.54431 | 0.89363 | 0.58936 | 0.5273 | 0.68248 | 0.73338 | 0.071145 | 0.16408 | 0.14798
312 | 0.38738 | 0.57981 | 0.6018 | 0.72355 | 0.89256 | 0.6403 | 0.54946 | 0.6976 | 0.73444 | 0.063938 | 0.19745 | 0.2298
313 | 0.31416 | 0.4248 | 0.42254 | 0.71251 | 0.84817 | 0.54253 | 0.56049 | 0.71601 | 0.72973 | 0.062802 | 0.21865 | 0.34398
314 | 0.28201 | 0.52414 | 0.50718 | 0.72565 | 0.59381 | 0.48583 | 0.5799 | 0.72788 | 0.71776 | 0.06084 | 0.25129 | 0.46364
315 | 0.30861 | 0.68461 | 0.46165 | 0.71803 | 0.42554 | 0.43282 | 0.58285 | 0.73854 | 0.6907 | 0.055664 | 0.28476 | 0.55774
316 | 0.39001 | 0.76589 | 0.60275 | 0.66773 | 0.38862 | 0.40296 | 0.59159 | 0.74717 | 0.66377 | 0.049818 | 0.30506 | 0.62864
317 | 0.53843 | 0.78355 | 0.67706 | 0.67951 | 0.28776 | 0.28207 | 0.60632 | 0.76223 | 0.63912 | 0.047296 | 0.30814 | 0.66609
318 | 0.63152 | 0.81468 | 0.75657 | 0.68207 | 0.40724 | 0.19134 | 0.62375 | 0.76862 | 0.62055 | 0.039713 | 0.31067 | 0.65365
319 | 0.65083 | 0.81343 | 0.80813 | 0.5807 | 0.56515 | 0.12404 | 0.64701 | 0.76458 | 0.60618 | 0.033627 | 0.29874 | 0.60895
320 | 0.80967 | 0.8474 | 0.88623 | 0.5441 | 0.70996 | 0.074903 | 0.66575 | 0.74575 | 0.59342 | 0.034729 | 0.28524 | 0.5435
321 | 0.73429 | 0.88434 | 0.88677 | 0.59138 | 0.80629 | 0.079229 | 0.67396 | 0.70019 | 0.58137 | 0.044215 | 0.24517 | 0.46741
322 | 0.78604 | 0.90252 | 0.88323 | 0.50388 | 0.86501 | 0.10031 | 0.68429 | 0.63801 | 0.58274 | 0.064421 | 0.20891 | 0.41366
323 | 0.69089 | 0.8919 | 0.8189 | 0.39914 | 0.87115 | 0.13276 | 0.68282 | 0.53393 | 0.60324 | 0.099392 | 0.1819 | 0.41588
324 | 0.60942 | 0.80899 | 0.72876 | 0.26889 | 0.82813 | 0.37267 | 0.67007 | 0.45705 | 0.63619 | 0.13741 | 0.15519 | 0.45601
325 | 0.53257 | 0.58636 | 0.71157 | 0.13314 | 0.68462 | 0.73484 | 0.63516 | 0.39591 | 0.66664 | 0.18663 | 0.14526 | 0.54016
326 | 0.52117 | 0.50216 | 0.6957 | 0.038642 | 0.76199 | 0.86123 | 0.57096 | 0.34715 | 0.68692 | 0.22501 | 0.14251 | 0.65199
327 | 0.42552 | 0.57785 | 0.64329 | 0 | 0.81861 | 0.8839 | 0.52351 | 0.30859 | 0.70351 | 0.26068 | 0.13879 | 0.74395
328 | 0.29995 | 0.72446 | 0.4192 | 0 | 0.80548 | 0.82559 | 0.47214 | 0.28478 | 0.71232 | 0.30916 | 0.13457 | 0.74294
329 | 0.35779 | 0.81635 | 0.26829 | 0.026677 | 0.75061 | 0.78177 | 0.45753 | 0.27079 | 0.71796 | 0.39295 | 0.1356 | 0.67173
330 | 0.46954 | 0.83814 | 0.25119 | 0.076621 | 0.44321 | 0.76558 | 0.43545 | 0.25388 | 0.7085 | 0.47612 | 0.1428 | 0.55967
331 | 0.47067 | 0.86294 | 0.30035 | 0.080459 | 0.44134 | 0.72761 | 0.41716 | 0.23335 | 0.68206 | 0.52685 | 0.14767 | 0.4243
332 | 0.49636 | 0.89982 | 0.42997 | 0.065576 | 0.65021 | 0.69163 | 0.40832 | 0.21193 | 0.60993 | 0.49322 | 0.14857 | 0.32366
333 | 0.58049 | 0.90932 | 0.61717 | 0.16822 | 0.7853 | 0.62242 | 0.40421 | 0.18767 | 0.51931 | 0.41339 | 0.13596 | 0.25559
334 | 0.6856 | 0.90848 | 0.6639 | 0.31268 | 0.87293 | 0.48361 | 0.40706 | 0.16649 | 0.43834 | 0.30535 | 0.11925 | 0.22962
335 | 0.8169 | 0.9053 | 0.76159 | 0.58338 | 0.89276 | 0.40165 | 0.41756 | 0.14482 | 0.36246 | 0.23512 | 0.10203 | 0.19663
336 | 0.8135 | 0.90104 | 0.82084 | 0.7398 | 0.89258 | 0.34072 | 0.44138 | 0.15049 | 0.30875 | 0.18599 | 0.094774 | 0.17501
337 | 0.79163 | 0.88447 | 0.8478 | 0.66671 | 0.8993 | 0.28422 | 0.46953 | 0.16691 | 0.23501 | 0.17547 | 0.086923 | 0.15788
338 | 0.8188 | 0.86512 | 0.87859 | 0.59257 | 0.89657 | 0.28423 | 0.50526 | 0.19016 | 0.16353 | 0.1771 | 0.081462 | 0.14136
339 | 0.85268 | 0.83847 | 0.88726 | 0.59922 | 0.88387 | 0.2991 | 0.55495 | 0.24054 | 0.11952 | 0.21485 | 0.082136 | 0.12623
340 | 0.87682 | 0.85534 | 0.88098 | 0.68733 | 0.88806 | 0.20479 | 0.61143 | 0.27424 | 0.095488 | 0.2801 | 0.084995 | 0.10288
341 | 0.89583 | 0.82104 | 0.78166 | 0.73124 | 0.89241 | 0.14468 | 0.69065 | 0.29116 | 0.095336 | 0.35092 | 0.081929 | 0.094354
342 | 0.87866 | 0.75073 | 0.62132 | 0.57557 | 0.8729 | 0.12382 | 0.76613 | 0.27782 | 0.11445 | 0.39256 | 0.077446 | 0.10062
343 | 0.84541 | 0.561 | 0.57881 | 0.41758 | 0.64461 | 0.23875 | 0.82982 | 0.26436 | 0.16225 | 0.43721 | 0.079464 | 0.15744
344 | 0.82989 | 0.57932 | 0.60985 | 0.29869 | 0.48077 | 0.55681 | 0.8609 | 0.2862 | 0.24094 | 0.4722 | 0.071858 | 0.27288
345 | 0.80137 | 0.61375 | 0.61078 | 0.18515 | 0.59919 | 0.74363 | 0.88374 | 0.30636 | 0.30397 | 0.48216 | 0.069069 | 0.40708
346 | 0.76293 | 0.52597 | 0.6516 | 0.2506 | 0.57094 | 0.78709 | 0.89553 | 0.31882 | 0.33507 | 0.50724 | 0.073541 | 0.54233
347 | 0.76409 | 0.42799 | 0.70418 | 0.39288 | 0.69608 | 0.87019 | 0.90328 | 0.28573 | 0.35785 | 0.52886 | 0.075246 | 0.63674
348 | 0.70199 | 0.36775 | 0.63247 | 0.60646 | 0.73009 | 0.88305 | 0.90862 | 0.25569 | 0.35895 | 0.56745 | 0.078446 | 0.68664
349 | 0.60234 | 0.36111 | 0.51607 | 0.67262 | 0.8399 | 0.81433 | 0.91296 | 0.23372 | 0.39112 | 0.58993 | 0.095734 | 0.71608
350 | 0.60728 | 0.44479 | 0.52045 | 0.67369 | 0.88051 | 0.78471 | 0.91424 | 0.21749 | 0.45283 | 0.61916 | 0.1116 | 0.72898
351 | 0.61763 | 0.58398 | 0.52503 | 0.49699 | 0.86388 | 0.87185 | 0.916 | 0.20962 | 0.53409 | 0.64869 | 0.13422 | 0.73369
352 | 0.5637 | 0.65446 | 0.45041 | 0.25265 | 0.78294 | 0.88103 | 0.91986 | 0.20174 | 0.59457 | 0.66569 | 0.15936 | 0.7338
353 | 0.61962 | 0.71568 | 0.34213 | 0.20382 | 0.74394 | 0.88584 | 0.9208 | 0.18546 | 0.6385 | 0.68453 | 0.17463 | 0.72641
354 | 0.41116 | 0.8104 | 0.49911 | 0.10768 | 0.79383 | 0.89176 | 0.92293 | 0.16379 | 0.64785 | 0.68797 | 0.17266 | 0.70652
355 | 0.18599 | 0.85552 | 0.4908 | 0.15487 | 0.87831 | 0.88507 | 0.9232 | 0.15417 | 0.64363 | 0.6711 | 0.16518 | 0.69949
356 | 0.10809 | 0.89277 | 0.35576 | 0.035459 | 0.87918 | 0.90289 | 0.9247 | 0.13871 | 0.62097 | 0.67174 | 0.15536 | 0.66622
357 | 0.055399 | 0.89655 | 0.67254 | 0.022624 | 0.882 | 0.81617 | 0.92396 | 0.12472 | 0.59962 | 0.69453 | 0.14663 | 0.64406
358 | 0.037707 | 0.72775 | 0.63448 | 0.030433 | 0.88871 | 0.8592 | 0.92232 | 0.10549 | 0.57459 | 0.72316 | 0.14025 | 0.5999
359 | 0.18609 | 0.37538 | 0.47087 | 0.073104 | 0.87126 | 0.81155 | 0.92202 | 0.092318 | 0.57595 | 0.76134 | 0.12833 | 0.58089
360 | 0.24103 | 0.26237 | 0.49867 | 0.14623 | 0.64056 | 0.81545 | 0.92035 | 0.086044 | 0.59495 | 0.79121 | 0.12274 | 0.56311
361 | 0.24026 | 0.32019 | 0.54096 | 0.33001 | 0.46816 | 0.78312 | 0.91557 | 0.091315 | 0.62929 | 0.79074 | 0.11607 | 0.55693
362 | 0.38403 | 0.42942 | 0.54347 | 0.51442 | 0.53626 | 0.60978 | 0.91108 | 0.11084 | 0.66483 | 0.76396 | 0.12296 | 0.51344
363 | 0.19083 | 0.39562 | 0.23851 | 0.48724 | 0.72957 | 0.44081 | 0.90231 | 0.14495 | 0.68248 | 0.74756 | 0.12588 | 0.46172
364 | 0.054632 | 0.39311 | 0.10437 | 0.3736 | 0.80304 | 0.31719 | 0.88217 | 0.17812 | 0.68251 | 0.7365 | 0.13464 | 0.40663
365 | 0.062109 | 0.6653 | 0.061725 | 0.31546 | 0.74714 | 0.18835 | 0.8521 | 0.19087 | 0.67251 | 0.72318 | 0.14741 | 0.36766
366 | 0.13102 | 0.78653 | 0.077601 | 0.26532 | 0.69296 | 0.16331 | 0.81616 | 0.19163 | 0.64828 | 0.69738 | 0.16116 | 0.32866
367 | 0.34931 | 0.76859 | 0.16356 | 0.27009 | 0.80579 | 0.10269 | 0.78107 | 0.18228 | 0.61169 | 0.65955 | 0.17989 | 0.28419
368 | 0.6099 | 0.7575 | 0.34512 | 0.35687 | 0.83954 | 0.10042 | 0.7383 | 0.17784 | 0.56025 | 0.6134 | 0.20034 | 0.25726
369 | 0.68663 | 0.51811 | 0.54983 | 0.52695 | 0.86442 | 0.55804 | 0.6843 | 0.17097 | 0.48752 | 0.54955 | 0.2139 | 0.23214
370 | 0.6955 | 0.23083 | 0.56653 | 0.7139 | 0.87351 | 0.69349 | 0.59409 | 0.15758 | 0.42286 | 0.46265 | 0.2327 | 0.20508
371 | 0.69227 | 0.10011 | 0.4473 | 0.80723 | 0.76286 | 0.81487 | 0.50327 | 0.14795 | 0.39025 | 0.39293 | 0.23915 | 0.17508
372 | 0.51638 | 0.14225 | 0.28976 | 0.83178 | 0.47152 | 0.84312 | 0.42144 | 0.14496 | 0.36527 | 0.31802 | 0.24104 | 0.15095
373 | 0.40538 | 0.3482 | 0.20096 | 0.77149 | 0.31899 | 0.79846 | 0.35729 | 0.14312 | 0.34994 | 0.263 | 0.24675 | 0.12526
374 | 0.42148 | 0.56377 | 0.18186 | 0.60861 | 0.19404 | 0.77227 | 0.3194 | 0.13439 | 0.34329 | 0.22011 | 0.24646 | 0.10149
375 | 0.26496 | 0.70967 | 0.19983 | 0.42877 | 0.13263 | 0.73348 | 0.29081 | 0.12397 | 0.34011 | 0.18624 | 0.26215 | 0.082865
376 | 0.24654 | 0.74195 | 0.23253 | 0.34426 | 0.14588 | 0.79486 | 0.27751 | 0.10695 | 0.32851 | 0.16102 | 0.28227 | 0.071836
377 | 0.29771 | 0.78338 | 0.16117 | 0.21875 | 0.17591 | 0.84884 | 0.28303 | 0.090544 | 0.31375 | 0.16333 | 0.32274 | 0.058228
378 | 0.15425 | 0.84405 | 0.24 | 0.1312 | 0.25891 | 0.82986 | 0.29786 | 0.070829 | 0.29207 | 0.2003 | 0.37108 | 0.045256
379 | 0.10036 | 0.83331 | 0.40715 | 0.097007 | 0.31805 | 0.80379 | 0.32259 | 0.051587 | 0.27033 | 0.26291 | 0.40099 | 0.031954
380 | 0.057722 | 0.81634 | 0.44936 | 0.077441 | 0.29426 | 0.79279 | 0.34233 | 0.051904 | 0.24987 | 0.34178 | 0.42395 | 0.029321
381 | 0.033328 | 0.84711 | 0.4046 | 0.19538 | 0.27769 | 0.75234 | 0.35775 | 0.073299 | 0.24411 | 0.46966 | 0.44516 | 0.028691
382 | 0.033668 | 0.88396 | 0.21795 | 0.28244 | 0.1983 | 0.75921 | 0.37097 | 0.12142 | 0.26338 | 0.56117 | 0.45186 | 0.033434
383 | 0.088463 | 0.86904 | 0.15626 | 0.4915 | 0.15948 | 0.73178 | 0.3839 | 0.17762 | 0.31135 | 0.64035 | 0.46309 | 0.034437
384 | 0.15449 | 0.75696 | 0.18199 | 0.72548 | 0.27857 | 0.60204 | 0.3907 | 0.23545 | 0.3982 | 0.70205 | 0.47798 | 0.036551
385 | 0.30882 | 0.77567 | 0.17674 | 0.86492 | 0.41791 | 0.3774 | 0.39386 | 0.26265 | 0.45135 | 0.73138 | 0.4791 | 0.048481
386 | 0.34931 | 0.82988 | 0.22502 | 0.8579 | 0.5011 | 0.2181 | 0.38036 | 0.28744 | 0.47701 | 0.74257 | 0.4915 | 0.059098
387 | 0.31227 | 0.78569 | 0.30665 | 0.86384 | 0.4612 | 0.1209 | 0.35772 | 0.33494 | 0.4888 | 0.75698 | 0.51138 | 0.073336
388 | 0.46885 | 0.69723 | 0.30055 | 0.90763 | 0.65452 | 0.14127 | 0.34911 | 0.41308 | 0.47878 | 0.75954 | 0.53786 | 0.094596
389 | 0.56189 | 0.54401 | 0.2605 | 0.87634 | 0.80427 | 0.2391 | 0.34301 | 0.53526 | 0.48153 | 0.75919 | 0.57784 | 0.11557
390 | 0.62737 | 0.34735 | 0.23058 | 0.72189 | 0.81535 | 0.28003 | 0.35337 | 0.63317 | 0.4933 | 0.76184 | 0.62331 | 0.13694
391 | 0.73412 | 0.28768 | 0.21342 | 0.42569 | 0.78739 | 0.31984 | 0.35775 | 0.67673 | 0.50476 | 0.7571 | 0.65144 | 0.16687
392 | 0.74096 | 0.45645 | 0.14769 | 0.29385 | 0.79048 | 0.4358 | 0.35385 | 0.67629 | 0.5125 | 0.75815 | 0.67733 | 0.19206
393 | 0.74894 | 0.52873 | 0.20083 | 0.21231 | 0.81721 | 0.46801 | 0.32379 | 0.61564 | 0.51876 | 0.76763 | 0.6856 | 0.21901
394 | 0.86777 | 0.5598 | 0.16598 | 0.1945 | 0.84695 | 0.5752 | 0.28244 | 0.52541 | 0.51903 | 0.77574 | 0.69386 | 0.25931
395 | 0.89095 | 0.81892 | 0.17129 | 0.23451 | 0.81227 | 0.75448 | 0.24363 | 0.42178 | 0.51461 | 0.76675 | 0.6934 | 0.29346
396 | 0.90211 | 0.88078 | 0.24124 | 0.16124 | 0.76017 | 0.85888 | 0.20112 | 0.37444 | 0.50478 | 0.73944 | 0.69073 | 0.31757
397 | 0.90167 | 0.87856 | 0.40391 | 0.059485 | 0.73487 | 0.89867 | 0.16101 | 0.36335 | 0.49371 | 0.67127 | 0.6844 | 0.33415
398 | 0.89788 | 0.87309 | 0.44341 | 0.027483 | 0.64146 | 0.9232 | 0.13448 | 0.37399 | 0.47383 | 0.59362 | 0.68855 | 0.34917
399 | 0.86819 | 0.76339 | 0.57047 | 0.029551 | 0.50094 | 0.92558 | 0.11673 | 0.39511 | 0.47738 | 0.52529 | 0.69816 | 0.34926
400 | 0.82682 | 0.65333 | 0.55388 | 0.047066 | 0.33411 | 0.92597 | 0.091116 | 0.42256 | 0.46961 | 0.47278 | 0.70977 | 0.34788
401 | 0.8004 | 0.57672 | 0.51508 | 0.092284 | 0.19673 | 0.92537 | 0.077819 | 0.44981 | 0.44838 | 0.43988 | 0.7314 | 0.32721
402 | 0.86706 | 0.31639 | 0.64441 | 0.076752 | 0.2298 | 0.90329 | 0.070842 | 0.45463 | 0.40871 | 0.41068 | 0.74013 | 0.30325
403 | 0.8413 | 0.17649 | 0.80951 | 0.052673 | 0.2786 | 0.81821 | 0.057962 | 0.43919 | 0.39038 | 0.38919 | 0.75268 | 0.28502
404 | 0.83508 | 0.2301 | 0.88174 | 0.076 | 0.3202 | 0.72868 | 0.041621 | 0.38463 | 0.37185 | 0.37691 | 0.7572 | 0.27275
405 | 0.8657 | 0.38734 | 0.90655 | 0.12011 | 0.37616 | 0.60549 | 0.033813 | 0.34766 | 0.35488 | 0.38003 | 0.76394 | 0.2623
406 | 0.88818 | 0.61594 | 0.89843 | 0.17985 | 0.33963 | 0.67002 | 0.029455 | 0.33261 | 0.3425 | 0.40689 | 0.76884 | 0.25005
407 | 0.89523 | 0.66737 | 0.86577 | 0.28752 | 0.24404 | 0.81979 | 0.036357 | 0.38853 | 0.32518 | 0.42204 | 0.77021 | 0.25578
408 | 0.89428 | 0.68207 | 0.80295 | 0.41445 | 0.22396 | 0.85645 | 0.053953 | 0.48542 | 0.30889 | 0.45646 | 0.7756 | 0.25788
409 | 0.89025 | 0.81869 | 0.51298 | 0.37686 | 0.25378 | 0.84393 | 0.082331 | 0.59375 | 0.28155 | 0.48491 | 0.77847 | 0.27042
410 | 0.88937 | 0.88417 | 0.64155 | 0.32367 | 0.1737 | 0.79437 | 0.10619 | 0.67353 | 0.24843 | 0.5077 | 0.77985 | 0.25773
411 | 0.88237 | 0.89826 | 0.78498 | 0.29674 | 0.16606 | 0.68317 | 0.12915 | 0.72153 | 0.22665 | 0.53148 | 0.78352 | 0.23406
412 | 0.86525 | 0.88748 | 0.78094 | 0.37714 | 0.29703 | 0.64742 | 0.159 | 0.76091 | 0.21714 | 0.55293 | 0.79399 | 0.2115
413 | 0.74445 | 0.82945 | 0.84189 | 0.60775 | 0.21708 | 0.53053 | 0.19259 | 0.78533 | 0.22006 | 0.60459 | 0.80284 | 0.19909
414 | 0.69712 | 0.84191 | 0.80161 | 0.71082 | 0.14744 | 0.35551 | 0.22259 | 0.80344 | 0.21196 | 0.6406 | 0.81187 | 0.2168
415 | 0.67553 | 0.89489 | 0.85605 | 0.6236 | 0.20552 | 0.23462 | 0.26752 | 0.81587 | 0.20449 | 0.6836 | 0.81824 | 0.27514
416 | 0.65951 | 0.87066 | 0.89321 | 0.60323 | 0.25305 | 0.15012 | 0.33284 | 0.79174 | 0.19453 | 0.71617 | 0.82573 | 0.34874
417 | 0.63616 | 0.84054 | 0.90112 | 0.55668 | 0.45323 | 0.29956 | 0.41658 | 0.77929 | 0.16677 | 0.74853 | 0.83013 | 0.40923
418 | 0.6111 | 0.87134 | 0.88218 | 0.4934 | 0.56533 | 0.63342 | 0.50881 | 0.80267 | 0.15513 | 0.77803 | 0.83497 | 0.41371
419 | 0.54628 | 0.86672 | 0.84379 | 0.48594 | 0.44992 | 0.76224 | 0.59816 | 0.79279 | 0.13044 | 0.79772 | 0.8356 | 0.37772
420 | 0.44659 | 0.82527 | 0.82834 | 0.33224 | 0.44162 | 0.8686 | 0.67198 | 0.85309 | 0.10108 | 0.81476 | 0.83285 | 0.34083
421 | 0.48598 | 0.73702 | 0.78199 | 0.18546 | 0.45489 | 0.89348 | 0.74036 | 0.89561 | 0.078561 | 0.83484 | 0.83674 | 0.34396
422 | 0.59254 | 0.59893 | 0.75356 | 0.17021 | 0.28497 | 0.77791 | 0.78279 | 0.90315 | 0.0672 | 0.8405 | 0.84031 | 0.40751
423 | 0.65886 | 0.57053 | 0.71233 | 0.21022 | 0.1955 | 0.5758 | 0.8107 | 0.89931 | 0.060589 | 0.83628 | 0.84904 | 0.4903
424 | 0.65101 | 0.65455 | 0.66255 | 0.21428 | 0.26499 | 0.47027 | 0.821 | 0.88272 | 0.056683 | 0.8181 | 0.85691 | 0.56246
425 | 0.59077 | 0.68438 | 0.65677 | 0.33158 | 0.39549 | 0.56156 | 0.83141 | 0.81905 | 0.057258 | 0.79653 | 0.86577 | 0.63583
426 | 0.32551 | 0.50218 | 0.66621 | 0.3605 | 0.45834 | 0.70023 | 0.83456 | 0.77127 | 0.057723 | 0.76198 | 0.87367 | 0.6829
427 | 0.26164 | 0.35693 | 0.69132 | 0.37768 | 0.63473 | 0.77679 | 0.83144 | 0.81423 | 0.060006 | 0.70004 | 0.87773 | 0.70963
428 | 0.46174 | 0.30202 | 0.67684 | 0.56962 | 0.61707 | 0.76992 | 0.82144 | 0.87229 | 0.059114 | 0.65783 | 0.87498 | 0.72886
429 | 0.53854 | 0.26511 | 0.56233 | 0.6704 | 0.72563 | 0.66019 | 0.79385 | 0.89845 | 0.052931 | 0.622 | 0.87287 | 0.72255
430 | 0.49818 | 0.26921 | 0.45298 | 0.66608 | 0.80791 | 0.43995 | 0.72654 | 0.9023 | 0.048315 | 0.58226 | 0.8717 | 0.69813
431 | 0.54359 | 0.18891 | 0.57421 | 0.69557 | 0.82087 | 0.18466 | 0.62875 | 0.90187 | 0.042622 | 0.55931 | 0.86819 | 0.65885
432 | 0.53966 | 0.11144 | 0.66199 | 0.52503 | 0.83388 | 0.033055 | 0.53598 | 0.89456 | 0.038499 | 0.55259 | 0.86385 | 0.61166
433 | 0.52931 | 0.11169 | 0.62067 | 0.43827 | 0.70937 | 0 | 0.45285 | 0.88496 | 0.038827 | 0.57201 | 0.85944 | 0.55383
434 | 0.54027 | 0.19716 | 0.33276 | 0.55394 | 0.32868 | 0.014046 | 0.38209 | 0.87318 | 0.033998 | 0.58128 | 0.85766 | 0.47408
435 | 0.56356 | 0.24785 | 0.20216 | 0.44814 | 0.18187 | 0.037837 | 0.31493 | 0.85288 | 0.033353 | 0.58912 | 0.85282 | 0.39729
436 | 0.58957 | 0.25184 | 0.15229 | 0.40957 | 0.15409 | 0.017415 | 0.27729 | 0.83644 | 0.027496 | 0.60908 | 0.83895 | 0.34922
437 | 0.6585 | 0.16116 | 0.13653 | 0.32182 | 0.080416 | 0.044182 | 0.25657 | 0.81958 | 0.022822 | 0.6279 | 0.82078 | 0.33092
438 | 0.66983 | 0.11622 | 0.38023 | 0.19968 | 0.18185 | 0.12928 | 0.2414 | 0.80262 | 0.025633 | 0.64275 | 0.79297 | 0.33231
439 | 0.62855 | 0.099892 | 0.32893 | 0.11179 | 0.42875 | 0.30794 | 0.22587 | 0.78868 | 0.024471 | 0.66304 | 0.76159 | 0.35939
440 | 0.56486 | 0.13047 | 0.46893 | 0.072208 | 0.61833 | 0.46281 | 0.21456 | 0.77756 | 0.020673 | 0.71607 | 0.70546 | 0.40433
441 | 0.4367 | 0.18608 | 0.66861 | 0.064824 | 0.76287 | 0.48411 | 0.20886 | 0.76349 | 0.013721 | 0.78813 | 0.63257 | 0.49805
442 | 0.33858 | 0.28098 | 0.63057 | 0.050526 | 0.80328 | 0.47577 | 0.21119 | 0.74376 | 0.012486 | 0.81777 | 0.53278 | 0.60057
443 | 0.26056 | 0.38124 | 0.42493 | 0.22872 | 0.57952 | 0.58395 | 0.23315 | 0.70988 | 0.018573 | 0.82532 | 0.45137 | 0.72144
444 | 0.18694 | 0.5936 | 0.22164 | 0.39793 | 0.30925 | 0.43877 | 0.27536 | 0.64584 | 0.025278 | 0.82919 | 0.38161 | 0.80188
445 | 0.24866 | 0.66826 | 0.18179 | 0.47144 | 0.19747 | 0.24047 | 0.32137 | 0.54321 | 0.028809 | 0.85003 | 0.32774 | 0.85142
446 | 0.31455 | 0.6823 | 0.17672 | 0.57874 | 0.15401 | 0.48729 | 0.37215 | 0.46485 | 0.03189 | 0.88553 | 0.286 | 0.87473
447 | 0.36083 | 0.62409 | 0.18824 | 0.6849 | 0.13735 | 0.69976 | 0.40571 | 0.40594 | 0.032364 | 0.90391 | 0.25095 | 0.88697
448 | 0.52669 | 0.27834 | 0.056464 | 0.70795 | 0.14466 | 0.68143 | 0.41713 | 0.33763 | 0.038381 | 0.90649 | 0.21136 | 0.88692
449 | 0.767 | 0.12867 | 0.01793 | 0.69178 | 0.13967 | 0.70464 | 0.39998 | 0.28796 | 0.055317 | 0.90804 | 0.18255 | 0.8809
450 | 0.73009 | 0.14491 | 0.034573 | 0.49012 | 0.18994 | 0.40452 | 0.37477 | 0.23383 | 0.071977 | 0.9059 | 0.16315 | 0.85534
451 | 0.64553 | 0.11511 | 0.19187 | 0.25334 | 0.2646 | 0.024882 | 0.37059 | 0.17985 | 0.097416 | 0.9068 | 0.14586 | 0.80644
452 | 0.53151 | 0.041273 | 0.38883 | 0.18006 | 0.28196 | 0.10476 | 0.38573 | 0.14319 | 0.1519 | 0.86927 | 0.13235 | 0.76613
453 | 0.33008 | 0.035907 | 0.58562 | 0.14626 | 0.27927 | 0.37091 | 0.40423 | 0.12188 | 0.2342 | 0.80472 | 0.12313 | 0.71983
454 | 0.35061 | 0.021901 | 0.65086 | 0.090896 | 0.24267 | 0.37416 | 0.39724 | 0.11148 | 0.32231 | 0.80595 | 0.11511 | 0.66383
455 | 0.41909 | 0.078972 | 0.51889 | 0.095669 | 0.28243 | 0.23638 | 0.33814 | 0.10985 | 0.39699 | 0.87535 | 0.10585 | 0.62108
456 | 0.31534 | 0.22489 | 0.38108 | 0.052159 | 0.46862 | 0.069629 | 0.26687 | 0.12167 | 0.46349 | 0.90996 | 0.10681 | 0.59887
457 | 0.22821 | 0.30669 | 0.29281 | 0.030748 | 0.56414 | 0.031953 | 0.19042 | 0.14087 | 0.53171 | 0.91106 | 0.11599 | 0.60185
458 | 0.20193 | 0.26152 | 0.13619 | 0.04348 | 0.49417 | 0.084262 | 0.14654 | 0.16861 | 0.58569 | 0.9121 | 0.13598 | 0.60074
459 | 0.17578 | 0.38556 | 0.12203 | 0.13235 | 0.4379 | 0.37356 | 0.12124 | 0.2107 | 0.6327 | 0.91167 | 0.18867 | 0.61244
460 | 0.1739 | 0.61524 | 0.25283 | 0.17667 | 0.52283 | 0.64168 | 0.1121 | 0.25727 | 0.66842 | 0.90888 | 0.26101 | 0.63902
461 | 0.18428 | 0.71027 | 0.52493 | 0.40796 | 0.6917 | 0.57009 | 0.10309 | 0.28169 | 0.70068 | 0.90604 | 0.33932 | 0.69749
462 | 0.18334 | 0.67054 | 0.67024 | 0.6817 | 0.78549 | 0.47113 | 0.092618 | 0.2961 | 0.73681 | 0.90637 | 0.43928 | 0.75719
463 | 0.19627 | 0.72087 | 0.49472 | 0.74625 | 0.83622 | 0.34672 | 0.089518 | 0.30881 | 0.76497 | 0.90039 | 0.53518 | 0.78107
464 | 0.22093 | 0.87048 | 0.28982 | 0.7781 | 0.85058 | 0.27615 | 0.089121 | 0.32832 | 0.78543 | 0.89709 | 0.62065 | 0.80057
465 | 0.32418 | 0.83594 | 0.30867 | 0.73769 | 0.85582 | 0.12454 | 0.092971 | 0.35433 | 0.80322 | 0.89544 | 0.67715 | 0.79996
466 | 0.48574 | 0.63938 | 0.22305 | 0.58924 | 0.83718 | 0.051623 | 0.096092 | 0.38338 | 0.79471 | 0.88735 | 0.70575 | 0.79825
467 | 0.46565 | 0.39241 | 0.1605 | 0.54483 | 0.88976 | 0.058605 | 0.097661 | 0.4189 | 0.75078 | 0.87708 | 0.71922 | 0.8029
468 | 0.29486 | 0.17711 | 0.27215 | 0.36138 | 0.88553 | 0.040536 | 0.093642 | 0.44819 | 0.65255 | 0.85337 | 0.71317 | 0.81277
469 | 0.36009 | 0.12212 | 0.52753 | 0.24145 | 0.88254 | 0.019991 | 0.095184 | 0.46228 | 0.5145 | 0.81035 | 0.69672 | 0.83725
470 | 0.54756 | 0.23534 | 0.73271 | 0.22065 | 0.87365 | 0.020978 | 0.10766 | 0.452 | 0.42764 | 0.76224 | 0.68092 | 0.87434
471 | 0.64575 | 0.4274 | 0.81464 | 0.15603 | 0.87941 | 0.026541 | 0.14262 | 0.44277 | 0.3995 | 0.70751 | 0.67292 | 0.89848
472 | 0.78453 | 0.49164 | 0.85343 | 0.073934 | 0.88585 | 0.068847 | 0.19219 | 0.42693 | 0.41859 | 0.62628 | 0.6761 | 0.90372
473 | 0.88624 | 0.64275 | 0.86431 | 0.054803 | 0.89324 | 0.13915 | 0.25762 | 0.41852 | 0.49101 | 0.51607 | 0.69718 | 0.87346
474 | 0.91377 | 0.74401 | 0.63398 | 0.077191 | 0.88827 | 0.077175 | 0.31094 | 0.41219 | 0.57983 | 0.41842 | 0.71442 | 0.76286
475 | 0.91733 | 0.76579 | 0.79486 | 0.16456 | 0.88133 | 0.037406 | 0.34427 | 0.41175 | 0.64928 | 0.33966 | 0.72777 | 0.60692
476 | 0.91513 | 0.79212 | 0.90488 | 0.23127 | 0.80864 | 0.02939 | 0.3455 | 0.39033 | 0.69057 | 0.29134 | 0.73865 | 0.48797
477 | 0.91102 | 0.8246 | 0.90107 | 0.24264 | 0.59179 | 0.026771 | 0.32656 | 0.3707 | 0.71579 | 0.27371 | 0.73332 | 0.42948
478 | 0.90727 | 0.85739 | 0.88055 | 0.25916 | 0.79675 | 0.043413 | 0.29481 | 0.33956 | 0.71645 | 0.28756 | 0.72874 | 0.41567
479 | 0.8841 | 0.87541 | 0.8099 | 0.22272 | 0.89091 | 0.043871 | 0.27026 | 0.29682 | 0.70061 | 0.34051 | 0.72139 | 0.45018
480 | 0.85674 | 0.86254 | 0.74141 | 0.16757 | 0.88045 | 0.019948 | 0.24087 | 0.26702 | 0.66279 | 0.4074 | 0.7317 | 0.51433
481 | 0.83618 | 0.81455 | 0.7479 | 0.17339 | 0.8453 | 0.017941 | 0.21704 | 0.22895 | 0.60997 | 0.46331 | 0.73372 | 0.58926
482 | 0.784 | 0.77175 | 0.67874 | 0.36462 | 0.84814 | 0.026919 | 0.19443 | 0.17961 | 0.55167 | 0.50296 | 0.73233 | 0.63068
483 | 0.66185 | 0.69125 | 0.59756 | 0.38544 | 0.85225 | 0.032882 | 0.17769 | 0.14211 | 0.48523 | 0.5297 | 0.72847 | 0.66378
484 | 0.38797 | 0.54788 | 0.64482 | 0.39813 | 0.86204 | 0.042463 | 0.17993 | 0.11812 | 0.40936 | 0.55007 | 0.71701 | 0.68688
485 | 0.12109 | 0.39278 | 0.70039 | 0.51684 | 0.87104 | 0.11966 | 0.18822 | 0.1069 | 0.35919 | 0.56394 | 0.71638 | 0.7035
486 | 0.11087 | 0.28013 | 0.70193 | 0.60793 | 0.85008 | 0.11188 | 0.21522 | 0.091478 | 0.29614 | 0.58188 | 0.69351 | 0.71543
487 | 0.20622 | 0.20676 | 0.49897 | 0.58837 | 0.80833 | 0.058049 | 0.27645 | 0.075247 | 0.24191 | 0.60518 | 0.66512 | 0.71334
488 | 0.24737 | 0.1268 | 0.40909 | 0.51671 | 0.74945 | 0.065347 | 0.37354 | 0.065228 | 0.17749 | 0.60696 | 0.61568 | 0.69671
489 | 0.19367 | 0.1783 | 0.29142 | 0.3063 | 0.75856 | 0.062678 | 0.48448 | 0.063097 | 0.13112 | 0.59108 | 0.54393 | 0.63882
490 | 0.19156 | 0.39108 | 0.31661 | 0.077218 | 0.87562 | 0.058539 | 0.55241 | 0.076172 | 0.094572 | 0.60014 | 0.49009 | 0.57659
491 | 0.17808 | 0.60512 | 0.36231 | 0.017127 | 0.89719 | 0.12302 | 0.50802 | 0.092885 | 0.069766 | 0.63733 | 0.45182 | 0.52072
492 | 0.11661 | 0.71382 | 0.30982 | 0.011682 | 0.90603 | 0.11451 | 0.40028 | 0.11469 | 0.062476 | 0.68971 | 0.41503 | 0.48182
493 | 0.044734 | 0.78557 | 0.32838 | 0.1238 | 0.90747 | 0.075429 | 0.31328 | 0.13354 | 0.075629 | 0.7326 | 0.38292 | 0.45782
494 | 0.043153 | 0.65716 | 0.27287 | 0.55528 | 0.90651 | 0.076082 | 0.25276 | 0.14621 | 0.1134 | 0.76337 | 0.34933 | 0.444
495 | 0.074822 | 0.39796 | 0.20101 | 0.74489 | 0.90404 | 0.097254 | 0.22335 | 0.15664 | 0.2108 | 0.78433 | 0.33469 | 0.44465
496 | 0.18767 | 0.23987 | 0.18471 | 0.81255 | 0.90084 | 0.1159 | 0.20834 | 0.16875 | 0.41018 | 0.78838 | 0.34585 | 0.44667
497 | 0.26144 | 0.12283 | 0.12935 | 0.8732 | 0.90446 | 0.23157 | 0.20374 | 0.18742 | 0.63672 | 0.79109 | 0.40476 | 0.47244
498 | 0.26835 | 0.1023 | 0.070669 | 0.87745 | 0.90804 | 0.29007 | 0.18706 | 0.2108 | 0.76164 | 0.78254 | 0.49022 | 0.49273
499 | 0.41081 | 0.11563 | 0.043819 | 0.85236 | 0.90776 | 0.29871 | 0.17349 | 0.25014 | 0.81229 | 0.75655 | 0.58985 | 0.4985
500 | 0.50491 | 0.13065 | 0.062607 | 0.83792 | 0.90629 | 0.33482 | 0.16017 | 0.3114 | 0.82416 | 0.74365 | 0.67661 | 0.51599
501 | 0.53718 | 0.1275 | 0.131 | 0.80673 | 0.89728 | 0.30052 | 0.15547 | 0.37727 | 0.79369 | 0.72734 | 0.73766 | 0.52651
502 | 0.64842 | 0.15772 | 0.21927 | 0.59795 | 0.88307 | 0.39674 | 0.15386 | 0.4468 | 0.73352 | 0.69939 | 0.78054 | 0.52105
503 | 0.73739 | 0.16382 | 0.39463 | 0.24523 | 0.86253 | 0.57112 | 0.16173 | 0.49793 | 0.75269 | 0.6615 | 0.81487 | 0.5044
504 | 0.76863 | 0.15861 | 0.52672 | 0.2578 | 0.8713 | 0.56429 | 0.18601 | 0.53816 | 0.79045 | 0.61113 | 0.84544 | 0.50366
505 | 0.83158 | 0.13027 | 0.50009 | 0.67514 | 0.85257 | 0.59195 | 0.19513 | 0.57857 | 0.83345 | 0.56151 | 0.85813 | 0.51452
506 | 0.79089 | 0.13273 | 0.51495 | 0.77847 | 0.65864 | 0.62985 | 0.1965 | 0.60656 | 0.85524 | 0.49538 | 0.87537 | 0.53587
507 | 0.59641 | 0.14981 | 0.43763 | 0.82712 | 0.4269 | 0.69983 | 0.18347 | 0.6361 | 0.85894 | 0.41471 | 0.88851 | 0.55553
508 | 0.55879 | 0.1743 | 0.28954 | 0.81947 | 0.3233 | 0.74305 | 0.18103 | 0.66936 | 0.84098 | 0.36309 | 0.89269 | 0.58021
509 | 0.53593 | 0.19963 | 0.24285 | 0.74216 | 0.47695 | 0.73955 | 0.1825 | 0.69396 | 0.79827 | 0.31987 | 0.89114 | 0.60429
510 | 0.54782 | 0.17571 | 0.26239 | 0.63782 | 0.68726 | 0.72445 | 0.19839 | 0.7116 | 0.76803 | 0.28392 | 0.89229 | 0.62248
511 | 0.61111 | 0.1716 | 0.2473 | 0.37696 | 0.8092 | 0.66466 | 0.21082 | 0.7249 | 0.73962 | 0.2557 | 0.88894 | 0.6455
512 | 0.58194 | 0.16617 | 0.23091 | 0.11151 | 0.83432 | 0.72562 | 0.21529 | 0.72772 | 0.7033 | 0.23805 | 0.88184 | 0.66414
513 | 0.47004 | 0.18348 | 0.21043 | 0.03613 | 0.83349 | 0.78023 | 0.21447 | 0.73388 | 0.66816 | 0.22443 | 0.87133 | 0.64297
514 | 0.46391 | 0.2053 | 0.086667 | 0.031469 | 0.71904 | 0.80372 | 0.21611 | 0.74795 | 0.67179 | 0.21322 | 0.86145 | 0.61893
515 | 0.43167 | 0.28167 | 0.090508 | 0.043062 | 0.36912 | 0.82952 | 0.19764 | 0.76674 | 0.70432 | 0.20679 | 0.85519 | 0.57506
516 | 0.43785 | 0.33488 | 0.10985 | 0.083475 | 0.11809 | 0.80941 | 0.17949 | 0.78525 | 0.73867 | 0.19652 | 0.84954 | 0.56518
517 | 0.41766 | 0.33784 | 0.086082 | 0.13048 | 0.29836 | 0.71008 | 0.1512 | 0.79724 | 0.75866 | 0.19344 | 0.84431 | 0.59845
518 | 0.58535 | 0.26673 | 0.097685 | 0.10031 | 0.47998 | 0.73189 | 0.13345 | 0.7857 | 0.73462 | 0.18543 | 0.83194 | 0.65891
519 | 0.43203 | 0.3796 | 0.076997 | 0.063609 | 0.79688 | 0.79515 | 0.13532 | 0.77283 | 0.68246 | 0.17717 | 0.81172 | 0.74875
520 | 0.51816 | 0.57694 | 0.050044 | 0.15989 | 0.89482 | 0.76716 | 0.13618 | 0.75936 | 0.61821 | 0.16664 | 0.79426 | 0.78361
521 | 0.62518 | 0.70834 | 0.071358 | 0.33119 | 0.81614 | 0.77921 | 0.15162 | 0.75971 | 0.56711 | 0.15007 | 0.78149 | 0.77239
522 | 0.55299 | 0.63787 | 0.10352 | 0.46331 | 0.79122 | 0.7255 | 0.15265 | 0.76826 | 0.52658 | 0.13563 | 0.78391 | 0.70699
523 | 0.52656 | 0.67668 | 0.084759 | 0.70001 | 0.83853 | 0.66183 | 0.13294 | 0.78109 | 0.48776 | 0.12816 | 0.79235 | 0.61116
524 | 0.54742 | 0.63442 | 0.10725 | 0.88048 | 0.87105 | 0.68958 | 0.10148 | 0.79377 | 0.46375 | 0.12688 | 0.7984 | 0.5348
525 | 0.46618 | 0.50491 | 0.10858 | 0.868 | 0.74302 | 0.68116 | 0.066113 | 0.80501 | 0.43464 | 0.13689 | 0.80566 | 0.47292
526 | 0.2931 | 0.53864 | 0.089692 | 0.90798 | 0.50125 | 0.69878 | 0.046905 | 0.8043 | 0.4005 | 0.15336 | 0.80827 | 0.42914
527 | 0.17954 | 0.57873 | 0.13985 | 0.91898 | 0.75383 | 0.77557 | 0.035273 | 0.80342 | 0.37324 | 0.16742 | 0.80928 | 0.39365
528 | 0.13303 | 0.38785 | 0.22413 | 0.82015 | 0.75428 | 0.74332 | 0.029891 | 0.80043 | 0.3537 | 0.20396 | 0.81745 | 0.38487
529 | 0.14065 | 0.28216 | 0.29795 | 0.55719 | 0.74957 | 0.63099 | 0.029711 | 0.80262 | 0.34863 | 0.27852 | 0.81626 | 0.40805
530 | 0.20197 | 0.18325 | 0.31203 | 0.33214 | 0.54948 | 0.6244 | 0.032572 | 0.80227 | 0.36479 | 0.34812 | 0.82282 | 0.46381
531 | 0.19008 | 0.12192 | 0.23546 | 0.31484 | 0.37147 | 0.64263 | 0.035709 | 0.79557 | 0.38526 | 0.41006 | 0.81776 | 0.54304
532 | 0.1193 | 0.17248 | 0.094446 | 0.4267 | 0.18944 | 0.6471 | 0.038563 | 0.79275 | 0.40332 | 0.45283 | 0.80297 | 0.65714
533 | 0.14489 | 0.11561 | 0.042542 | 0.43476 | 0.25026 | 0.76901 | 0.042522 | 0.80711 | 0.42448 | 0.51403 | 0.77317 | 0.79027
534 | 0.1229 | 0.052092 | 0.062266 | 0.49697 | 0.46144 | 0.77376 | 0.04868 | 0.81666 | 0.46912 | 0.60163 | 0.73382 | 0.85542
535 | 0.05729 | 0.056003 | 0.14718 | 0.54762 | 0.38689 | 0.74577 | 0.05396 | 0.82508 | 0.48565 | 0.67425 | 0.69302 | 0.87831
536 | 0.047749 | 0.051617 | 0.26141 | 0.59813 | 0.39575 | 0.76985 | 0.05691 | 0.83772 | 0.484 | 0.73518 | 0.64538 | 0.8801
537 | 0.11669 | 0.0557 | 0.2232 | 0.58422 | 0.39636 | 0.74497 | 0.060201 | 0.845 | 0.46914 | 0.78119 | 0.59966 | 0.87642
538 | 0.12653 | 0.011152 | 0.23756 | 0.4606 | 0.44456 | 0.78226 | 0.055122 | 0.84996 | 0.43323 | 0.81443 | 0.59632 | 0.87752
539 | 0.16423 | 0 | 0.25125 | 0.27093 | 0.48981 | 0.84634 | 0.050421 | 0.85084 | 0.40514 | 0.83547 | 0.64182 | 0.88892
540 | 0.37628 | 0.047861 | 0.24998 | 0.26631 | 0.42748 | 0.82784 | 0.03933 | 0.85266 | 0.36474 | 0.84626 | 0.68194 | 0.8996
541 | 0.51172 | 0.047246 | 0.31284 | 0.35843 | 0.34285 | 0.7812 | 0.030548 | 0.86236 | 0.33821 | 0.85516 | 0.71603 | 0.90887
542 | 0.58434 | 0.11634 | 0.26795 | 0.36481 | 0.29891 | 0.75789 | 0.02639 | 0.86532 | 0.32661 | 0.8524 | 0.72026 | 0.90877
543 | 0.65677 | 0.27088 | 0.33677 | 0.33018 | 0.35482 | 0.61124 | 0.025218 | 0.87118 | 0.31855 | 0.84994 | 0.68872 | 0.89861
544 | 0.61993 | 0.44709 | 0.44938 | 0.30109 | 0.38215 | 0.45458 | 0.026573 | 0.87769 | 0.29536 | 0.84365 | 0.63354 | 0.88191
545 | 0.56359 | 0.63795 | 0.64319 | 0.32024 | 0.50783 | 0.30494 | 0.028616 | 0.88028 | 0.27656 | 0.82043 | 0.59806 | 0.85815
546 | 0.61719 | 0.80617 | 0.78286 | 0.36141 | 0.69295 | 0.19525 | 0.029021 | 0.8813 | 0.24971 | 0.7889 | 0.58958 | 0.84237
547 | 0.57847 | 0.8679 | 0.82589 | 0.40764 | 0.85452 | 0.13408 | 0.022623 | 0.87806 | 0.22753 | 0.76831 | 0.626 | 0.81037
548 | 0.51351 | 0.8886 | 0.82308 | 0.55112 | 0.86773 | 0.10474 | 0.019349 | 0.87211 | 0.21217 | 0.77203 | 0.67463 | 0.7938
549 | 0.59906 | 0.80748 | 0.75809 | 0.63572 | 0.81871 | 0.085365 | 0.016677 | 0.85207 | 0.19699 | 0.7794 | 0.71381 | 0.77728
550 | 0.68722 | 0.58773 | 0.86866 | 0.62493 | 0.85337 | 0.12185 | 0.014001 | 0.80522 | 0.18315 | 0.7846 | 0.73196 | 0.76324
551 | 0.78124 | 0.5206 | 0.86141 | 0.65444 | 0.88317 | 0.17778 | 0.013301 | 0.74268 | 0.16717 | 0.78247 | 0.72718 | 0.75446
552 | 0.82068 | 0.55111 | 0.8253 | 0.60669 | 0.89014 | 0.20807 | 0.016249 | 0.68881 | 0.15867 | 0.78141 | 0.71365 | 0.76021
553 | 0.74543 | 0.5411 | 0.79278 | 0.50591 | 0.89216 | 0.23289 | 0.023807 | 0.6545 | 0.15669 | 0.77769 | 0.66387 | 0.79167
554 | 0.72314 | 0.38216 | 0.52774 | 0.33644 | 0.88272 | 0.33842 | 0.031941 | 0.64394 | 0.15883 | 0.77635 | 0.6209 | 0.81463
555 | 0.70695 | 0.25511 | 0.63754 | 0.30244 | 0.84095 | 0.34439 | 0.034049 | 0.63769 | 0.15261 | 0.77386 | 0.57544 | 0.82488
556 | 0.53773 | 0.43466 | 0.70642 | 0.35766 | 0.8844 | 0.38175 | 0.03398 | 0.64796 | 0.14853 | 0.77467 | 0.53376 | 0.83694
557 | 0.46823 | 0.56609 | 0.68489 | 0.34427 | 0.88548 | 0.56075 | 0.031265 | 0.67377 | 0.13764 | 0.77759 | 0.51465 | 0.85475
558 | 0.55795 | 0.47238 | 0.60329 | 0.32544 | 0.84273 | 0.75141 | 0.028334 | 0.71748 | 0.11167 | 0.79536 | 0.50055 | 0.86
559 | 0.47509 | 0.3843 | 0.47595 | 0.17032 | 0.79529 | 0.67134 | 0.028977 | 0.74894 | 0.092003 | 0.81279 | 0.48602 | 0.86546
560 | 0.40284 | 0.30172 | 0.31637 | 0.068859 | 0.80259 | 0.64625 | 0.034445 | 0.76857 | 0.079516 | 0.82173 | 0.45454 | 0.86524
561 | 0.37945 | 0.28294 | 0.18945 | 0.039659 | 0.88567 | 0.61659 | 0.050616 | 0.77857 | 0.079342 | 0.82635 | 0.37718 | 0.8638
562 | 0.41932 | 0.24934 | 0.19744 | 0.1633 | 0.90527 | 0.53308 | 0.068632 | 0.78817 | 0.086347 | 0.82463 | 0.28051 | 0.85858
563 | 0.40252 | 0.2573 | 0.36116 | 0.35187 | 0.90988 | 0.62923 | 0.10395 | 0.79743 | 0.11024 | 0.79652 | 0.20953 | 0.85262
564 | 0.62194 | 0.24933 | 0.44203 | 0.35506 | 0.90607 | 0.76389 | 0.12189 | 0.80628 | 0.13958 | 0.76506 | 0.16084 | 0.84105
565 | 0.75834 | 0.17401 | 0.35961 | 0.3322 | 0.90769 | 0.67444 | 0.12947 | 0.80866 | 0.17434 | 0.72676 | 0.12298 | 0.79294
566 | 0.73502 | 0.15376 | 0.34744 | 0.38257 | 0.90623 | 0.66631 | 0.12711 | 0.80704 | 0.20212 | 0.71089 | 0.10589 | 0.70592
567 | 0.77402 | 0.18102 | 0.26589 | 0.53825 | 0.90603 | 0.65363 | 0.11408 | 0.80494 | 0.22201 | 0.69656 | 0.095273 | 0.59972
568 | 0.83667 | 0.29956 | 0.2352 | 0.6994 | 0.89857 | 0.56797 | 0.086672 | 0.8004 | 0.24628 | 0.70316 | 0.093252 | 0.48939
569 | 0.78959 | 0.50378 | 0.33605 | 0.67527 | 0.90306 | 0.62257 | 0.071222 | 0.81337 | 0.27223 | 0.72135 | 0.10279 | 0.43182
570 | 0.66074 | 0.64528 | 0.38938 | 0.60565 | 0.903 | 0.65566 | 0.06053 | 0.82164 | 0.28153 | 0.73349 | 0.11841 | 0.4168
571 | 0.4414 | 0.63018 | 0.31989 | 0.40381 | 0.9059 | 0.51997 | 0.047187 | 0.8386 | 0.29612 | 0.72228 | 0.12897 | 0.41619
572 | 0.51036 | 0.66255 | 0.23407 | 0.30809 | 0.91043 | 0.46894 | 0.032044 | 0.85163 | 0.29648 | 0.7326 | 0.13711 | 0.41675
573 | 0.74593 | 0.70927 | 0.17558 | 0.42708 | 0.89366 | 0.43629 | 0.019906 | 0.8619 | 0.2961 | 0.73325 | 0.14815 | 0.43152
574 | 0.82796 | 0.78105 | 0.30606 | 0.5158 | 0.88537 | 0.40333 | 0.011282 | 0.87329 | 0.29215 | 0.72861 | 0.16189 | 0.46451
575 | 0.66025 | 0.86301 | 0.39534 | 0.48817 | 0.88469 | 0.55032 | 0.0073366 | 0.88153 | 0.28892 | 0.70925 | 0.18011 | 0.4969
576 | 0.33338 | 0.88493 | 0.24672 | 0.69554 | 0.64598 | 0.61438 | 0.0075573 | 0.88741 | 0.28597 | 0.70016 | 0.20174 | 0.5213
577 | 0.20989 | 0.85447 | 0.11957 | 0.79766 | 0.24695 | 0.52499 | 0.01219 | 0.8904 | 0.2794 | 0.69978 | 0.23218 | 0.54315
578 | 0.15927 | 0.86244 | 0.22756 | 0.79317 | 0.36932 | 0.57135 | 0.019288 | 0.89585 | 0.26022 | 0.70365 | 0.27378 | 0.54292
579 | 0.14546 | 0.86588 | 0.5182 | 0.59424 | 0.63831 | 0.60064 | 0.036826 | 0.89963 | 0.22852 | 0.71565 | 0.31345 | 0.52482
580 | 0.11244 | 0.84611 | 0.77589 | 0.66678 | 0.7893 | 0.6085 | 0.056836 | 0.8996 | 0.19922 | 0.72142 | 0.35786 | 0.50506
581 | 0.22956 | 0.82191 | 0.77284 | 0.57857 | 0.84432 | 0.72028 | 0.087655 | 0.89712 | 0.16262 | 0.72116 | 0.40818 | 0.48377
582 | 0.24835 | 0.70482 | 0.70752 | 0.43344 | 0.89649 | 0.78136 | 0.12903 | 0.89984 | 0.1344 | 0.71881 | 0.45163 | 0.46124
583 | 0.12547 | 0.54162 | 0.57898 | 0.33746 | 0.91559 | 0.70822 | 0.18398 | 0.90289 | 0.12336 | 0.71309 | 0.50523 | 0.43444
584 | 0.084674 | 0.48111 | 0.52204 | 0.35726 | 0.918 | 0.69167 | 0.23491 | 0.90294 | 0.13917 | 0.71937 | 0.55255 | 0.4197
585 | 0.037337 | 0.35278 | 0.42399 | 0.23286 | 0.91999 | 0.6339 | 0.27498 | 0.90116 | 0.18009 | 0.7271 | 0.61368 | 0.40897
586 | 0.011369 | 0.16986 | 0.35179 | 0.064327 | 0.919 | 0.5177 | 0.30201 | 0.89669 | 0.2469 | 0.74033 | 0.65237 | 0.3851
587 | 0.023758 | 0.11593 | 0.28535 | 0.11741 | 0.91746 | 0.55847 | 0.30615 | 0.8865 | 0.32253 | 0.74578 | 0.65849 | 0.35982
588 | 0.08682 | 0.1525 | 0.24047 | 0.40871 | 0.91384 | 0.71034 | 0.29728 | 0.87866 | 0.40517 | 0.75426 | 0.6418 | 0.32775
589 | 0.1053 | 0.1565 | 0.13837 | 0.38507 | 0.91229 | 0.6979 | 0.28307 | 0.87329 | 0.47183 | 0.76415 | 0.60494 | 0.29547
590 | 0.22159 | 0.18082 | 0.049307 | 0.37475 | 0.91098 | 0.70522 | 0.26962 | 0.88004 | 0.50846 | 0.77427 | 0.55091 | 0.27691
591 | 0.27476 | 0.23552 | 0.019214 | 0.32122 | 0.91928 | 0.64821 | 0.2608 | 0.8855 | 0.5592 | 0.77955 | 0.5065 | 0.26268
592 | 0.16852 | 0.28757 | 0 | 0.26852 | 0.92021 | 0.56408 | 0.24989 | 0.8897 | 0.6278 | 0.79074 | 0.47193 | 0.2534
593 | 0.14969 | 0.33166 | 0.011157 | 0.39248 | 0.92048 | 0.48333 | 0.25327 | 0.89183 | 0.69658 | 0.81562 | 0.44505 | 0.25616
594 | 0.2388 | 0.45895 | 0.084149 | 0.52291 | 0.91492 | 0.56097 | 0.25581 | 0.88687 | 0.72917 | 0.83133 | 0.4116 | 0.25768
595 | 0.22324 | 0.26477 | 0.094713 | 0.52314 | 0.91381 | 0.48052 | 0.26027 | 0.86161 | 0.75265 | 0.8332 | 0.37327 | 0.24689
596 | 0.30909 | 0.068979 | 0.051542 | 0.57874 | 0.91792 | 0.60681 | 0.27304 | 0.75926 | 0.76786 | 0.83488 | 0.33858 | 0.22463
597 | 0.42557 | 0.18212 | 0.050634 | 0.62667 | 0.91905 | 0.61478 | 0.29574 | 0.6427 | 0.77941 | 0.8436 | 0.29687 | 0.19981
598 | 0.51547 | 0.3826 | 0.03411 | 0.69751 | 0.91741 | 0.456 | 0.33144 | 0.56152 | 0.78627 | 0.86003 | 0.26043 | 0.18526
599 | 0.63137 | 0.58089 | 0 | 0.78894 | 0.91905 | 0.48036 | 0.39231 | 0.57013 | 0.79164 | 0.86898 | 0.23987 | 0.16655
600 | 0.63758 | 0.67985 | 0.040632 | 0.83425 | 0.9227 | 0.59856 | 0.47047 | 0.63839 | 0.80685 | 0.89031 | 0.22508 | 0.15465
601 | 0.47641 | 0.74162 | 0.076051 | 0.82802 | 0.92208 | 0.55239 | 0.54149 | 0.69756 | 0.81632 | 0.90309 | 0.21293 | 0.1521
602 | 0.3813 | 0.69134 | 0.092547 | 0.80284 | 0.91839 | 0.51153 | 0.62782 | 0.69207 | 0.81522 | 0.90906 | 0.2003 | 0.14579
603 | 0.32249 | 0.52673 | 0.096713 | 0.73118 | 0.86916 | 0.46879 | 0.7279 | 0.64035 | 0.80671 | 0.91014 | 0.18988 | 0.14905
604 | 0.27129 | 0.34273 | 0.075876 | 0.72501 | 0.87712 | 0.40454 | 0.83101 | 0.57748 | 0.77912 | 0.90992 | 0.19001 | 0.16038
605 | 0.24241 | 0.19895 | 0.10617 | 0.69225 | 0.83238 | 0.37168 | 0.89244 | 0.5115 | 0.74891 | 0.90994 | 0.19989 | 0.16097
606 | 0.16665 | 0.092431 | 0.1972 | 0.73806 | 0.65713 | 0.5021 | 0.9081 | 0.44913 | 0.71019 | 0.9158 | 0.23176 | 0.16676
607 | 0.19546 | 0.030021 | 0.26592 | 0.6918 | 0.72943 | 0.55018 | 0.91769 | 0.39704 | 0.66778 | 0.91346 | 0.2728 | 0.17397
608 | 0.27987 | 0.023249 | 0.28136 | 0.72623 | 0.73231 | 0.62084 | 0.91931 | 0.37281 | 0.61579 | 0.91034 | 0.34441 | 0.18007
609 | 0.37941 | 0.070223 | 0.21409 | 0.73586 | 0.8498 | 0.71274 | 0.91745 | 0.3766 | 0.55699 | 0.9064 | 0.43467 | 0.18079
610 | 0.54651 | 0.20434 | 0.09746 | 0.77078 | 0.90699 | 0.70066 | 0.91536 | 0.39543 | 0.50144 | 0.8955 | 0.54229 | 0.1841
611 | 0.62116 | 0.26047 | 0.053585 | 0.75076 | 0.9055 | 0.68006 | 0.91337 | 0.4239 | 0.45318 | 0.87163 | 0.63949 | 0.16973
612 | 0.52047 | 0.22191 | 0.11791 | 0.7168 | 0.90719 | 0.71047 | 0.90855 | 0.45512 | 0.40562 | 0.82002 | 0.70586 | 0.14691
613 | 0.36343 | 0.21614 | 0.17217 | 0.61536 | 0.9011 | 0.60096 | 0.90497 | 0.48718 | 0.37202 | 0.72023 | 0.75089 | 0.12177
614 | 0.14915 | 0.20106 | 0.1369 | 0.47693 | 0.897 | 0.50456 | 0.90805 | 0.54246 | 0.33514 | 0.59366 | 0.77658 | 0.094622
615 | 0.09938 | 0.15695 | 0.07276 | 0.33617 | 0.88023 | 0.40363 | 0.91546 | 0.6035 | 0.31263 | 0.46243 | 0.80164 | 0.07869
616 | 0.16458 | 0.18806 | 0.046206 | 0.34976 | 0.88897 | 0.25654 | 0.91424 | 0.64478 | 0.29426 | 0.3617 | 0.83129 | 0.076366
617 | 0.13026 | 0.28206 | 0.059068 | 0.32472 | 0.87048 | 0.26502 | 0.9087 | 0.66709 | 0.28652 | 0.26251 | 0.85393 | 0.085282
618 | 0.15232 | 0.32253 | 0.14695 | 0.21416 | 0.76048 | 0.3302 | 0.89747 | 0.68818 | 0.27609 | 0.1918 | 0.87018 | 0.099052
619 | 0.49379 | 0.28329 | 0.1095 | 0.13851 | 0.79592 | 0.24143 | 0.88713 | 0.69113 | 0.25802 | 0.14934 | 0.88439 | 0.11525
620 | 0.76329 | 0.33936 | 0.075905 | 0.086943 | 0.88867 | 0.19325 | 0.88373 | 0.69012 | 0.24474 | 0.1162 | 0.89192 | 0.12658
621 | 0.80388 | 0.38401 | 0.034151 | 0.031375 | 0.92191 | 0.16867 | 0.87927 | 0.69844 | 0.23214 | 0.093347 | 0.8989 | 0.1268
622 | 0.72082 | 0.48439 | 0.02038 | 0.023229 | 0.92407 | 0.10628 | 0.87334 | 0.72626 | 0.21641 | 0.071776 | 0.90522 | 0.11988
623 | 0.27975 | 0.61326 | 0.044258 | 0.047005 | 0.92069 | 0.12645 | 0.86054 | 0.76919 | 0.22085 | 0.04424 | 0.90793 | 0.10034
624 | 0.24651 | 0.69333 | 0.093122 | 0.062746 | 0.91689 | 0.096568 | 0.8322 | 0.80606 | 0.22877 | 0.02773 | 0.90862 | 0.088358
625 | 0.55975 | 0.68665 | 0.083296 | 0.05206 | 0.91546 | 0.052409 | 0.77342 | 0.84318 | 0.24397 | 0.020397 | 0.90827 | 0.094095
626 | 0.71856 | 0.70451 | 0.079776 | 0.15055 | 0.91423 | 0.041122 | 0.69507 | 0.85975 | 0.25276 | 0.025171 | 0.89683 | 0.089724
627 | 0.80343 | 0.73208 | 0.056027 | 0.19645 | 0.91654 | 0.081287 | 0.60969 | 0.8727 | 0.2608 | 0.046661 | 0.8798 | 0.092008
628 | 0.76634 | 0.75098 | 0.064457 | 0.23973 | 0.91678 | 0.12333 | 0.55006 | 0.87982 | 0.27093 | 0.065917 | 0.88029 | 0.098181
629 | 0.64293 | 0.81581 | 0.12346 | 0.3232 | 0.91225 | 0.34842 | 0.52846 | 0.88249 | 0.29921 | 0.091524 | 0.90984 | 0.10352
630 | 0.70638 | 0.82909 | 0.19242 | 0.47662 | 0.90636 | 0.6264 | 0.53805 | 0.88703 | 0.32178 | 0.098983 | 0.91865 | 0.10324
631 | 0.75789 | 0.75761 | 0.25427 | 0.52116 | 0.89706 | 0.6742 | 0.56161 | 0.88883 | 0.33677 | 0.10372 | 0.91953 | 0.11789
632 | 0.71343 | 0.68654 | 0.30886 | 0.57751 | 0.8863 | 0.58735 | 0.58762 | 0.89617 | 0.3383 | 0.12293 | 0.91866 | 0.13256
633 | 0.61093 | 0.62517 | 0.37946 | 0.56404 | 0.85698 | 0.29729 | 0.60893 | 0.89985 | 0.31368 | 0.14296 | 0.91529 | 0.1455
634 | 0.46957 | 0.65983 | 0.51377 | 0.51113 | 0.88193 | 0.093178 | 0.62335 | 0.89839 | 0.25742 | 0.1922 | 0.91182 | 0.14545
635 | 0.20182 | 0.72921 | 0.5974 | 0.46096 | 0.85092 | 0.064211 | 0.62684 | 0.8882 | 0.20575 | 0.23344 | 0.90327 | 0.13031
636 | 0.079085 | 0.70816 | 0.75208 | 0.54934 | 0.71261 | 0.12294 | 0.59703 | 0.84696 | 0.15505 | 0.25241 | 0.89891 | 0.11115
637 | 0.051641 | 0.55529 | 0.66228 | 0.58744 | 0.56681 | 0.33745 | 0.54836 | 0.79482 | 0.12846 | 0.27447 | 0.8928 | 0.086123
638 | 0.023518 | 0.49244 | 0.60497 | 0.6217 | 0.43388 | 0.48908 | 0.52389 | 0.72297 | 0.13693 | 0.28946 | 0.88201 | 0.06685
639 | 0.014872 | 0.451 | 0.61302 | 0.53264 | 0.3292 | 0.39671 | 0.50225 | 0.67162 | 0.16057 | 0.31368 | 0.86632 | 0.058487
640 | 0 | 0.3825 | 0.65579 | 0.45693 | 0.28985 | 0.21561 | 0.49511 | 0.60412 | 0.19447 | 0.3442 | 0.845 | 0.050001
641 | 0.017627 | 0.36548 | 0.76514 | 0.45757 | 0.25358 | 0.23712 | 0.498 | 0.51879 | 0.21781 | 0.37371 | 0.82922 | 0.051901
642 | 0.061834 | 0.30025 | 0.84485 | 0.62739 | 0.18092 | 0.25156 | 0.49206 | 0.4449 | 0.25605 | 0.38926 | 0.80955 | 0.06234
643 | 0.067198 | 0.16747 | 0.77976 | 0.64618 | 0.15186 | 0.14467 | 0.49041 | 0.37849 | 0.30357 | 0.40121 | 0.80265 | 0.069454
644 | 0.067372 | 0.063088 | 0.72829 | 0.64919 | 0.18809 | 0.14996 | 0.4884 | 0.35149 | 0.38162 | 0.39973 | 0.79237 | 0.077238
645 | 0.071582 | 0.031944 | 0.68927 | 0.55602 | 0.35336 | 0.39964 | 0.47577 | 0.34612 | 0.46627 | 0.40346 | 0.77534 | 0.082345
646 | 0.037168 | 0.054494 | 0.7399 | 0.48669 | 0.22031 | 0.57619 | 0.44989 | 0.37547 | 0.54372 | 0.3867 | 0.73365 | 0.082845
647 | 0.016177 | 0.058014 | 0.7955 | 0.50305 | 0.14399 | 0.69084 | 0.414 | 0.42052 | 0.6048 | 0.35288 | 0.67093 | 0.083438
648 | 0.02111 | 0.089855 | 0.77131 | 0.69456 | 0.19491 | 0.81649 | 0.36349 | 0.48185 | 0.64531 | 0.31464 | 0.60486 | 0.082736
649 | 0.042968 | 0.12298 | 0.5681 | 0.65722 | 0.2272 | 0.74378 | 0.31203 | 0.55669 | 0.68092 | 0.26935 | 0.51917 | 0.093655
650 | 0.038943 | 0.10224 | 0.47058 | 0.61095 | 0.41 | 0.49468 | 0.26548 | 0.64498 | 0.69468 | 0.21926 | 0.44094 | 0.10031
651 | 0.016748 | 0.12017 | 0.35281 | 0.4403 | 0.77161 | 0.55935 | 0.22924 | 0.72058 | 0.7072 | 0.18189 | 0.37726 | 0.11062
652 | 0 | 0.053989 | 0.22587 | 0.18486 | 0.89486 | 0.64731 | 0.2138 | 0.75598 | 0.70076 | 0.15337 | 0.33 | 0.1296
653 | 0.015494 | 0.015662 | 0.19402 | 0.10119 | 0.9032 | 0.65545 | 0.19696 | 0.75556 | 0.68122 | 0.1373 | 0.27927 | 0.16522
654 | 0.052347 | 0.077839 | 0.17583 | 0.10573 | 0.86231 | 0.64184 | 0.18124 | 0.75277 | 0.6782 | 0.1247 | 0.26072 | 0.20732
655 | 0.067504 | 0.19243 | 0.14038 | 0.084826 | 0.70907 | 0.60662 | 0.16899 | 0.74485 | 0.67379 | 0.12367 | 0.24188 | 0.24841
656 | 0.17443 | 0.21199 | 0.12928 | 0.15737 | 0.61451 | 0.61637 | 0.16364 | 0.74489 | 0.66305 | 0.13787 | 0.22276 | 0.27946
657 | 0.27029 | 0.11854 | 0.093106 | 0.19177 | 0.56012 | 0.69466 | 0.16097 | 0.74554 | 0.63917 | 0.14582 | 0.19821 | 0.30819
658 | 0.31588 | 0.038867 | 0.13435 | 0.15965 | 0.62218 | 0.72539 | 0.15584 | 0.7518 | 0.63478 | 0.15438 | 0.17446 | 0.31642
659 | 0.46709 | 0.010837 | 0.27139 | 0.24262 | 0.67532 | 0.63548 | 0.15686 | 0.77331 | 0.65823 | 0.15084 | 0.14925 | 0.29326
660 | 0.49787 | 0.021754 | 0.19516 | 0.43271 | 0.54286 | 0.6029 | 0.15489 | 0.79007 | 0.68896 | 0.13999 | 0.12675 | 0.2517
661 | 0.41561 | 0.03365 | 0.15308 | 0.36813 | 0.36808 | 0.51166 | 0.15836 | 0.81955 | 0.73103 | 0.13486 | 0.10598 | 0.20431
662 | 0.49081 | 0.047761 | 0.12351 | 0.37325 | 0.19648 | 0.43545 | 0.16223 | 0.84512 | 0.75885 | 0.14741 | 0.088854 | 0.16986
663 | 0.43921 | 0.046809 | 0.11484 | 0.44421 | 0.090344 | 0.38961 | 0.17794 | 0.85563 | 0.77845 | 0.17019 | 0.080735 | 0.14225
664 | 0.3647 | 0.059597 | 0.21184 | 0.43576 | 0.20609 | 0.32623 | 0.19556 | 0.85956 | 0.78335 | 0.22033 | 0.087159 | 0.13281
665 | 0.41218 | 0.10814 | 0.31088 | 0.42623 | 0.32343 | 0.29348 | 0.21402 | 0.86593 | 0.78291 | 0.31249 | 0.099931 | 0.14561
666 | 0.33953 | 0.14987 | 0.21306 | 0.28439 | 0.36672 | 0.31062 | 0.21846 | 0.86841 | 0.75065 | 0.36974 | 0.1171 | 0.17146
667 | 0.20559 | 0.11519 | 0.21333 | 0.19905 | 0.51783 | 0.30898 | 0.2233 | 0.86871 | 0.70047 | 0.34775 | 0.13002 | 0.20254
668 | 0.20487 | 0.097552 | 0.28528 | 0.25014 | 0.46951 | 0.30149 | 0.22501 | 0.86714 | 0.64263 | 0.28514 | 0.13182 | 0.21505
669 | 0.17442 | 0.10217 | 0.27784 | 0.27287 | 0.36288 | 0.39314 | 0.2224 | 0.86655 | 0.58903 | 0.27994 | 0.13382 | 0.2131
670 | 0.22927 | 0.10054 | 0.39453 | 0.25458 | 0.26327 | 0.56357 | 0.21925 | 0.86859 | 0.54905 | 0.4101 | 0.12773 | 0.20235
671 | 0.28677 | 0.10394 | 0.41793 | 0.19101 | 0.18029 | 0.62486 | 0.23244 | 0.87489 | 0.50832 | 0.53078 | 0.11789 | 0.19287
672 | 0.17305 | 0.079218 | 0.31878 | 0.15484 | 0.089473 | 0.46232 | 0.24421 | 0.88283 | 0.46583 | 0.59807 | 0.11259 | 0.19052
673 | 0.060651 | 0.11625 | 0.26094 | 0.079939 | 0.059706 | 0.26518 | 0.26755 | 0.88498 | 0.42707 | 0.65368 | 0.1183 | 0.19067
674 | 0.046464 | 0.052274 | 0.29227 | 0.023938 | 0.037581 | 0.17468 | 0.28633 | 0.89221 | 0.39259 | 0.67841 | 0.13212 | 0.19475
675 | 0.024246 | 0.04962 | 0.48417 | 0.011562 | 0.025314 | 0.21211 | 0.30069 | 0.89637 | 0.36962 | 0.68587 | 0.15006 | 0.22016
676 | 0.037326 | 0.02854 | 0.62933 | 0.01194 | 0 | 0.35416 | 0.32424 | 0.89499 | 0.36823 | 0.6907 | 0.16999 | 0.24784
677 | 0.19861 | 0 | 0.66743 | 0.052918 | 0.035952 | 0.30237 | 0.36137 | 0.89249 | 0.40967 | 0.69525 | 0.18203 | 0.2822
678 | 0.33683 | 0 | 0.69065 | 0.13615 | 0.099499 | 0.281 | 0.42754 | 0.89306 | 0.47828 | 0.69585 | 0.18389 | 0.3066
679 | 0.51246 | 0 | 0.53231 | 0.24175 | 0.089747 | 0.37834 | 0.54211 | 0.89405 | 0.56926 | 0.68037 | 0.18188 | 0.31944
680 | 0.683 | 0 | 0.42511 | 0.34038 | 0.10721 | 0.45438 | 0.64871 | 0.89379 | 0.6175 | 0.62744 | 0.18646 | 0.33098
681 | 0.81756 | 0.013906 | 0.52204 | 0.16719 | 0.086965 | 0.40273 | 0.72466 | 0.89365 | 0.64814 | 0.52477 | 0.19635 | 0.34733
682 | 0.86498 | 0.011094 | 0.61849 | 0.11568 | 0.093374 | 0.41901 | 0.78108 | 0.89283 | 0.67303 | 0.42055 | 0.21242 | 0.34803
683 | 0.86342 | 0.027045 | 0.63114 | 0.1333 | 0.22389 | 0.36108 | 0.81725 | 0.89956 | 0.69269 | 0.34139 | 0.22745 | 0.33076
684 | 0.85014 | 0.036066 | 0.50485 | 0.2768 | 0.21728 | 0.28002 | 0.8368 | 0.90233 | 0.72065 | 0.26778 | 0.24229 | 0.30521
685 | 0.75458 | 0.027792 | 0.31541 | 0.4417 | 0.16224 | 0.25436 | 0.86082 | 0.90323 | 0.74103 | 0.23301 | 0.2579 | 0.28488
686 | 0.69951 | 0.034393 | 0.22824 | 0.42189 | 0.16869 | 0.08174 | 0.86762 | 0.9026 | 0.75428 | 0.22475 | 0.26946 | 0.27153
687 | 0.68902 | 0.023696 | 0.1905 | 0.34062 | 0.14767 | 0.066177 | 0.87407 | 0.89885 | 0.76968 | 0.21839 | 0.27133 | 0.26787
688 | 0.62182 | 0.026727 | 0.21272 | 0.27087 | 0.23902 | 0.16242 | 0.87622 | 0.8936 | 0.77224 | 0.20592 | 0.28282 | 0.28158
689 | 0.66722 | 0.055283 | 0.30289 | 0.15354 | 0.38347 | 0.27899 | 0.89141 | 0.89272 | 0.77601 | 0.18541 | 0.28707 | 0.33354
690 | 0.6584 | 0.069324 | 0.53794 | 0.043684 | 0.31628 | 0.47592 | 0.90177 | 0.8912 | 0.77173 | 0.15562 | 0.28963 | 0.38383
691 | 0.57019 | 0.073126 | 0.61992 | 0.014287 | 0.34401 | 0.63269 | 0.90627 | 0.8883 | 0.7606 | 0.11863 | 0.28518 | 0.43275
692 | 0.43511 | 0.084975 | 0.58298 | 0.025892 | 0.4617 | 0.70555 | 0.90775 | 0.88741 | 0.74682 | 0.10658 | 0.28867 | 0.47249
693 | 0.32934 | 0.085591 | 0.59567 | 0.024562 | 0.44855 | 0.64696 | 0.9069 | 0.88738 | 0.71446 | 0.098749 | 0.27907 | 0.4968
694 | 0.33042 | 0.21338 | 0.61112 | 0 | 0.60075 | 0.53697 | 0.90478 | 0.88249 | 0.66838 | 0.093889 | 0.28168 | 0.49701
695 | 0.41039 | 0.38007 | 0.59178 | 0.023252 | 0.73545 | 0.2892 | 0.90198 | 0.88097 | 0.5884 | 0.082953 | 0.27369 | 0.47957
696 | 0.25444 | 0.36256 | 0.59384 | 0.15164 | 0.79749 | 0.15258 | 0.9019 | 0.87063 | 0.50057 | 0.075603 | 0.25951 | 0.46235
697 | 0.29201 | 0.27439 | 0.40324 | 0.26585 | 0.81952 | 0.12375 | 0.89971 | 0.86542 | 0.402 | 0.072283 | 0.253 | 0.45585
698 | 0.32292 | 0.2186 | 0.23865 | 0.32468 | 0.79226 | 0.10447 | 0.89815 | 0.86045 | 0.26461 | 0.056869 | 0.2488 | 0.43406
699 | 0.27222 | 0.15314 | 0.31211 | 0.30057 | 0.69066 | 0.051729 | 0.89708 | 0.85191 | 0.15304 | 0.046682 | 0.23491 | 0.4085
700 | 0.3916 | 0.18495 | 0.52162 | 0.28623 | 0.58098 | 0.014672 | 0.89353 | 0.82708 | 0.10913 | 0.030977 | 0.20704 | 0.39787
701 | 0.46698 | 0.24198 | 0.5624 | 0.4808 | 0.5421 | 0.074173 | 0.89491 | 0.81045 | 0.095838 | 0.021409 | 0.18394 | 0.38626
702 | 0.32272 | 0.22727 | 0.54401 | 0.70915 | 0.32979 | 0.15796 | 0.89323 | 0.78957 | 0.11006 | 0.017749 | 0.15533 | 0.38068
703 | 0.28825 | 0.16585 | 0.56017 | 0.70778 | 0.14643 | 0.48678 | 0.89094 | 0.76898 | 0.13249 | 0.018841 | 0.12638 | 0.37086
704 | 0.27256 | 0.16326 | 0.52573 | 0.69523 | 0.053983 | 0.5413 | 0.88508 | 0.74165 | 0.1474 | 0.020137 | 0.11847 | 0.35808
705 | 0.16679 | 0.17473 | 0.4741 | 0.61337 | 0.044987 | 0.57152 | 0.87862 | 0.70894 | 0.14275 | 0.019533 | 0.12633 | 0.33941
706 | 0.13507 | 0.17514 | 0.48838 | 0.46483 | 0.10368 | 0.41542 | 0.87477 | 0.68664 | 0.12081 | 0.020623 | 0.15679 | 0.31241
707 | 0.10421 | 0.2551 | 0.37188 | 0.24062 | 0.20463 | 0.26696 | 0.87356 | 0.67502 | 0.10001 | 0.029676 | 0.20222 | 0.26453
708 | 0.083998 | 0.29507 | 0.23227 | 0.19013 | 0.26006 | 0.17562 | 0.87045 | 0.66645 | 0.098962 | 0.040976 | 0.27623 | 0.21531
709 | 0.31999 | 0.23707 | 0.18663 | 0.41487 | 0.34807 | 0.12619 | 0.87018 | 0.64741 | 0.10416 | 0.058758 | 0.35296 | 0.16853
710 | 0.52057 | 0.32439 | 0.1349 | 0.54205 | 0.43149 | 0.057328 | 0.86623 | 0.64959 | 0.13971 | 0.086686 | 0.41398 | 0.12001
711 | 0.60849 | 0.39994 | 0.13403 | 0.5049 | 0.39477 | 0.11852 | 0.85797 | 0.6674 | 0.18254 | 0.12346 | 0.48346 | 0.082195
712 | 0.61765 | 0.49525 | 0.10333 | 0.32494 | 0.44097 | 0.17257 | 0.85506 | 0.70142 | 0.24271 | 0.16526 | 0.57011 | 0.062032
713 | 0.64797 | 0.61301 | 0.1738 | 0.24485 | 0.54889 | 0.19882 | 0.86323 | 0.74321 | 0.29811 | 0.20987 | 0.68017 | 0.046086
714 | 0.64586 | 0.64442 | 0.4185 | 0.35221 | 0.52157 | 0.23822 | 0.87034 | 0.79525 | 0.35021 | 0.24053 | 0.74291 | 0.036881
715 | 0.67969 | 0.61709 | 0.47757 | 0.54057 | 0.51091 | 0.22666 | 0.87052 | 0.8219 | 0.42792 | 0.26171 | 0.77702 | 0.028401
716 | 0.64157 | 0.47587 | 0.42428 | 0.63597 | 0.4954 | 0.14749 | 0.86472 | 0.83559 | 0.51237 | 0.28583 | 0.79856 | 0.024629
717 | 0.68819 | 0.42543 | 0.35421 | 0.66354 | 0.42031 | 0.16389 | 0.85279 | 0.84459 | 0.59283 | 0.31314 | 0.81293 | 0.023124
718 | 0.8269 | 0.55318 | 0.15811 | 0.62426 | 0.43215 | 0.28127 | 0.84262 | 0.85404 | 0.65382 | 0.33917 | 0.82904 | 0.020653
719 | 0.85085 | 0.60161 | 0.026298 | 0.41923 | 0.40968 | 0.51892 | 0.82448 | 0.86801 | 0.67691 | 0.35998 | 0.84338 | 0.01731
720 | 0.83062 | 0.51468 | 0.032624 | 0.29804 | 0.26982 | 0.66647 | 0.79867 | 0.8784 | 0.6798 | 0.40496 | 0.85253 | 0.016378
721 | 0.72684 | 0.68786 | 0.10488 | 0.39625 | 0.2543 | 0.73714 | 0.75013 | 0.88557 | 0.67717 | 0.45895 | 0.84177 | 0.013929
722 | 0.40844 | 0.66241 | 0.13541 | 0.46434 | 0.22824 | 0.74373 | 0.70025 | 0.896 | 0.65935 | 0.51283 | 0.82168 | 0.010089
723 | 0.19603 | 0.50212 | 0.11062 | 0.38734 | 0.17781 | 0.57595 | 0.64904 | 0.90401 | 0.61528 | 0.56953 | 0.79258 | 0.010458
724 | 0.062702 | 0.48049 | 0.11069 | 0.30279 | 0.1656 | 0.43541 | 0.59879 | 0.90322 | 0.57343 | 0.61305 | 0.79758 | 0.011777
725 | 0.12042 | 0.39567 | 0.15296 | 0.13861 | 0.14292 | 0.369 | 0.57023 | 0.90413 | 0.53153 | 0.6576 | 0.81301 | 0.014525
726 | 0.29639 | 0.34017 | 0.18113 | 0.058424 | 0.082216 | 0.24408 | 0.54702 | 0.90405 | 0.47537 | 0.6862 | 0.84223 | 0.023416
727 | 0.22995 | 0.40662 | 0.19501 | 0.046694 | 0.06986 | 0.11094 | 0.51902 | 0.90256 | 0.41476 | 0.70033 | 0.87128 | 0.037602
728 | 0.1698 | 0.43389 | 0.16209 | 0.080603 | 0.052655 | 0.073557 | 0.47978 | 0.90297 | 0.35087 | 0.72441 | 0.87985 | 0.049352
729 | 0.49488 | 0.45805 | 0.15038 | 0.075648 | 0.043874 | 0.061024 | 0.42265 | 0.90548 | 0.29231 | 0.74345 | 0.87588 | 0.066636
730 | 0.5987 | 0.51188 | 0.1321 | 0.061174 | 0.023267 | 0.21925 | 0.35594 | 0.90607 | 0.27031 | 0.76338 | 0.87354 | 0.069349
731 | 0.50401 | 0.48156 | 0.12501 | 0.21845 | 0 | 0.48906 | 0.28776 | 0.90374 | 0.2798 | 0.78942 | 0.87533 | 0.066062
732 | 0.51762 | 0.50744 | 0.20707 | 0.71677 | 0 | 0.5796 | 0.23388 | 0.90069 | 0.3035 | 0.82724 | 0.88477 | 0.050689
733 | 0.54623 | 0.60156 | 0.21651 | 0.88823 | 0 | 0.49538 | 0.20193 | 0.89532 | 0.31739 | 0.86744 | 0.89197 | 0.035351
734 | 0.46395 | 0.54475 | 0.2596 | 0.89764 | 0 | 0.52402 | 0.1666 | 0.86466 | 0.31974 | 0.88626 | 0.89442 | 0.026824
735 | 0.50318 | 0.6305 | 0.28137 | 0.88984 | 0 | 0.67333 | 0.13973 | 0.79932 | 0.28323 | 0.89367 | 0.89163 | 0.012943
736 | 0.53954 | 0.81332 | 0.13885 | 0.85743 | 0.028343 | 0.58983 | 0.11963 | 0.71606 | 0.24418 | 0.89766 | 0.8785 | 0.0075963
737 | 0.4226 | 0.8386 | 0.13691 | 0.55953 | 0.08151 | 0.28334 | 0.11439 | 0.65698 | 0.21351 | 0.9062 | 0.86811 | 0.0067823
738 | 0.29657 | 0.82436 | 0.10768 | 0.37151 | 0.099267 | 0.12301 | 0.10686 | 0.62159 | 0.1942 | 0.90686 | 0.84981 | 0.0071199
739 | 0.21019 | 0.75096 | 0.13316 | 0.61531 | 0.067995 | 0.36764 | 0.093562 | 0.577 | 0.19452 | 0.90835 | 0.83507 | 0.010794
740 | 0.18599 | 0.58509 | 0.2875 | 0.59269 | 0.097838 | 0.42959 | 0.075263 | 0.52939 | 0.21084 | 0.90751 | 0.82355 | 0.011496
741 | 0.37055 | 0.55962 | 0.40812 | 0.48188 | 0.10863 | 0.33756 | 0.060595 | 0.48266 | 0.22856 | 0.90523 | 0.8209 | 0.016635
742 | 0.52682 | 0.68881 | 0.43811 | 0.45601 | 0.1552 | 0.21683 | 0.046702 | 0.43717 | 0.22529 | 0.90275 | 0.81996 | 0.022714
743 | 0.59807 | 0.74734 | 0.57136 | 0.32838 | 0.29237 | 0.2641 | 0.039372 | 0.384 | 0.19891 | 0.8959 | 0.82009 | 0.029164
744 | 0.66768 | 0.70637 | 0.68522 | 0.65843 | 0.38299 | 0.35868 | 0.042356 | 0.35796 | 0.15491 | 0.89106 | 0.82129 | 0.029659
745 | 0.69083 | 0.61268 | 0.65798 | 0.73205 | 0.42485 | 0.26368 | 0.072924 | 0.4375 | 0.1789 | 0.88233 | 0.8543 | 0.045497
746 | 0.60398 | 0.46653 | 0.67583 | 0.78209 | 0.52312 | 0.18232 | 0.098634 | 0.4338 | 0.13683 | 0.86299 | 0.85004 | 0.037361
747 | 0.642 | 0.32446 | 0.68765 | 0.88206 | 0.61669 | 0.19937 | 0.13738 | 0.43457 | 0.1236 | 0.83458 | 0.8416 | 0.02952
748 | 0.79259 | 0.2478 | 0.61322 | 0.88406 | 0.71103 | 0.25314 | 0.19098 | 0.43426 | 0.18365 | 0.80617 | 0.84514 | 0.023701
749 | 0.78669 | 0.32199 | 0.50298 | 0.88289 | 0.79886 | 0.46592 | 0.25739 | 0.43858 | 0.29069 | 0.76171 | 0.85432 | 0.017199
750 | 0.70169 | 0.38303 | 0.48851 | 0.88198 | 0.82654 | 0.62186 | 0.32926 | 0.44059 | 0.45442 | 0.71746 | 0.86247 | 0.011688
751 | 0.76829 | 0.42171 | 0.34819 | 0.8708 | 0.82015 | 0.67093 | 0.38948 | 0.42493 | 0.60333 | 0.65492 | 0.87201 | 0.0092382
752 | 0.83903 | 0.40768 | 0.2406 | 0.80988 | 0.83049 | 0.65131 | 0.4561 | 0.40742 | 0.68947 | 0.59855 | 0.87307 | 0.010663
753 | 0.69741 | 0.35896 | 0.32936 | 0.67501 | 0.83048 | 0.65593 | 0.54513 | 0.38098 | 0.73099 | 0.56245 | 0.87616 | 0.011739
754 | 0.40824 | 0.32965 | 0.25564 | 0.51627 | 0.80121 | 0.58544 | 0.62042 | 0.3608 | 0.73644 | 0.54441 | 0.87593 | 0.013277
755 | 0.30284 | 0.29558 | 0.073574 | 0.323 | 0.7787 | 0.30129 | 0.69946 | 0.33801 | 0.73342 | 0.55274 | 0.88223 | 0.014386
756 | 0.14921 | 0.21647 | 0.016568 | 0.19529 | 0.75416 | 0.18645 | 0.77179 | 0.31572 | 0.73348 | 0.58523 | 0.88728 | 0.012161
757 | 0.079988 | 0.12123 | 0.082183 | 0.23441 | 0.53801 | 0.37595 | 0.8188 | 0.2995 | 0.72339 | 0.63543 | 0.89223 | 0.0082286
758 | 0.04141 | 0.029136 | 0.20656 | 0.38496 | 0.41466 | 0.38882 | 0.85374 | 0.28999 | 0.71026 | 0.69139 | 0.88912 | 0.0059788
759 | 0.020908 | 0.01258 | 0.14816 | 0.30155 | 0.37384 | 0.25038 | 0.8682 | 0.27041 | 0.70227 | 0.72751 | 0.89369 | 0.005157
760 | 0.040945 | 0.010279 | 0.10102 | 0.08186 | 0.34301 | 0.24299 | 0.8758 | 0.24459 | 0.68887 | 0.74795 | 0.89362 | 0.0037593
761 | 0.033201 | 0.027613 | 0.10075 | 0.12537 | 0.41218 | 0.20772 | 0.8805 | 0.23094 | 0.69201 | 0.75807 | 0.89487 | 0.0035837
762 | 0.046923 | 0.059229 | 0.29283 | 0.3411 | 0.41333 | 0.21846 | 0.88389 | 0.22491 | 0.68243 | 0.7588 | 0.89189 | 0.0033833
763 | 0.10777 | 0.10954 | 0.33039 | 0.41967 | 0.34206 | 0.19881 | 0.87248 | 0.23944 | 0.66436 | 0.77014 | 0.88245 | 0.0054727
764 | 0.14409 | 0.20195 | 0.14755 | 0.3167 | 0.24252 | 0.10059 | 0.83607 | 0.28336 | 0.65172 | 0.79313 | 0.86433 | 0.0099408
765 | 0.25054 | 0.31195 | 0.041416 | 0.25474 | 0.18447 | 0.062871 | 0.76542 | 0.33476 | 0.64523 | 0.81859 | 0.84095 | 0.017204
766 | 0.27146 | 0.38983 | 0 | 0.13238 | 0.1687 | 0.056942 | 0.6724 | 0.39451 | 0.64497 | 0.83323 | 0.81906 | 0.022902
767 | 0.20338 | 0.36704 | 0.042829 | 0.10568 | 0.20608 | 0.096231 | 0.59661 | 0.43301 | 0.6558 | 0.84554 | 0.81165 | 0.024226
768 | 0.17571 | 0.2256 | 0.082713 | 0.094203 | 0.20103 | 0.14202 | 0.52584 | 0.44433 | 0.66598 | 0.85686 | 0.81357 | 0.023659
769 | 0.14477 | 0.19871 | 0.091948 | 0.15539 | 0.15018 | 0.39894 | 0.48808 | 0.44237 | 0.66741 | 0.86026 | 0.82394 | 0.018807
770 | 0.40382 | 0.16178 | 0.14989 | 0.2143 | 0.15766 | 0.6268 | 0.49102 | 0.44263 | 0.65273 | 0.87496 | 0.83999 | 0.015335
771 | 0.7006 | 0.071584 | 0.13937 | 0.087433 | 0.11288 | 0.36077 | 0.50417 | 0.45506 | 0.64733 | 0.88789 | 0.84973 | 0.0117
772 | 0.72908 | 0.052926 | 0.18935 | 0.043275 | 0.12993 | 0.23444 | 0.51635 | 0.48108 | 0.63555 | 0.90017 | 0.85491 | 0.010176
773 | 0.7822 | 0.34643 | 0.18931 | 0.13646 | 0.17218 | 0.19808 | 0.49323 | 0.52063 | 0.60501 | 0.90382 | 0.86253 | 0.010468
774 | 0.874 | 0.68086 | 0.22062 | 0.49568 | 0.22996 | 0.097353 | 0.44819 | 0.57913 | 0.56775 | 0.90283 | 0.87129 | 0.0096051
775 | 0.85308 | 0.74335 | 0.13881 | 0.60398 | 0.16152 | 0.063409 | 0.40564 | 0.6247 | 0.54247 | 0.89938 | 0.88001 | 0.01091
776 | 0.63264 | 0.62777 | 0.07749 | 0.60425 | 0.11202 | 0.049287 | 0.34559 | 0.63812 | 0.52238 | 0.8969 | 0.89 | 0.014308
777 | 0.34699 | 0.44687 | 0.05906 | 0.4185 | 0.073992 | 0.048559 | 0.27874 | 0.63994 | 0.56309 | 0.89414 | 0.89907 | 0.019506
778 | 0.43095 | 0.32891 | 0.073491 | 0.20104 | 0.17142 | 0.042701 | 0.22706 | 0.63837 | 0.59445 | 0.88603 | 0.90259 | 0.021887
779 | 0.44897 | 0.2418 | 0.054267 | 0.21885 | 0.41411 | 0.040646 | 0.18535 | 0.6432 | 0.65237 | 0.87851 | 0.90459 | 0.024163
780 | 0.47022 | 0.1581 | 0.10777 | 0.52689 | 0.56086 | 0.065534 | 0.17006 | 0.62432 | 0.68688 | 0.88329 | 0.90599 | 0.02202
781 | 0.5539 | 0.23173 | 0.18094 | 0.49828 | 0.58678 | 0.18029 | 0.16638 | 0.60792 | 0.71623 | 0.88642 | 0.90433 | 0.017603
782 | 0.42724 | 0.33795 | 0.18251 | 0.34149 | 0.66751 | 0.23861 | 0.16803 | 0.57429 | 0.73445 | 0.89605 | 0.89642 | 0.01397
783 | 0.28114 | 0.28721 | 0.11566 | 0.34413 | 0.70072 | 0.12372 | 0.1674 | 0.55596 | 0.72668 | 0.91178 | 0.88544 | 0.012605
784 | 0.16591 | 0.31712 | 0.14089 | 0.27353 | 0.75216 | 0.067842 | 0.17161 | 0.55336 | 0.73094 | 0.9146 | 0.85262 | 0.015218
785 | 0.074911 | 0.57221 | 0.22813 | 0.21554 | 0.82497 | 0.055647 | 0.17255 | 0.56891 | 0.74982 | 0.91523 | 0.78081 | 0.02828
786 | 0.032816 | 0.68743 | 0.11676 | 0.13449 | 0.82384 | 0.17409 | 0.16838 | 0.60186 | 0.75865 | 0.91695 | 0.72304 | 0.046508
787 | 0.035297 | 0.64707 | 0.06618 | 0.10222 | 0.77134 | 0.2467 | 0.16281 | 0.61806 | 0.76391 | 0.91723 | 0.73682 | 0.071228
788 | 0.020932 | 0.54274 | 0.066637 | 0.11194 | 0.77703 | 0.21875 | 0.16405 | 0.62055 | 0.77886 | 0.91999 | 0.80573 | 0.091893
789 | 0.026323 | 0.492 | 0.08332 | 0.066102 | 0.78461 | 0.095601 | 0.17751 | 0.61478 | 0.79648 | 0.92297 | 0.8596 | 0.10671
790 | 0.034295 | 0.46984 | 0.13551 | 0.048017 | 0.80494 | 0.044037 | 0.18857 | 0.594 | 0.81339 | 0.91867 | 0.8727 | 0.12045
791 | 0.033546 | 0.46537 | 0.29652 | 0.050739 | 0.80685 | 0.022432 | 0.19941 | 0.60057 | 0.8238 | 0.91875 | 0.88285 | 0.12361
792 | 0.017885 | 0.69372 | 0.3425 | 0.045328 | 0.76702 | 0.062505 | 0.21227 | 0.60441 | 0.83906 | 0.92296 | 0.88677 | 0.12697
793 | 0.015393 | 0.75319 | 0.26755 | 0.03216 | 0.66119 | 0.096864 | 0.21555 | 0.59767 | 0.84279 | 0.92265 | 0.8951 | 0.11961
794 | 0.013816 | 0.75387 | 0.26788 | 0.036941 | 0.48499 | 0.14835 | 0.22781 | 0.60501 | 0.84575 | 0.9248 | 0.91281 | 0.12028
795 | 0.011939 | 0.7847 | 0.17964 | 0.020748 | 0.30991 | 0.064198 | 0.24445 | 0.61303 | 0.85202 | 0.92576 | 0.92539 | 0.12116
796 | 0.018991 | 0.75782 | 0.15439 | 0.016337 | 0.32331 | 0.015143 | 0.26883 | 0.6207 | 0.85968 | 0.92355 | 0.92513 | 0.13019
797 | 0.035696 | 0.60654 | 0.20799 | 0.038847 | 0.34998 | 0.12287 | 0.29288 | 0.62138 | 0.86083 | 0.9223 | 0.92131 | 0.14663
798 | 0.076475 | 0.55273 | 0.28589 | 0.077712 | 0.23964 | 0.59901 | 0.31476 | 0.61393 | 0.86168 | 0.9197 | 0.91406 | 0.16304
799 | 0.13963 | 0.38457 | 0.24997 | 0.05623 | 0.084158 | 0.68592 | 0.34133 | 0.59956 | 0.84789 | 0.91514 | 0.89986 | 0.17415
800 | 0.23149 | 0.21725 | 0.27792 | 0.035361 | 0.061694 | 0.52721 | 0.36863 | 0.60263 | 0.81454 | 0.90033 | 0.87806 | 0.18128
801 | 0.35197 | 0.16702 | 0.29034 | 0 | 0.051018 | 0.43199 | 0.40089 | 0.60859 | 0.77493 | 0.87625 | 0.84662 | 0.19108
802 | 0.38199 | 0.070414 | 0.33439 | 0 | 0.061583 | 0.35867 | 0.41868 | 0.61437 | 0.71712 | 0.84246 | 0.8044 | 0.19756
803 | 0.35464 | 0.032874 | 0.35696 | 0 | 0.094996 | 0.38403 | 0.43706 | 0.63291 | 0.63613 | 0.82666 | 0.7696 | 0.21512
804 | 0.47627 | 0.094948 | 0.31393 | 0.011849 | 0.030725 | 0.42638 | 0.46441 | 0.63649 | 0.53041 | 0.82433 | 0.74016 | 0.22996
805 | 0.43606 | 0.38257 | 0.20971 | 0 | 0 | 0.45726 | 0.47982 | 0.64911 | 0.42423 | 0.82441 | 0.71897 | 0.247
806 | 0.45836 | 0.59995 | 0.16109 | 0 | 0.015823 | 0.5297 | 0.48416 | 0.67315 | 0.34649 | 0.83662 | 0.71462 | 0.27179
807 | 0.45686 | 0.68442 | 0.10842 | 0.012452 | 0.1109 | 0.60595 | 0.49587 | 0.69526 | 0.28556 | 0.84534 | 0.6936 | 0.30364
808 | 0.46079 | 0.73851 | 0.099163 | 0.020455 | 0.34877 | 0.77619 | 0.51138 | 0.70852 | 0.25779 | 0.85656 | 0.66998 | 0.35168
809 | 0.40591 | 0.73025 | 0.14109 | 0.052885 | 0.6612 | 0.86351 | 0.53415 | 0.75778 | 0.2827 | 0.86954 | 0.65392 | 0.4165
810 | 0.47444 | 0.7275 | 0.066078 | 0.046544 | 0.78182 | 0.88168 | 0.57385 | 0.80203 | 0.39003 | 0.87976 | 0.64098 | 0.47908
811 | 0.48579 | 0.65363 | 0.037015 | 0 | 0.8501 | 0.88608 | 0.60666 | 0.83137 | 0.52745 | 0.88329 | 0.64067 | 0.52822
812 | 0.36593 | 0.50059 | 0.039168 | 0 | 0.87807 | 0.88332 | 0.62561 | 0.8533 | 0.64318 | 0.88938 | 0.65797 | 0.55127
813 | 0.37791 | 0.36275 | 0.028791 | 0 | 0.87823 | 0.85861 | 0.62429 | 0.86989 | 0.69577 | 0.89411 | 0.68154 | 0.54759
814 | 0.53409 | 0.16138 | 0.070758 | 0.065676 | 0.88027 | 0.85003 | 0.61938 | 0.88228 | 0.73256 | 0.89501 | 0.71234 | 0.53276
815 | 0.61717 | 0.057814 | 0.12506 | 0.29612 | 0.87658 | 0.83812 | 0.61616 | 0.88677 | 0.76478 | 0.89481 | 0.75702 | 0.51796
816 | 0.61486 | 0.014051 | 0.042329 | 0.6014 | 0.87022 | 0.84454 | 0.62042 | 0.88806 | 0.76558 | 0.89092 | 0.77382 | 0.49701
817 | 0.56885 | 0 | 0.027914 | 0.60063 | 0.86271 | 0.84411 | 0.61183 | 0.88949 | 0.72518 | 0.88353 | 0.78745 | 0.46571
818 | 0.42863 | 0 | 0.02306 | 0.58174 | 0.85867 | 0.79466 | 0.62507 | 0.88882 | 0.65691 | 0.87908 | 0.80277 | 0.44978
819 | 0.39126 | 0.012264 | 0.035323 | 0.57908 | 0.83786 | 0.75085 | 0.64763 | 0.89703 | 0.57221 | 0.88034 | 0.80943 | 0.43524
820 | 0.46335 | 0.079262 | 0.1204 | 0.65425 | 0.80054 | 0.75507 | 0.67923 | 0.9016 | 0.49467 | 0.88171 | 0.81798 | 0.44036
821 | 0.55808 | 0.2109 | 0.24382 | 0.75376 | 0.79881 | 0.70887 | 0.71373 | 0.89979 | 0.40634 | 0.87966 | 0.82984 | 0.45191
822 | 0.66185 | 0.18562 | 0.29497 | 0.81614 | 0.76606 | 0.5976 | 0.74327 | 0.89288 | 0.32529 | 0.8719 | 0.84606 | 0.46631
823 | 0.64063 | 0.17712 | 0.34876 | 0.81848 | 0.65737 | 0.49662 | 0.77334 | 0.88229 | 0.25879 | 0.86503 | 0.85414 | 0.48728
824 | 0.53681 | 0.23154 | 0.41032 | 0.80044 | 0.58523 | 0.40525 | 0.79925 | 0.86254 | 0.19877 | 0.87543 | 0.86206 | 0.51511
825 | 0.503 | 0.30821 | 0.39304 | 0.7408 | 0.46938 | 0.29556 | 0.81869 | 0.82392 | 0.17014 | 0.88677 | 0.87298 | 0.55303
826 | 0.51837 | 0.36076 | 0.51818 | 0.73596 | 0.47011 | 0.16998 | 0.83664 | 0.78154 | 0.14579 | 0.88889 | 0.88146 | 0.55733
827 | 0.33676 | 0.49943 | 0.58563 | 0.76527 | 0.54544 | 0.05675 | 0.84182 | 0.76817 | 0.11694 | 0.88425 | 0.89665 | 0.54258
828 | 0.20972 | 0.50397 | 0.59507 | 0.72057 | 0.5728 | 0.048773 | 0.84989 | 0.75708 | 0.090229 | 0.87913 | 0.9067 | 0.50943
829 | 0.18661 | 0.53372 | 0.60748 | 0.72897 | 0.64968 | 0.14196 | 0.85818 | 0.75768 | 0.097721 | 0.87388 | 0.91466 | 0.47041
830 | 0.18401 | 0.46175 | 0.62072 | 0.69414 | 0.70534 | 0.25438 | 0.86605 | 0.75442 | 0.13886 | 0.8697 | 0.91849 | 0.46098
831 | 0.26322 | 0.28865 | 0.60803 | 0.66039 | 0.69944 | 0.20213 | 0.87348 | 0.74193 | 0.20086 | 0.85398 | 0.9203 | 0.46782
832 | 0.49056 | 0.16682 | 0.64658 | 0.77136 | 0.69329 | 0.079674 | 0.88207 | 0.736 | 0.25524 | 0.83714 | 0.92071 | 0.49306
833 | 0.56272 | 0.12784 | 0.60167 | 0.86292 | 0.72024 | 0.055012 | 0.8882 | 0.75351 | 0.29222 | 0.81239 | 0.92062 | 0.52491
834 | 0.57155 | 0.098956 | 0.50092 | 0.89042 | 0.72359 | 0.0193 | 0.89423 | 0.76624 | 0.31524 | 0.79853 | 0.92095 | 0.56027
835 | 0.55988 | 0.055978 | 0.40324 | 0.88861 | 0.7254 | 0.027921 | 0.89596 | 0.79097 | 0.38304 | 0.77808 | 0.92136 | 0.59097
836 | 0.54032 | 0.036528 | 0.38299 | 0.84533 | 0.70114 | 0.06088 | 0.89076 | 0.81769 | 0.49296 | 0.76404 | 0.9209 | 0.58075
837 | 0.43232 | 0.04898 | 0.38414 | 0.74334 | 0.69774 | 0.065846 | 0.89316 | 0.83638 | 0.58679 | 0.75196 | 0.92371 | 0.53781
838 | 0.49263 | 0.17042 | 0.45419 | 0.73118 | 0.75118 | 0.052747 | 0.88989 | 0.83134 | 0.65222 | 0.74584 | 0.92515 | 0.48115
839 | 0.60299 | 0.31519 | 0.51462 | 0.77093 | 0.77907 | 0.052068 | 0.88951 | 0.8277 | 0.68684 | 0.742 | 0.92377 | 0.42685
840 | 0.57748 | 0.54027 | 0.55154 | 0.7511 | 0.72839 | 0.1014 | 0.88681 | 0.80755 | 0.70175 | 0.74544 | 0.92386 | 0.38761
841 | 0.55861 | 0.76513 | 0.67001 | 0.77726 | 0.7648 | 0.14906 | 0.88576 | 0.76575 | 0.71413 | 0.75835 | 0.92171 | 0.34506
842 | 0.54821 | 0.74839 | 0.71852 | 0.7778 | 0.7669 | 0.19325 | 0.88628 | 0.72079 | 0.72351 | 0.79877 | 0.92146 | 0.33844
843 | 0.62379 | 0.73025 | 0.6767 | 0.80503 | 0.66613 | 0.2304 | 0.88671 | 0.69086 | 0.73167 | 0.86404 | 0.92092 | 0.34684
844 | 0.5803 | 0.60926 | 0.6321 | 0.83573 | 0.67662 | 0.22357 | 0.89074 | 0.69513 | 0.73997 | 0.91005 | 0.91973 | 0.36461
845 | 0.3808 | 0.40428 | 0.45837 | 0.82694 | 0.71555 | 0.14402 | 0.89711 | 0.71982 | 0.74657 | 0.92094 | 0.90885 | 0.38112
846 | 0.26054 | 0.40961 | 0.36215 | 0.76223 | 0.64481 | 0.10778 | 0.90319 | 0.75161 | 0.75995 | 0.92755 | 0.87639 | 0.38949
847 | 0.14355 | 0.41667 | 0.37146 | 0.73432 | 0.58175 | 0.087927 | 0.90563 | 0.78934 | 0.77347 | 0.92777 | 0.79225 | 0.40676
848 | 0.088205 | 0.31576 | 0.49082 | 0.70928 | 0.60504 | 0.073993 | 0.9063 | 0.82264 | 0.78657 | 0.92775 | 0.6798 | 0.40873
849 | 0.057467 | 0.19162 | 0.59244 | 0.69999 | 0.59596 | 0.095589 | 0.90656 | 0.84797 | 0.79975 | 0.92775 | 0.60935 | 0.39425
850 | 0.05475 | 0.12145 | 0.71457 | 0.70712 | 0.67598 | 0.089098 | 0.91037 | 0.86313 | 0.81047 | 0.92554 | 0.56878 | 0.36033
851 | 0.098204 | 0.040879 | 0.84908 | 0.70252 | 0.65165 | 0.069472 | 0.91041 | 0.87352 | 0.8226 | 0.9255 | 0.56379 | 0.31717
852 | 0.12434 | 0 | 0.83772 | 0.57851 | 0.64687 | 0.016758 | 0.91055 | 0.88088 | 0.83714 | 0.92443 | 0.59873 | 0.28593
853 | 0.058992 | 0.027581 | 0.75515 | 0.40162 | 0.77659 | 0.025938 | 0.90736 | 0.88896 | 0.84994 | 0.92338 | 0.65064 | 0.24959
854 | 0.033049 | 0.034046 | 0.73848 | 0.32142 | 0.83317 | 0.054049 | 0.90744 | 0.88939 | 0.86501 | 0.91795 | 0.75083 | 0.23006
855 | 0.033795 | 0.03335 | 0.80537 | 0.31673 | 0.84659 | 0.051257 | 0.90738 | 0.8894 | 0.88718 | 0.91251 | 0.79563 | 0.2238
856 | 0.029763 | 0.022161 | 0.76912 | 0.2979 | 0.83411 | 0.027939 | 0.90528 | 0.88767 | 0.89167 | 0.89836 | 0.79828 | 0.23626
857 | 0.017384 | 0.11176 | 0.48573 | 0.24156 | 0.79278 | 0.11067 | 0.8992 | 0.8896 | 0.9009 | 0.87554 | 0.78778 | 0.26202
858 | 0.021194 | 0.18549 | 0.39875 | 0.10029 | 0.67511 | 0.39479 | 0.89924 | 0.89682 | 0.90066 | 0.83929 | 0.78774 | 0.29414
859 | 0.087782 | 0.15849 | 0.48332 | 0.052381 | 0.65898 | 0.48554 | 0.8983 | 0.89838 | 0.88745 | 0.76512 | 0.81027 | 0.3072
860 | 0.09288 | 0.1752 | 0.44872 | 0.035533 | 0.60819 | 0.35779 | 0.90047 | 0.89595 | 0.88297 | 0.65719 | 0.847 | 0.29936
861 | 0.069183 | 0.1101 | 0.36009 | 0.019241 | 0.47247 | 0.22012 | 0.89862 | 0.89219 | 0.88184 | 0.51125 | 0.87733 | 0.28038
862 | 0.034637 | 0.17248 | 0.46959 | 0 | 0.41705 | 0.28156 | 0.89862 | 0.88726 | 0.89563 | 0.39481 | 0.86653 | 0.26125
863 | 0.011378 | 0.25121 | 0.42099 | 0.042776 | 0.30588 | 0.25646 | 0.8996 | 0.87547 | 0.91173 | 0.32476 | 0.81581 | 0.2627
864 | 0.018122 | 0.16363 | 0.33403 | 0.070904 | 0.16961 | 0.49789 | 0.89862 | 0.83537 | 0.9173 | 0.29583 | 0.74534 | 0.26618
865 | 0.039999 | 0.10287 | 0.33437 | 0.072151 | 0.090111 | 0.67666 | 0.8983 | 0.76616 | 0.91178 | 0.28571 | 0.66552 | 0.27365
866 | 0.042776 | 0.087984 | 0.22471 | 0.059944 | 0.05873 | 0.55912 | 0.8983 | 0.71136 | 0.9073 | 0.31268 | 0.61709 | 0.28353
867 | 0.051137 | 0.04701 | 0.26391 | 0.05871 | 0.022352 | 0.2655 | 0.8983 | 0.669 | 0.89525 | 0.36539 | 0.59827 | 0.30781
868 | 0.11261 | 0.068151 | 0.32743 | 0.050687 | 0.034992 | 0.13496 | 0.90016 | 0.63068 | 0.88629 | 0.42476 | 0.59934 | 0.32419
869 | 0.16872 | 0.21556 | 0.22616 | 0.10325 | 0.031586 | 0.10538 | 0.90016 | 0.5731 | 0.88597 | 0.47064 | 0.62657 | 0.34661
870 | 0.095907 | 0.16573 | 0.1369 | 0.11149 | 0.012533 | 0.33753 | 0.90547 | 0.50312 | 0.89548 | 0.51607 | 0.67007 | 0.36399
871 | 0.098739 | 0.14129 | 0.12849 | 0.25997 | 0.014661 | 0.62691 | 0.90543 | 0.47691 | 0.9024 | 0.5352 | 0.70144 | 0.38045
872 | 0.05398 | 0.14833 | 0.11385 | 0.37238 | 0 | 0.64486 | 0.90259 | 0.476 | 0.90784 | 0.55594 | 0.71455 | 0.39472
873 | 0.054028 | 0.1264 | 0.15251 | 0.23295 | 0 | 0.49215 | 0.89822 | 0.50391 | 0.89958 | 0.57485 | 0.71833 | 0.39584
874 | 0.092968 | 0.22992 | 0.12388 | 0.41317 | 0.015487 | 0.23513 | 0.89628 | 0.53105 | 0.88548 | 0.58266 | 0.72373 | 0.38176
875 | 0.14996 | 0.50891 | 0.21921 | 0.41772 | 0.065108 | 0.24305 | 0.89799 | 0.56041 | 0.87794 | 0.59958 | 0.71179 | 0.36387
876 | 0.21393 | 0.61092 | 0.42433 | 0.26789 | 0.10583 | 0.32275 | 0.89728 | 0.6115 | 0.87524 | 0.62116 | 0.68637 | 0.33642
877 | 0.16996 | 0.59947 | 0.48968 | 0.19499 | 0.12601 | 0.51114 | 0.89448 | 0.64183 | 0.87927 | 0.65314 | 0.66168 | 0.2961
878 | 0.10041 | 0.4662 | 0.41476 | 0.17512 | 0.18351 | 0.47917 | 0.89332 | 0.69058 | 0.88423 | 0.67535 | 0.63605 | 0.24703
879 | 0.15408 | 0.30932 | 0.28635 | 0.13276 | 0.19854 | 0.47307 | 0.89177 | 0.71049 | 0.89253 | 0.69694 | 0.59298 | 0.21064
880 | 0.37744 | 0.42731 | 0.11165 | 0.099517 | 0.28204 | 0.51024 | 0.89207 | 0.7389 | 0.89932 | 0.71262 | 0.53812 | 0.18541
881 | 0.37145 | 0.48864 | 0.12503 | 0.10722 | 0.41008 | 0.53877 | 0.88976 | 0.78664 | 0.90647 | 0.72752 | 0.46873 | 0.18096
882 | 0.33147 | 0.54892 | 0.26334 | 0.074074 | 0.43677 | 0.43972 | 0.88385 | 0.81723 | 0.91412 | 0.7471 | 0.40674 | 0.18646
883 | 0.47674 | 0.58154 | 0.49538 | 0.11962 | 0.36104 | 0.35884 | 0.87241 | 0.84416 | 0.91383 | 0.75831 | 0.352 | 0.19894
884 | 0.52547 | 0.56319 | 0.55869 | 0.20767 | 0.40329 | 0.313 | 0.85646 | 0.85902 | 0.91618 | 0.77546 | 0.31965 | 0.20624
885 | 0.49457 | 0.47247 | 0.42555 | 0.12183 | 0.40164 | 0.40097 | 0.82946 | 0.86638 | 0.91345 | 0.7902 | 0.28093 | 0.21232
886 | 0.55616 | 0.50377 | 0.28832 | 0.036254 | 0.45209 | 0.46779 | 0.79584 | 0.86104 | 0.91192 | 0.80856 | 0.24944 | 0.21083
887 | 0.66214 | 0.58457 | 0.43584 | 0.044696 | 0.59167 | 0.39297 | 0.75701 | 0.85733 | 0.91295 | 0.83364 | 0.23748 | 0.22758
888 | 0.63404 | 0.63844 | 0.62847 | 0.13554 | 0.65485 | 0.46557 | 0.69911 | 0.85445 | 0.91405 | 0.85633 | 0.28334 | 0.24353
889 | 0.60495 | 0.59556 | 0.47066 | 0.25669 | 0.58075 | 0.44588 | 0.63433 | 0.8524 | 0.91917 | 0.88223 | 0.39312 | 0.24833
890 | 0.59774 | 0.57146 | 0.21777 | 0.37466 | 0.53677 | 0.38334 | 0.57121 | 0.85727 | 0.92379 | 0.89926 | 0.48172 | 0.24873
891 | 0.63654 | 0.51059 | 0.14829 | 0.32856 | 0.48797 | 0.46273 | 0.51119 | 0.86804 | 0.92482 | 0.90852 | 0.53689 | 0.24956
892 | 0.67863 | 0.52033 | 0.12885 | 0.30507 | 0.47971 | 0.54734 | 0.45821 | 0.8793 | 0.92622 | 0.90749 | 0.59817 | 0.25008
893 | 0.59046 | 0.56253 | 0.12453 | 0.24683 | 0.53564 | 0.38631 | 0.41921 | 0.89255 | 0.92679 | 0.89349 | 0.64542 | 0.26038
894 | 0.47028 | 0.58987 | 0.12323 | 0.49249 | 0.56467 | 0.25153 | 0.37035 | 0.89552 | 0.92693 | 0.85642 | 0.68824 | 0.27418
895 | 0.43386 | 0.54598 | 0.13385 | 0.53306 | 0.46263 | 0.15625 | 0.34147 | 0.89862 | 0.92925 | 0.82032 | 0.73163 | 0.2865
896 | 0.29747 | 0.49385 | 0.15808 | 0.36115 | 0.36851 | 0.075449 | 0.29284 | 0.89974 | 0.92888 | 0.7922 | 0.77461 | 0.30637
897 | 0.30922 | 0.34791 | 0.1178 | 0.10468 | 0.2515 | 0.045153 | 0.25716 | 0.90061 | 0.92765 | 0.77023 | 0.82241 | 0.31328
898 | 0.45922 | 0.31521 | 0.04623 | 0.046557 | 0.19491 | 0.019287 | 0.21602 | 0.89877 | 0.92207 | 0.74398 | 0.85447 | 0.30522
899 | 0.55302 | 0.3645 | 0.13389 | 0.19582 | 0.21269 | 0.036591 | 0.18591 | 0.89692 | 0.92119 | 0.71845 | 0.88091 | 0.28104
900 | 0.55344 | 0.40087 | 0.47029 | 0.43087 | 0.19548 | 0.10409 | 0.15734 | 0.90105 | 0.92249 | 0.67837 | 0.88654 | 0.24884
901 | 0.54368 | 0.42931 | 0.58999 | 0.51458 | 0.071415 | 0.21937 | 0.12764 | 0.89756 | 0.92228 | 0.6601 | 0.88462 | 0.21708
902 | 0.49961 | 0.3615 | 0.52919 | 0.2803 | 0.019138 | 0.40834 | 0.11116 | 0.90067 | 0.9224 | 0.66923 | 0.88702 | 0.19619
903 | 0.46939 | 0.19461 | 0.66748 | 0.18443 | 0.056537 | 0.44881 | 0.096457 | 0.90016 | 0.9242 | 0.70872 | 0.88794 | 0.17938
904 | 0.52005 | 0.11712 | 0.73182 | 0.090721 | 0.23068 | 0.56193 | 0.0841 | 0.89976 | 0.92034 | 0.77268 | 0.88791 | 0.17263
905 | 0.52601 | 0.14126 | 0.63796 | 0.039306 | 0.41297 | 0.59017 | 0.086988 | 0.89906 | 0.91482 | 0.81646 | 0.8844 | 0.17207
906 | 0.53446 | 0.15419 | 0.74473 | 0.11894 | 0.44931 | 0.58026 | 0.10233 | 0.89848 | 0.90615 | 0.85028 | 0.87658 | 0.16028
907 | 0.52823 | 0.15422 | 0.74713 | 0.3027 | 0.21651 | 0.70646 | 0.11314 | 0.89925 | 0.89434 | 0.87099 | 0.8654 | 0.15543
908 | 0.44625 | 0.11602 | 0.75061 | 0.22901 | 0.061352 | 0.68139 | 0.12069 | 0.89526 | 0.87299 | 0.88368 | 0.84135 | 0.15508
909 | 0.34542 | 0.036082 | 0.79844 | 0.074147 | 0.027542 | 0.63867 | 0.13666 | 0.89027 | 0.85198 | 0.88939 | 0.81306 | 0.15569
910 | 0.25325 | 0.029817 | 0.73044 | 0.011876 | 0.012107 | 0.68507 | 0.14541 | 0.88906 | 0.8207 | 0.89124 | 0.78299 | 0.15617
911 | 0.1405 | 0.035497 | 0.50023 | 0 | 0.027139 | 0.69736 | 0.13203 | 0.88368 | 0.80847 | 0.89172 | 0.72825 | 0.16655
912 | 0.073195 | 0.040917 | 0.23492 | 0.047356 | 0.039698 | 0.59271 | 0.1268 | 0.87173 | 0.80652 | 0.88473 | 0.66658 | 0.17452
913 | 0.084143 | 0.031947 | 0.19474 | 0.081078 | 0.015017 | 0.63414 | 0.1162 | 0.85085 | 0.80085 | 0.8761 | 0.59443 | 0.17551
914 | 0.12325 | 0.019575 | 0.13682 | 0.15905 | 0.012286 | 0.62767 | 0.11269 | 0.83699 | 0.79995 | 0.86331 | 0.5291 | 0.1842
915 | 0.19585 | 0.012079 | 0.10583 | 0.21077 | 0.037968 | 0.65556 | 0.10828 | 0.8248 | 0.80844 | 0.84833 | 0.4928 | 0.18987
916 | 0.21518 | 0.024256 | 0.074512 | 0.38408 | 0.10887 | 0.57852 | 0.11675 | 0.80693 | 0.82817 | 0.83666 | 0.47518 | 0.19902
917 | 0.21612 | 0.072618 | 0.10146 | 0.49702 | 0.14054 | 0.37783 | 0.12562 | 0.75853 | 0.83983 | 0.82462 | 0.46403 | 0.21578
918 | 0.29912 | 0.084458 | 0.12056 | 0.31512 | 0.090034 | 0.16897 | 0.13771 | 0.7063 | 0.85029 | 0.7936 | 0.46554 | 0.23629
919 | 0.44332 | 0.04189 | 0.17474 | 0.068981 | 0.047424 | 0.085438 | 0.14894 | 0.65041 | 0.8439 | 0.75373 | 0.46887 | 0.26799
920 | 0.38753 | 0.052284 | 0.23107 | 0.031515 | 0.027728 | 0.035699 | 0.15512 | 0.60416 | 0.84774 | 0.6968 | 0.47229 | 0.29874
921 | 0.2497 | 0.03482 | 0.44196 | 0.089166 | 0.031305 | 0.025606 | 0.15707 | 0.58852 | 0.86072 | 0.60523 | 0.47965 | 0.33212
922 | 0.18727 | 0.038829 | 0.62753 | 0.28762 | 0.06478 | 0.030163 | 0.15757 | 0.5921 | 0.85949 | 0.51917 | 0.49993 | 0.33976
923 | 0.11902 | 0.071151 | 0.68283 | 0.52267 | 0.1063 | 0.14606 | 0.15831 | 0.60231 | 0.86538 | 0.45879 | 0.54886 | 0.31922
924 | 0.15659 | 0.10325 | 0.7428 | 0.72438 | 0.10545 | 0.28043 | 0.16331 | 0.63898 | 0.86703 | 0.42609 | 0.60366 | 0.28266
925 | 0.31333 | 0.049688 | 0.82727 | 0.80391 | 0.062414 | 0.37591 | 0.17418 | 0.65422 | 0.86945 | 0.40217 | 0.65713 | 0.24761
926 | 0.25647 | 0.028646 | 0.80734 | 0.77852 | 0.05613 | 0.48733 | 0.19378 | 0.67617 | 0.87742 | 0.39245 | 0.69767 | 0.22151
927 | 0.16205 | 0.034635 | 0.78448 | 0.75773 | 0.05998 | 0.57976 | 0.23465 | 0.69622 | 0.87839 | 0.41834 | 0.71264 | 0.20656
928 | 0.1367 | 0.091888 | 0.77715 | 0.72281 | 0.13151 | 0.77406 | 0.29621 | 0.71489 | 0.87795 | 0.48367 | 0.71575 | 0.20708
929 | 0.086502 | 0.22941 | 0.71329 | 0.70861 | 0.25773 | 0.8442 | 0.37114 | 0.74686 | 0.87577 | 0.5913 | 0.69326 | 0.20092
930 | 0.045662 | 0.21398 | 0.57582 | 0.71341 | 0.28643 | 0.87213 | 0.45317 | 0.77023 | 0.87915 | 0.68599 | 0.6435 | 0.20426
931 | 0.05805 | 0.10532 | 0.33478 | 0.75695 | 0.19524 | 0.87987 | 0.52374 | 0.79216 | 0.8751 | 0.74955 | 0.60073 | 0.21453
932 | 0.025983 | 0.089791 | 0.20871 | 0.80595 | 0.083672 | 0.87855 | 0.57654 | 0.81093 | 0.86877 | 0.77912 | 0.55173 | 0.22002
933 | 0 | 0.067174 | 0.097841 | 0.72731 | 0.045664 | 0.88351 | 0.61998 | 0.82234 | 0.86151 | 0.79683 | 0.50375 | 0.22995
934 | 0 | 0.066946 | 0.057687 | 0.55251 | 0.014256 | 0.87541 | 0.65036 | 0.8178 | 0.84311 | 0.803 | 0.47723 | 0.23969
935 | 0.041929 | 0.12285 | 0.028708 | 0.4234 | 0.012315 | 0.87189 | 0.6827 | 0.79476 | 0.83804 | 0.81704 | 0.46272 | 0.25321
936 | 0.14999 | 0.13467 | 0.026505 | 0.33771 | 0.033768 | 0.82761 | 0.70202 | 0.73502 | 0.83026 | 0.837 | 0.45586 | 0.26548
937 | 0.26889 | 0.09067 | 0.068753 | 0.29283 | 0.059733 | 0.80405 | 0.71896 | 0.66064 | 0.80827 | 0.85389 | 0.42942 | 0.25897
938 | 0.41185 | 0.076015 | 0.15738 | 0.27405 | 0.080575 | 0.7418 | 0.72881 | 0.60571 | 0.79267 | 0.87382 | 0.39291 | 0.26131
939 | 0.43908 | 0.0586 | 0.21145 | 0.38466 | 0.11728 | 0.60911 | 0.73137 | 0.60625 | 0.79744 | 0.88814 | 0.37744 | 0.26983
940 | 0.53511 | 0.10905 | 0.22101 | 0.58717 | 0.16178 | 0.38791 | 0.73357 | 0.63946 | 0.81114 | 0.89494 | 0.36663 | 0.28133
941 | 0.70936 | 0.22552 | 0.21219 | 0.62696 | 0.22643 | 0.1562 | 0.72921 | 0.67915 | 0.81647 | 0.88985 | 0.36447 | 0.3037
942 | 0.7751 | 0.13548 | 0.26635 | 0.5539 | 0.29321 | 0.040601 | 0.72173 | 0.69582 | 0.81805 | 0.87432 | 0.37085 | 0.33487
943 | 0.67609 | 0.079956 | 0.26595 | 0.4719 | 0.38336 | 0 | 0.71965 | 0.68197 | 0.81869 | 0.83843 | 0.37881 | 0.36164
944 | 0.66094 | 0.069807 | 0.14784 | 0.41448 | 0.4477 | 0 | 0.70837 | 0.63813 | 0.82021 | 0.80701 | 0.38712 | 0.41051
945 | 0.64743 | 0.04121 | 0.055717 | 0.37461 | 0.36377 | 0 | 0.70145 | 0.5569 | 0.82038 | 0.79188 | 0.41129 | 0.45259
946 | 0.63579 | 0.072696 | 0 | 0.41649 | 0.30743 | 0.023425 | 0.68824 | 0.47814 | 0.81771 | 0.77186 | 0.44074 | 0.45352
947 | 0.70515 | 0.11079 | 0.031939 | 0.38618 | 0.26728 | 0.042419 | 0.67146 | 0.43452 | 0.81277 | 0.77013 | 0.47404 | 0.42739
948 | 0.75034 | 0.089172 | 0.075393 | 0.24818 | 0.16385 | 0.029058 | 0.64291 | 0.43191 | 0.80566 | 0.77635 | 0.51677 | 0.37659
949 | 0.54507 | 0.087238 | 0.11882 | 0.2207 | 0.10333 | 0.020455 | 0.61383 | 0.43834 | 0.79974 | 0.76579 | 0.5701 | 0.33238
950 | 0.37925 | 0.058761 | 0.13904 | 0.13613 | 0.083135 | 0.033051 | 0.58393 | 0.47419 | 0.78527 | 0.75224 | 0.62122 | 0.32109
951 | 0.21425 | 0.081077 | 0.19266 | 0.11602 | 0.042137 | 0.076253 | 0.54719 | 0.50141 | 0.75289 | 0.70923 | 0.65217 | 0.32875
952 | 0.19723 | 0.21412 | 0.21496 | 0.28657 | 0.082959 | 0.14361 | 0.5173 | 0.52208 | 0.71082 | 0.66416 | 0.68606 | 0.35463
953 | 0.27495 | 0.44232 | 0.14145 | 0.54563 | 0.13326 | 0.24636 | 0.47653 | 0.53554 | 0.64712 | 0.60299 | 0.68266 | 0.39853
954 | 0.27563 | 0.69909 | 0.17241 | 0.42243 | 0.12821 | 0.46958 | 0.44499 | 0.53349 | 0.558 | 0.52862 | 0.67592 | 0.44483
955 | 0.27904 | 0.73992 | 0.27278 | 0.19762 | 0.080272 | 0.54498 | 0.40207 | 0.52485 | 0.50282 | 0.4528 | 0.66335 | 0.49403
956 | 0.29103 | 0.57567 | 0.32887 | 0.17772 | 0.045691 | 0.41765 | 0.38069 | 0.53507 | 0.47669 | 0.36331 | 0.65962 | 0.53923
957 | 0.2631 | 0.40704 | 0.40396 | 0.37097 | 0.024258 | 0.44179 | 0.36116 | 0.5382 | 0.46173 | 0.30148 | 0.66222 | 0.55249
958 | 0.34815 | 0.40214 | 0.42752 | 0.45903 | 0.091348 | 0.44482 | 0.34635 | 0.54726 | 0.43347 | 0.24934 | 0.66409 | 0.5424
959 | 0.34771 | 0.45577 | 0.3562 | 0.35968 | 0.35021 | 0.32603 | 0.35548 | 0.56461 | 0.41769 | 0.22099 | 0.67214 | 0.50444
960 | 0.26503 | 0.38506 | 0.21766 | 0.21105 | 0.4098 | 0.29088 | 0.35937 | 0.58966 | 0.36081 | 0.19985 | 0.67366 | 0.44691
961 | 0.29534 | 0.34005 | 0.24149 | 0.20303 | 0.44996 | 0.2246 | 0.36236 | 0.62758 | 0.31151 | 0.18905 | 0.6823 | 0.3316
962 | 0.3627 | 0.47206 | 0.45787 | 0.20051 | 0.42868 | 0.11863 | 0.36628 | 0.66724 | 0.2951 | 0.17766 | 0.68569 | 0.22692
963 | 0.41134 | 0.52144 | 0.52482 | 0.21407 | 0.3176 | 0.053007 | 0.37662 | 0.72446 | 0.29572 | 0.16946 | 0.72146 | 0.13996
964 | 0.4502 | 0.68887 | 0.38457 | 0.21446 | 0.28182 | 0.026585 | 0.39761 | 0.78855 | 0.29816 | 0.16614 | 0.74389 | 0.098374
965 | 0.38912 | 0.69388 | 0.24742 | 0.19365 | 0.36068 | 0.080855 | 0.42197 | 0.83695 | 0.29018 | 0.16936 | 0.75137 | 0.084843
966 | 0.31285 | 0.63839 | 0.23637 | 0.17872 | 0.33645 | 0.13599 | 0.45452 | 0.8683 | 0.26352 | 0.16728 | 0.74722 | 0.086863
967 | 0.3098 | 0.6192 | 0.23885 | 0.18774 | 0.21483 | 0.093358 | 0.50166 | 0.87758 | 0.22706 | 0.15327 | 0.73693 | 0.082901
968 | 0.25591 | 0.69214 | 0.2414 | 0.39853 | 0.33395 | 0.087565 | 0.55399 | 0.87512 | 0.1929 | 0.12579 | 0.7198 | 0.077123
969 | 0.29933 | 0.7372 | 0.38969 | 0.64515 | 0.38304 | 0.082472 | 0.59749 | 0.85951 | 0.16201 | 0.10215 | 0.72366 | 0.065176
970 | 0.35378 | 0.77885 | 0.46043 | 0.78111 | 0.48313 | 0.096202 | 0.62283 | 0.84329 | 0.1501 | 0.07932 | 0.73814 | 0.051787
971 | 0.32947 | 0.8042 | 0.56511 | 0.85737 | 0.58792 | 0.15695 | 0.65667 | 0.86095 | 0.13917 | 0.073856 | 0.76527 | 0.038025
972 | 0.28769 | 0.80928 | 0.7136 | 0.86358 | 0.69506 | 0.093192 | 0.67708 | 0.88687 | 0.12771 | 0.093968 | 0.79643 | 0.01946
973 | 0.2835 | 0.76783 | 0.81703 | 0.88722 | 0.73737 | 0.044595 | 0.69164 | 0.90082 | 0.11692 | 0.12648 | 0.82442 | 0.011478
974 | 0.31389 | 0.74496 | 0.65288 | 0.90672 | 0.81318 | 0.020759 | 0.73529 | 0.90534 | 0.10414 | 0.1928 | 0.84084 | 0.0074169
975 | 0.30783 | 0.63576 | 0.44163 | 0.86974 | 0.82117 | 0.015044 | 0.77046 | 0.9083 | 0.082866 | 0.26617 | 0.83916 | 0.0071751
976 | 0.25102 | 0.51899 | 0.33038 | 0.83577 | 0.80211 | 0.11897 | 0.81411 | 0.90793 | 0.070925 | 0.35369 | 0.82719 | 0.010695
977 | 0.18194 | 0.46656 | 0.20367 | 0.76048 | 0.69801 | 0.15509 | 0.8466 | 0.90738 | 0.073733 | 0.43712 | 0.81279 | 0.019771
978 | 0.10427 | 0.4899 | 0.26613 | 0.56001 | 0.36634 | 0.18826 | 0.86781 | 0.90847 | 0.083993 | 0.50802 | 0.80266 | 0.031635
979 | 0.053589 | 0.59285 | 0.51532 | 0.40251 | 0.27196 | 0.14459 | 0.87782 | 0.90616 | 0.10706 | 0.54902 | 0.79132 | 0.048335
980 | 0.025428 | 0.52027 | 0.67245 | 0.32 | 0.63167 | 0.10488 | 0.87739 | 0.90416 | 0.12652 | 0.57697 | 0.78264 | 0.063286
981 | 0.021024 | 0.3463 | 0.67064 | 0.31944 | 0.61334 | 0.15404 | 0.8683 | 0.90332 | 0.14861 | 0.59002 | 0.7803 | 0.07848
982 | 0.085412 | 0.1483 | 0.51507 | 0.43546 | 0.32324 | 0.22906 | 0.8652 | 0.90243 | 0.17294 | 0.59322 | 0.76357 | 0.099505
983 | 0.14375 | 0.078855 | 0.30234 | 0.58342 | 0.064961 | 0.40518 | 0.86677 | 0.90277 | 0.17875 | 0.60152 | 0.74885 | 0.12313
984 | 0.14987 | 0.12048 | 0.42593 | 0.5989 | 0.020137 | 0.52946 | 0.87569 | 0.8879 | 0.19383 | 0.60173 | 0.72465 | 0.13831
985 | 0.13403 | 0.22416 | 0.62315 | 0.48803 | 0.012679 | 0.54393 | 0.88896 | 0.86181 | 0.20712 | 0.61488 | 0.69694 | 0.14593
986 | 0.09683 | 0.30873 | 0.55529 | 0.36259 | 0.016745 | 0.63324 | 0.89393 | 0.83431 | 0.22758 | 0.63791 | 0.68237 | 0.16396
987 | 0.086792 | 0.22703 | 0.35129 | 0.29257 | 0.022567 | 0.6668 | 0.90301 | 0.82109 | 0.25723 | 0.66748 | 0.68801 | 0.17577
988 | 0.11906 | 0.11835 | 0.32594 | 0.40966 | 0.028526 | 0.68644 | 0.90919 | 0.81118 | 0.28931 | 0.69177 | 0.69188 | 0.18823
989 | 0.10807 | 0.085308 | 0.34478 | 0.63866 | 0.043218 | 0.73919 | 0.90983 | 0.81187 | 0.32781 | 0.70708 | 0.69874 | 0.20473
990 | 0.087985 | 0.09482 | 0.2857 | 0.72246 | 0.019148 | 0.77737 | 0.91184 | 0.80605 | 0.35908 | 0.71856 | 0.69145 | 0.22366
991 | 0.050092 | 0.08448 | 0.41223 | 0.63225 | 0.034263 | 0.73764 | 0.91253 | 0.78102 | 0.39393 | 0.72102 | 0.67492 | 0.23401
992 | 0.036918 | 0.079496 | 0.46381 | 0.37886 | 0.038814 | 0.70921 | 0.91315 | 0.72777 | 0.41065 | 0.72279 | 0.63864 | 0.25599
993 | 0.031194 | 0.046344 | 0.38074 | 0.25921 | 0.031881 | 0.63636 | 0.91519 | 0.6577 | 0.42209 | 0.72426 | 0.5869 | 0.27578
994 | 0.039776 | 0.022805 | 0.27599 | 0.27184 | 0.041004 | 0.57512 | 0.91432 | 0.58903 | 0.43086 | 0.72178 | 0.54347 | 0.29467
995 | 0.075297 | 0.017213 | 0.16006 | 0.28294 | 0.044561 | 0.57772 | 0.91435 | 0.51114 | 0.41494 | 0.7087 | 0.50609 | 0.28795
996 | 0.11173 | 0.031344 | 0.30029 | 0.24081 | 0.037822 | 0.5627 | 0.91255 | 0.47908 | 0.40567 | 0.68693 | 0.45668 | 0.27095
997 | 0.12347 | 0.038762 | 0.55768 | 0.23222 | 0.031751 | 0.42082 | 0.91255 | 0.46205 | 0.38116 | 0.6564 | 0.39797 | 0.24554
998 | 0.14506 | 0.059309 | 0.68583 | 0.21796 | 0.0427 | 0.25576 | 0.91257 | 0.47716 | 0.36505 | 0.60013 | 0.33849 | 0.23458
999 | 0.13762 | 0.047247 | 0.76616 | 0.21067 | 0.028482 | 0.22419 | 0.91355 | 0.50308 | 0.37069 | 0.52088 | 0.28373 | 0.23934
1000 | 0.14756 | 0.058887 | 0.73355 | 0.18086 | 0.042396 | 0.3449 | 0.91355 | 0.52164 | 0.36814 | 0.45234 | 0.23046 | 0.26729
1001 | 0.17074 | 0.097501 | 0.61133 | 0.12053 | 0.07056 | 0.34604 | 0.91355 | 0.51566 | 0.38267 | 0.37844 | 0.18789 | 0.30279
1002 | 0.23832 | 0.13755 | 0.55115 | 0.063332 | 0.1424 | 0.26566 | 0.91355 | 0.49077 | 0.3868 | 0.28798 | 0.17707 | 0.35742
1003 | 0.26075 | 0.10856 | 0.63249 | 0.07577 | 0.21257 | 0.2093 | 0.91725 | 0.4419 | 0.37715 | 0.20269 | 0.21804 | 0.41605
1004 | 0.30454 | 0.11637 | 0.7734 | 0.083802 | 0.14458 | 0.10294 | 0.9191 | 0.40141 | 0.35656 | 0.16444 | 0.37193 | 0.47787
1005 | 0.31821 | 0.1272 | 0.8467 | 0.1158 | 0.042066 | 0.067942 | 0.92009 | 0.35552 | 0.32871 | 0.19147 | 0.49322 | 0.53943
1006 | 0.32021 | 0.15869 | 0.86106 | 0.2594 | 0.025755 | 0.078382 | 0.91788 | 0.33394 | 0.30878 | 0.27697 | 0.57418 | 0.58048
1007 | 0.48525 | 0.24774 | 0.825 | 0.36885 | 0.14036 | 0.23669 | 0.91788 | 0.30907 | 0.2986 | 0.41368 | 0.62793 | 0.60029
1008 | 0.5977 | 0.35505 | 0.69548 | 0.24011 | 0.30494 | 0.32478 | 0.91594 | 0.32872 | 0.26611 | 0.53419 | 0.63507 | 0.60939
1009 | 0.4533 | 0.20508 | 0.67207 | 0.29495 | 0.48759 | 0.44452 | 0.91585 | 0.38891 | 0.25778 | 0.5982 | 0.59943 | 0.59617
1010 | 0.44802 | 0.076216 | 0.72928 | 0.40569 | 0.40899 | 0.56239 | 0.9165 | 0.43513 | 0.25364 | 0.6492 | 0.53328 | 0.58152
1011 | 0.28758 | 0.18698 | 0.73706 | 0.42246 | 0.27019 | 0.47947 | 0.91603 | 0.49405 | 0.2537 | 0.69387 | 0.46297 | 0.57706
1012 | 0.1521 | 0.26542 | 0.71083 | 0.39402 | 0.25563 | 0.45745 | 0.91494 | 0.51147 | 0.26348 | 0.71999 | 0.41174 | 0.58235
1013 | 0.149 | 0.17197 | 0.50705 | 0.40925 | 0.33902 | 0.47628 | 0.91486 | 0.50457 | 0.27769 | 0.72909 | 0.38574 | 0.58635
1014 | 0.13502 | 0.11319 | 0.30169 | 0.27673 | 0.26983 | 0.57347 | 0.91466 | 0.47336 | 0.28549 | 0.73051 | 0.39192 | 0.60406
1015 | 0.065116 | 0.07044 | 0.18465 | 0.23003 | 0.2452 | 0.59693 | 0.91346 | 0.41539 | 0.28891 | 0.72344 | 0.41615 | 0.61788
1016 | 0.028841 | 0.04493 | 0.087908 | 0.27439 | 0.27458 | 0.47237 | 0.91672 | 0.32833 | 0.27523 | 0.71217 | 0.47586 | 0.64082
1017 | 0.028389 | 0.038291 | 0.091305 | 0.41796 | 0.24625 | 0.38374 | 0.91774 | 0.25128 | 0.24976 | 0.69644 | 0.57439 | 0.65007
1018 | 0.098505 | 0.05948 | 0.10077 | 0.47595 | 0.27916 | 0.30141 | 0.91631 | 0.19915 | 0.21331 | 0.68312 | 0.68366 | 0.65468
1019 | 0.18502 | 0.062536 | 0.17903 | 0.45479 | 0.30356 | 0.33173 | 0.91154 | 0.19764 | 0.18888 | 0.68257 | 0.74522 | 0.62693
1020 | 0.21812 | 0.052576 | 0.19536 | 0.44028 | 0.28035 | 0.30228 | 0.91111 | 0.21854 | 0.16676 | 0.67319 | 0.77881 | 0.56576
1021 | 0.23044 | 0.03411 | 0.2069 | 0.39493 | 0.24123 | 0.18246 | 0.90846 | 0.25009 | 0.16313 | 0.68105 | 0.79005 | 0.52224
1022 | 0.17119 | 0.01719 | 0.1839 | 0.3603 | 0.18247 | 0.05413 | 0.90568 | 0.2857 | 0.17356 | 0.70675 | 0.7727 | 0.49661
1023 | 0.15315 | 0.011397 | 0.24044 | 0.30769 | 0.082665 | 0.016001 | 0.90261 | 0.30743 | 0.18589 | 0.73583 | 0.71147 | 0.49311
1024 | 0.21987 | 0 | 0.22135 | 0.31974 | 0.049175 | 0.046829 | 0.89947 | 0.29408 | 0.20518 | 0.76267 | 0.64796 | 0.51758
1025 | 0.15858 | 0.056155 | 0.086276 | 0.3327 | 0.046212 | 0.10215 | 0.89743 | 0.26433 | 0.20994 | 0.76465 | 0.57953 | 0.56946
1026 | 0.13156 | 0.2174 | 0.073965 | 0.2901 | 0.03661 | 0.16857 | 0.89389 | 0.21754 | 0.20082 | 0.74861 | 0.51235 | 0.62403
1027 | 0.30394 | 0.34907 | 0.11594 | 0.22096 | 0.016162 | 0.2608 | 0.88856 | 0.17182 | 0.19257 | 0.72665 | 0.4366 | 0.66942
1028 | 0.40059 | 0.24459 | 0.12805 | 0.18336 | 0.02143 | 0.30553 | 0.87108 | 0.12535 | 0.16555 | 0.6932 | 0.36547 | 0.69252
1029 | 0.54982 | 0.10586 | 0.16753 | 0.1855 | 0.023209 | 0.40942 | 0.84557 | 0.0838 | 0.1503 | 0.64946 | 0.27896 | 0.67246
1030 | 0.39123 | 0.066818 | 0.10767 | 0.17037 | 0.040964 | 0.47678 | 0.81671 | 0.055326 | 0.1282 | 0.61957 | 0.21576 | 0.58411
1031 | 0.15044 | 0.16152 | 0.038579 | 0.15084 | 0.046829 | 0.57632 | 0.79249 | 0.04307 | 0.1171 | 0.62008 | 0.1728 | 0.47483
1032 | 0.23 | 0.38376 | 0.018639 | 0.07661 | 0.029915 | 0.64844 | 0.76591 | 0.052999 | 0.10537 | 0.62863 | 0.16825 | 0.36762
1033 | 0.32352 | 0.32793 | 0.039714 | 0.042527 | 0.050913 | 0.65674 | 0.72363 | 0.085483 | 0.091255 | 0.62839 | 0.22325 | 0.27674
1034 | 0.24395 | 0.37151 | 0.05462 | 0.037325 | 0.075935 | 0.57582 | 0.67521 | 0.12875 | 0.069788 | 0.61198 | 0.3649 | 0.23246
1035 | 0.26631 | 0.18535 | 0.08244 | 0.066364 | 0.089115 | 0.46858 | 0.63925 | 0.18432 | 0.054773 | 0.60446 | 0.54814 | 0.22978
1036 | 0.32629 | 0.03022 | 0.11149 | 0.075564 | 0.087737 | 0.39166 | 0.61114 | 0.23247 | 0.052466 | 0.60637 | 0.70186 | 0.25158
1037 | 0.3646 | 0 | 0.10696 | 0.043941 | 0.054709 | 0.37923 | 0.57993 | 0.27006 | 0.049005 | 0.59974 | 0.80387 | 0.2683
1038 | 0.20834 | 0.010703 | 0.075473 | 0.026541 | 0.043713 | 0.35752 | 0.53154 | 0.2934 | 0.045353 | 0.58182 | 0.87053 | 0.26888
1039 | 0.18461 | 0.012514 | 0.073016 | 0.022902 | 0.084449 | 0.28527 | 0.49613 | 0.30963 | 0.03822 | 0.56197 | 0.89412 | 0.24143
1040 | 0.11633 | 0.08566 | 0.077138 | 0.010502 | 0.14544 | 0.24245 | 0.4892 | 0.3056 | 0.035384 | 0.53786 | 0.8996 | 0.2199
1041 | 0.13142 | 0.33382 | 0.062781 | 0.028777 | 0.2063 | 0.20592 | 0.48305 | 0.31685 | 0.023124 | 0.52317 | 0.90229 | 0.20576
1042 | 0.22818 | 0.4368 | 0.049059 | 0.24027 | 0.35829 | 0.19204 | 0.46228 | 0.33059 | 0.016642 | 0.50481 | 0.90055 | 0.19393
1043 | 0.38734 | 0.51892 | 0.025362 | 0.42806 | 0.47221 | 0.18871 | 0.42262 | 0.35578 | 0.014896 | 0.48162 | 0.90011 | 0.20118
1044 | 0.55079 | 0.44622 | 0 | 0.27722 | 0.52397 | 0.18324 | 0.37943 | 0.41039 | 0.011439 | 0.45578 | 0.90118 | 0.20778
1045 | 0.63615 | 0.40834 | 0.014789 | 0.20543 | 0.6809 | 0.13757 | 0.33771 | 0.4747 | 0.015175 | 0.42898 | 0.90424 | 0.23318
1046 | 0.6809 | 0.31111 | 0 | 0.15245 | 0.73516 | 0.10253 | 0.31456 | 0.54367 | 0.017035 | 0.38368 | 0.90269 | 0.27813
1047 | 0.70645 | 0.24512 | 0 | 0.15634 | 0.79033 | 0.1091 | 0.31876 | 0.62786 | 0.018277 | 0.3356 | 0.90138 | 0.33124
1048 | 0.8103 | 0.19806 | 0.022506 | 0.13867 | 0.84602 | 0.18179 | 0.34465 | 0.67288 | 0.016824 | 0.29073 | 0.90278 | 0.38764
1049 | 0.88283 | 0.10233 | 0.018988 | 0.084823 | 0.82229 | 0.26728 | 0.37482 | 0.71083 | 0.017304 | 0.26335 | 0.90081 | 0.43464
1050 | 0.87658 | 0.044206 | 0.015174 | 0.020771 | 0.82166 | 0.30196 | 0.42375 | 0.75122 | 0.015267 | 0.26171 | 0.89689 | 0.52167
1051 | 0.88468 | 0.08405 | 0.030809 | 0.013168 | 0.79212 | 0.41901 | 0.4621 | 0.79288 | 0.013333 | 0.256 | 0.89218 | 0.61718
1052 | 0.88253 | 0.14561 | 0.069173 | 0.04161 | 0.63427 | 0.55054 | 0.49047 | 0.83661 | 0.011678 | 0.25391 | 0.88015 | 0.69527
1053 | 0.86142 | 0.14956 | 0.047154 | 0.039862 | 0.50506 | 0.57566 | 0.50884 | 0.87084 | 0.0079564 | 0.2608 | 0.83901 | 0.74491
1054 | 0.8433 | 0.31618 | 0.01635 | 0.057114 | 0.51682 | 0.57349 | 0.49725 | 0.88113 | 0.0060045 | 0.27199 | 0.78248 | 0.77414
1055 | 0.81573 | 0.55883 | 0.017497 | 0.09867 | 0.49056 | 0.5828 | 0.50004 | 0.89006 | 0.0058482 | 0.29649 | 0.71051 | 0.79479
1056 | 0.68958 | 0.7079 | 0.059606 | 0.15123 | 0.45303 | 0.48337 | 0.49861 | 0.89344 | 0.0019011 | 0.32715 | 0.62584 | 0.81008
1057 | 0.61396 | 0.6704 | 0.1221 | 0.12252 | 0.72451 | 0.29671 | 0.48049 | 0.88883 | 0.001418 | 0.34806 | 0.54915 | 0.82555
1058 | 0.61437 | 0.4645 | 0.31347 | 0.080932 | 0.76215 | 0.19383 | 0.47593 | 0.87379 | 0.0051661 | 0.3718 | 0.49391 | 0.84782
1059 | 0.63868 | 0.23175 | 0.52992 | 0.083457 | 0.82349 | 0.15641 | 0.48271 | 0.86193 | 0.0053789 | 0.39275 | 0.47126 | 0.86418
1060 | 0.52336 | 0.16141 | 0.56185 | 0.20655 | 0.88613 | 0.15511 | 0.4973 | 0.85042 | 0.006169 | 0.40706 | 0.47811 | 0.86463
1061 | 0.37831 | 0.18046 | 0.42779 | 0.31429 | 0.90386 | 0.13827 | 0.5482 | 0.83489 | 0.016345 | 0.41009 | 0.50746 | 0.84548
1062 | 0.3072 | 0.19892 | 0.26769 | 0.28788 | 0.86897 | 0.11119 | 0.57989 | 0.82346 | 0.018756 | 0.40974 | 0.57677 | 0.81082
1063 | 0.36419 | 0.12793 | 0.29101 | 0.20955 | 0.82041 | 0.090566 | 0.61449 | 0.81479 | 0.028095 | 0.41174 | 0.64728 | 0.75189
1064 | 0.4404 | 0.1237 | 0.32027 | 0.16059 | 0.62228 | 0.13043 | 0.64294 | 0.79991 | 0.037455 | 0.41797 | 0.72059 | 0.67795
1065 | 0.54162 | 0.21047 | 0.43116 | 0.18191 | 0.45956 | 0.18182 | 0.66301 | 0.7799 | 0.059368 | 0.43266 | 0.77836 | 0.60559
1066 | 0.59534 | 0.34996 | 0.56138 | 0.23407 | 0.47939 | 0.22772 | 0.67505 | 0.77666 | 0.084625 | 0.41976 | 0.82813 | 0.52388
1067 | 0.59294 | 0.32154 | 0.51652 | 0.32829 | 0.42883 | 0.28811 | 0.68436 | 0.7895 | 0.10542 | 0.40231 | 0.8586 | 0.47956
1068 | 0.63621 | 0.28968 | 0.41693 | 0.23577 | 0.35445 | 0.27381 | 0.67491 | 0.80586 | 0.11062 | 0.36153 | 0.88046 | 0.4567
1069 | 0.68412 | 0.314 | 0.28473 | 0.15253 | 0.3096 | 0.21495 | 0.67524 | 0.82215 | 0.12286 | 0.31448 | 0.88424 | 0.46288
1070 | 0.67997 | 0.33682 | 0.22095 | 0.16393 | 0.22985 | 0.21067 | 0.69227 | 0.82704 | 0.14999 | 0.27822 | 0.88762 | 0.52759
1071 | 0.54553 | 0.42391 | 0.17104 | 0.18749 | 0.15413 | 0.17777 | 0.69821 | 0.8219 | 0.1691 | 0.26719 | 0.88994 | 0.61866
1072 | 0.40867 | 0.49994 | 0.13044 | 0.20631 | 0.12826 | 0.13943 | 0.72787 | 0.82073 | 0.19783 | 0.28708 | 0.8954 | 0.71159
1073 | 0.3548 | 0.499 | 0.083441 | 0.18803 | 0.10517 | 0.12744 | 0.76862 | 0.81249 | 0.22449 | 0.33545 | 0.89862 | 0.76322
1074 | 0.27665 | 0.34528 | 0.12149 | 0.33199 | 0.093351 | 0.097677 | 0.79797 | 0.79472 | 0.24464 | 0.40721 | 0.90086 | 0.79312
1075 | 0.21853 | 0.3008 | 0.24536 | 0.32868 | 0.073271 | 0.10838 | 0.80981 | 0.76387 | 0.26098 | 0.48636 | 0.90097 | 0.81584
1076 | 0.20553 | 0.29204 | 0.28292 | 0.24516 | 0.11115 | 0.1218 | 0.81101 | 0.73001 | 0.26276 | 0.56372 | 0.90099 | 0.84583
1077 | 0.17943 | 0.22788 | 0.1183 | 0.25652 | 0.19003 | 0.091775 | 0.80083 | 0.69054 | 0.24927 | 0.62447 | 0.90318 | 0.86995
1078 | 0.17275 | 0.21897 | 0.012476 | 0.22908 | 0.21895 | 0.10183 | 0.78096 | 0.66378 | 0.2411 | 0.64911 | 0.9063 | 0.88648
1079 | 0.26531 | 0.15868 | 0.018818 | 0.093787 | 0.38026 | 0.22749 | 0.75542 | 0.65736 | 0.21825 | 0.66464 | 0.9063 | 0.89741
1080 | 0.56758 | 0.076338 | 0.034575 | 0.21987 | 0.58495 | 0.36266 | 0.71622 | 0.65516 | 0.19968 | 0.64859 | 0.90414 | 0.9029
1081 | 0.69431 | 0.076551 | 0.038765 | 0.26883 | 0.65889 | 0.37263 | 0.66936 | 0.63823 | 0.18809 | 0.61594 | 0.9063 | 0.90344
1082 | 0.76348 | 0.080313 | 0.03188 | 0.26871 | 0.69123 | 0.31764 | 0.63217 | 0.59081 | 0.17918 | 0.54595 | 0.9063 | 0.90485
1083 | 0.79191 | 0.092862 | 0.014035 | 0.24974 | 0.70835 | 0.36263 | 0.59734 | 0.55443 | 0.17878 | 0.46893 | 0.90728 | 0.90496
1084 | 0.74482 | 0.0639 | 0.018361 | 0.22818 | 0.53023 | 0.5059 | 0.5743 | 0.52876 | 0.17418 | 0.39692 | 0.90697 | 0.90097
1085 | 0.72606 | 0.023467 | 0.012479 | 0.16002 | 0.4134 | 0.63346 | 0.55891 | 0.52695 | 0.17112 | 0.35643 | 0.90689 | 0.88887
1086 | 0.69534 | 0.064313 | 0.010537 | 0.059151 | 0.30352 | 0.75321 | 0.53874 | 0.54259 | 0.16106 | 0.3218 | 0.90879 | 0.87027
1087 | 0.55543 | 0.19021 | 0.030592 | 0.029063 | 0.35512 | 0.73812 | 0.54108 | 0.54633 | 0.15856 | 0.26742 | 0.90537 | 0.87807
1088 | 0.56402 | 0.26898 | 0.059906 | 0.015861 | 0.28164 | 0.74408 | 0.54132 | 0.55477 | 0.15924 | 0.25597 | 0.9062 | 0.882
1089 | 0.55153 | 0.24478 | 0.054389 | 0.01385 | 0.18239 | 0.72942 | 0.53431 | 0.58739 | 0.15964 | 0.3661 | 0.90545 | 0.88627
1090 | 0.55929 | 0.20396 | 0.12268 | 0 | 0.084484 | 0.73992 | 0.52379 | 0.60489 | 0.15074 | 0.54357 | 0.89999 | 0.89085
1091 | 0.51787 | 0.23162 | 0.37584 | 0 | 0.046208 | 0.75468 | 0.49837 | 0.64378 | 0.13489 | 0.63046 | 0.89711 | 0.8916
1092 | 0.42518 | 0.20144 | 0.60956 | 0 | 0.055645 | 0.78439 | 0.46171 | 0.66969 | 0.12302 | 0.61956 | 0.89709 | 0.88799
1093 | 0.34517 | 0.15583 | 0.69247 | 0.016553 | 0.097434 | 0.80347 | 0.44486 | 0.69947 | 0.11343 | 0.5745 | 0.89427 | 0.89561
1094 | 0.34767 | 0.080979 | 0.7049 | 0.013035 | 0.082889 | 0.806 | 0.43709 | 0.73648 | 0.11606 | 0.54049 | 0.89561 | 0.90076
1095 | 0.28801 | 0.054117 | 0.83493 | 0.031178 | 0.073504 | 0.76008 | 0.44033 | 0.75096 | 0.12577 | 0.53905 | 0.89808 | 0.90174
1096 | 0.37861 | 0.081605 | 0.88497 | 0.027845 | 0.04056 | 0.71813 | 0.45284 | 0.78501 | 0.15042 | 0.57895 | 0.89937 | 0.90045
1097 | 0.52668 | 0.10888 | 0.8804 | 0.059929 | 0 | 0.70813 | 0.45921 | 0.82819 | 0.17224 | 0.63711 | 0.89603 | 0.90546
1098 | 0.63838 | 0.099401 | 0.85295 | 0.27226 | 0.023855 | 0.72715 | 0.45604 | 0.85739 | 0.18588 | 0.68431 | 0.89198 | 0.90579
1099 | 0.65279 | 0.06201 | 0.76424 | 0.59638 | 0.046876 | 0.66299 | 0.4277 | 0.87214 | 0.18207 | 0.70913 | 0.88847 | 0.90274
1100 | 0.6957 | 0.022372 | 0.6771 | 0.77064 | 0.025301 | 0.51294 | 0.38328 | 0.8805 | 0.16043 | 0.72552 | 0.8862 | 0.89985
1101 | 0.72635 | 0.022203 | 0.61767 | 0.84369 | 0.024598 | 0.34605 | 0.3381 | 0.88229 | 0.14643 | 0.72029 | 0.8774 | 0.89226
1102 | 0.69695 | 0.033274 | 0.57494 | 0.89565 | 0.036711 | 0.35912 | 0.2837 | 0.88224 | 0.12077 | 0.70147 | 0.88123 | 0.88911
1103 | 0.60209 | 0.028728 | 0.50606 | 0.91486 | 0.017261 | 0.37443 | 0.227 | 0.8811 | 0.10606 | 0.67324 | 0.8877 | 0.88871
1104 | 0.44232 | 0.017489 | 0.41204 | 0.91621 | 0 | 0.35164 | 0.18283 | 0.88374 | 0.091646 | 0.62897 | 0.88754 | 0.88873
1105 | 0.21859 | 0.042459 | 0.27581 | 0.90446 | 0.01214 | 0.28589 | 0.13938 | 0.88352 | 0.076803 | 0.5666 | 0.884 | 0.88446
1106 | 0.11611 | 0.10128 | 0.17785 | 0.90567 | 0 | 0.25531 | 0.10861 | 0.88378 | 0.055236 | 0.50992 | 0.88242 | 0.87205
1107 | 0.09954 | 0.15649 | 0.13299 | 0.90321 | 0.010401 | 0.27133 | 0.093664 | 0.88803 | 0.048066 | 0.45963 | 0.87595 | 0.8524
1108 | 0.17123 | 0.16487 | 0.12166 | 0.90464 | 0 | 0.24959 | 0.085746 | 0.89004 | 0.049562 | 0.42772 | 0.87315 | 0.83897
1109 | 0.20804 | 0.1389 | 0.11896 | 0.91695 | 0 | 0.2826 | 0.083419 | 0.88828 | 0.058309 | 0.4119 | 0.86348 | 0.85253
1110 | 0.23285 | 0.095124 | 0.090269 | 0.91681 | 0.013531 | 0.25667 | 0.082399 | 0.88888 | 0.06026 | 0.40592 | 0.85644 | 0.86572
1111 | 0.23894 | 0.063421 | 0.087767 | 0.915 | 0 | 0.23125 | 0.080881 | 0.89032 | 0.06001 | 0.43181 | 0.83688 | 0.87951
1112 | 0.25933 | 0.065399 | 0.064759 | 0.91048 | 0.012314 | 0.19718 | 0.079123 | 0.89259 | 0.053384 | 0.48055 | 0.7668 | 0.88828
1113 | 0.23267 | 0.075144 | 0.067454 | 0.9047 | 0 | 0.22547 | 0.073539 | 0.89108 | 0.045409 | 0.54856 | 0.68206 | 0.89116
1114 | 0.27008 | 0.13591 | 0.051271 | 0.89732 | 0.11562 | 0.26171 | 0.06788 | 0.89124 | 0.031243 | 0.61211 | 0.58663 | 0.89472
1115 | 0.349 | 0.12718 | 0.018317 | 0.89561 | 0.19899 | 0.24828 | 0.063296 | 0.89546 | 0.024445 | 0.66276 | 0.55489 | 0.89589
1116 | 0.3801 | 0.21675 | 0.035696 | 0.89126 | 0.10712 | 0.14604 | 0.057889 | 0.89551 | 0.016801 | 0.69654 | 0.55473 | 0.89637
1117 | 0.36414 | 0.33951 | 0.066939 | 0.87227 | 0.20838 | 0.092716 | 0.053511 | 0.89948 | 0.012484 | 0.72177 | 0.57222 | 0.89642
1118 | 0.45429 | 0.29554 | 0.074264 | 0.85026 | 0.36296 | 0.074077 | 0.051595 | 0.90215 | 0.013217 | 0.73582 | 0.59139 | 0.89434
1119 | 0.47354 | 0.24239 | 0.042747 | 0.83762 | 0.46702 | 0.12882 | 0.049238 | 0.90163 | 0.012525 | 0.74252 | 0.61627 | 0.89625
1120 | 0.49484 | 0.05071 | 0.013155 | 0.8097 | 0.71967 | 0.14639 | 0.049171 | 0.90296 | 0.013141 | 0.74163 | 0.62472 | 0.89692
1121 | 0.46117 | 0 | 0 | 0.79312 | 0.81295 | 0.14092 | 0.052466 | 0.90452 | 0.012115 | 0.75064 | 0.62237 | 0.8969
1122 | 0.40968 | 0.058593 | 0 | 0.79818 | 0.74956 | 0.092418 | 0.056334 | 0.90494 | 0.01161 | 0.76491 | 0.62842 | 0.89679
1123 | 0.2817 | 0.067948 | 0.010618 | 0.80879 | 0.7325 | 0.11578 | 0.059368 | 0.90141 | 0.0094247 | 0.7715 | 0.64124 | 0.89448
1124 | 0.21244 | 0.066414 | 0 | 0.75673 | 0.63857 | 0.14435 | 0.055545 | 0.90578 | 0.0082846 | 0.76331 | 0.66251 | 0.89566
1125 | 0.19391 | 0.013152 | 0 | 0.61447 | 0.50991 | 0.14466 | 0.047775 | 0.90605 | 0.0077123 | 0.74582 | 0.68926 | 0.89516
1126 | 0.24529 | 0 | 0 | 0.5153 | 0.6256 | 0.11859 | 0.037272 | 0.90652 | 0.01638 | 0.70477 | 0.70295 | 0.8959
1127 | 0.29708 | 0 | 0.025369 | 0.45446 | 0.7532 | 0.096891 | 0.036075 | 0.90531 | 0.034973 | 0.66232 | 0.72167 | 0.89301
1128 | 0.37791 | 0.052138 | 0.10795 | 0.40418 | 0.77059 | 0.11397 | 0.02834 | 0.90351 | 0.049774 | 0.61294 | 0.72145 | 0.88569
1129 | 0.4129 | 0.18797 | 0.16821 | 0.31801 | 0.77493 | 0.35261 | 0.0257 | 0.89776 | 0.05022 | 0.56316 | 0.72823 | 0.89213
1130 | 0.41515 | 0.29909 | 0.20666 | 0.22739 | 0.76959 | 0.6384 | 0.030295 | 0.87666 | 0.053886 | 0.53001 | 0.7317 | 0.87508
1131 | 0.42045 | 0.45142 | 0.18154 | 0.17039 | 0.7051 | 0.72747 | 0.040782 | 0.85175 | 0.068203 | 0.51498 | 0.74708 | 0.87832
1132 | 0.45725 | 0.45783 | 0.16382 | 0.13656 | 0.6807 | 0.80871 | 0.060925 | 0.82325 | 0.077987 | 0.51749 | 0.75541 | 0.86656
1133 | 0.48704 | 0.36078 | 0.090302 | 0.090343 | 0.6726 | 0.68418 | 0.082096 | 0.76263 | 0.091961 | 0.53327 | 0.76765 | 0.84042
1134 | 0.5215 | 0.32146 | 0.131 | 0.036269 | 0.66639 | 0.46687 | 0.10048 | 0.7036 | 0.10108 | 0.53522 | 0.77042 | 0.84042
1135 | 0.53257 | 0.38167 | 0.17866 | 0 | 0.61299 | 0.34007 | 0.11106 | 0.6851 | 0.12133 | 0.54454 | 0.77567 | 0.84042
1136 | 0.47996 | 0.40611 | 0.25382 | 0 | 0.58959 | 0.32529 | 0.11932 | 0.74384 | 0.15341 | 0.5638 | 0.77933 | 0.88991
1137 | 0.34713 | 0.52294 | 0.36465 | 0 | 0.4924 | 0.35951 | 0.13527 | 0.83264 | 0.19143 | 0.59627 | 0.78288 | 0.88733
1138 | 0.32663 | 0.54853 | 0.43069 | 0 | 0.42979 | 0.3747 | 0.13845 | 0.87121 | 0.2185 | 0.61624 | 0.78253 | 0.88337
1139 | 0.30407 | 0.46242 | 0.33147 | 0.06291 | 0.51153 | 0.34548 | 0.15119 | 0.89441 | 0.24362 | 0.62903 | 0.7848 | 0.87645
1140 | 0.23665 | 0.38646 | 0.34601 | 0.13838 | 0.58613 | 0.31712 | 0.1558 | 0.90715 | 0.27126 | 0.62982 | 0.79552 | 0.86754
1141 | 0.16361 | 0.38054 | 0.42054 | 0.14695 | 0.70105 | 0.27511 | 0.17084 | 0.90875 | 0.27701 | 0.6179 | 0.79931 | 0.8566
1142 | 0.12693 | 0.35339 | 0.47406 | 0.18165 | 0.76584 | 0.19463 | 0.19035 | 0.90951 | 0.28641 | 0.59058 | 0.7973 | 0.8442
1143 | 0.068135 | 0.38197 | 0.62845 | 0.19369 | 0.75313 | 0.17289 | 0.22 | 0.91207 | 0.29221 | 0.56229 | 0.8042 | 0.82845
1144 | 0.042647 | 0.42446 | 0.72201 | 0.16874 | 0.74373 | 0.2012 | 0.25281 | 0.91397 | 0.30379 | 0.51626 | 0.81837 | 0.81237
1145 | 0.040154 | 0.29717 | 0.76203 | 0.14923 | 0.74433 | 0.19058 | 0.27529 | 0.91485 | 0.3414 | 0.46981 | 0.83113 | 0.79512
1146 | 0.01491 | 0.19282 | 0.6345 | 0.23092 | 0.78389 | 0.13221 | 0.26701 | 0.91276 | 0.39636 | 0.42413 | 0.84516 | 0.77922
1147 | 0 | 0.20235 | 0.62444 | 0.29032 | 0.76397 | 0.15098 | 0.25785 | 0.9137 | 0.50726 | 0.37448 | 0.86055 | 0.77198
1148 | 0 | 0.17166 | 0.76004 | 0.32355 | 0.74068 | 0.15868 | 0.23534 | 0.91351 | 0.62454 | 0.33592 | 0.87537 | 0.77288
1149 | 0 | 0.13837 | 0.81191 | 0.21489 | 0.71683 | 0.10777 | 0.21983 | 0.91338 | 0.72187 | 0.30708 | 0.88286 | 0.78777
1150 | 0.010862 | 0.078763 | 0.82865 | 0.080209 | 0.72113 | 0.053858 | 0.2093 | 0.91465 | 0.77767 | 0.27391 | 0.88324 | 0.81626
1151 | 0.040149 | 0.047497 | 0.84689 | 0.01789 | 0.70636 | 0.025966 | 0.18519 | 0.91291 | 0.80556 | 0.24468 | 0.8842 | 0.85509
1152 | 0.051553 | 0.03321 | 0.8113 | 0.015716 | 0.61612 | 0 | 0.15561 | 0.91291 | 0.81997 | 0.20221 | 0.87683 | 0.87457
1153 | 0.036114 | 0.044066 | 0.74345 | 0 | 0.52019 | 0 | 0.13085 | 0.91421 | 0.82245 | 0.17253 | 0.8662 | 0.87765
1154 | 0.03806 | 0.039416 | 0.74283 | 0 | 0.47311 | 0.019843 | 0.11386 | 0.9105 | 0.83166 | 0.15145 | 0.84098 | 0.87674
1155 | 0.046842 | 0.065597 | 0.74641 | 0 | 0.30777 | 0.014135 | 0.095885 | 0.90948 | 0.83388 | 0.13613 | 0.82576 | 0.87525
1156 | 0.041127 | 0.15955 | 0.77678 | 0.057818 | 0.15595 | 0 | 0.078933 | 0.91129 | 0.83337 | 0.13569 | 0.82483 | 0.87185
1157 | 0.069151 | 0.24436 | 0.83397 | 0.10841 | 0.16604 | 0 | 0.070216 | 0.91122 | 0.8133 | 0.13119 | 0.81004 | 0.87356
1158 | 0.13721 | 0.20844 | 0.82078 | 0.12583 | 0.14144 | 0.038046 | 0.063354 | 0.91239 | 0.75788 | 0.12302 | 0.80279 | 0.88141
1159 | 0.18662 | 0.26811 | 0.75855 | 0.20647 | 0.13421 | 0.43539 | 0.062826 | 0.91562 | 0.69452 | 0.12743 | 0.78574 | 0.88721
1160 | 0.22109 | 0.31949 | 0.643 | 0.22188 | 0.13342 | 0.66164 | 0.062701 | 0.91333 | 0.65789 | 0.12911 | 0.7629 | 0.89004
1161 | 0.19016 | 0.33781 | 0.53206 | 0.23816 | 0.11589 | 0.63887 | 0.069891 | 0.91316 | 0.64866 | 0.13386 | 0.73671 | 0.89078
1162 | 0.10059 | 0.52983 | 0.47528 | 0.25563 | 0.18096 | 0.70029 | 0.066992 | 0.91498 | 0.66293 | 0.13807 | 0.70838 | 0.89048
1163 | 0.13134 | 0.54523 | 0.4421 | 0.25738 | 0.2075 | 0.83327 | 0.074115 | 0.91151 | 0.68805 | 0.13208 | 0.68986 | 0.8891
1164 | 0.11443 | 0.50859 | 0.44556 | 0.23246 | 0.18841 | 0.86882 | 0.061935 | 0.91021 | 0.70837 | 0.12229 | 0.67212 | 0.88436
1165 | 0.18287 | 0.50512 | 0.36904 | 0.25884 | 0.19807 | 0.86247 | 0.057066 | 0.91033 | 0.72536 | 0.11682 | 0.6469 | 0.88336
1166 | 0.21966 | 0.49131 | 0.28124 | 0.39966 | 0.29114 | 0.86228 | 0.046466 | 0.91239 | 0.73512 | 0.12141 | 0.60514 | 0.87584
1167 | 0.23001 | 0.41314 | 0.24301 | 0.56266 | 0.31952 | 0.83891 | 0.034575 | 0.91047 | 0.73466 | 0.127 | 0.5474 | 0.87194
1168 | 0.22015 | 0.3938 | 0.27138 | 0.67267 | 0.36348 | 0.76736 | 0.025575 | 0.91011 | 0.73305 | 0.13152 | 0.47193 | 0.85682
1169 | 0.13361 | 0.39015 | 0.30285 | 0.75391 | 0.50113 | 0.68564 | 0.022282 | 0.90977 | 0.7294 | 0.13774 | 0.39419 | 0.84377
1170 | 0.07501 | 0.24322 | 0.26283 | 0.76924 | 0.55952 | 0.60546 | 0.020007 | 0.90654 | 0.70238 | 0.14568 | 0.30996 | 0.84254
1171 | 0.10428 | 0.16173 | 0.19457 | 0.68749 | 0.50903 | 0.55712 | 0.016885 | 0.90229 | 0.67122 | 0.14802 | 0.27337 | 0.84345
1172 | 0.080105 | 0.13389 | 0.12707 | 0.50805 | 0.50962 | 0.48199 | 0.015469 | 0.90078 | 0.65009 | 0.15374 | 0.26275 | 0.851
1173 | 0.096735 | 0.084615 | 0.095327 | 0.23994 | 0.4514 | 0.31305 | 0.024434 | 0.89297 | 0.6195 | 0.16321 | 0.27785 | 0.85855
1174 | 0.16578 | 0.11144 | 0.13951 | 0.11202 | 0.40726 | 0.25145 | 0.037684 | 0.88313 | 0.59917 | 0.17999 | 0.29646 | 0.86388
1175 | 0.20459 | 0.22002 | 0.35023 | 0.072561 | 0.42386 | 0.24542 | 0.065306 | 0.8708 | 0.60148 | 0.18162 | 0.32485 | 0.86583
1176 | 0.22142 | 0.15242 | 0.52665 | 0.059473 | 0.39651 | 0.17061 | 0.10255 | 0.85006 | 0.59221 | 0.1794 | 0.34954 | 0.85299
1177 | 0.23213 | 0.079945 | 0.59601 | 0.060366 | 0.33532 | 0.11309 | 0.16045 | 0.82001 | 0.5654 | 0.17037 | 0.38268 | 0.80489
1178 | 0.23117 | 0.088781 | 0.6013 | 0.051334 | 0.20158 | 0.06969 | 0.21915 | 0.78599 | 0.55653 | 0.16679 | 0.41744 | 0.74919
1179 | 0.2606 | 0.062859 | 0.68911 | 0.049266 | 0.1167 | 0.043547 | 0.27581 | 0.76306 | 0.57976 | 0.15695 | 0.45178 | 0.70033
1180 | 0.34094 | 0.13002 | 0.76799 | 0.08228 | 0.081506 | 0.053013 | 0.32397 | 0.72569 | 0.63503 | 0.15789 | 0.48391 | 0.66878
1181 | 0.31495 | 0.20078 | 0.81969 | 0.10835 | 0.088972 | 0.095918 | 0.36495 | 0.6664 | 0.69505 | 0.15593 | 0.51422 | 0.67669
1182 | 0.31432 | 0.15512 | 0.80248 | 0.11079 | 0.087641 | 0.1074 | 0.40899 | 0.60073 | 0.76588 | 0.1486 | 0.53246 | 0.71082
1183 | 0.35853 | 0.061496 | 0.66124 | 0.16473 | 0.056372 | 0.076825 | 0.4471 | 0.52228 | 0.80516 | 0.14546 | 0.56378 | 0.74954
1184 | 0.3199 | 0.059564 | 0.53439 | 0.15887 | 0.067927 | 0.034154 | 0.47836 | 0.4504 | 0.83702 | 0.14368 | 0.57517 | 0.79196
1185 | 0.27376 | 0.090973 | 0.49348 | 0.19305 | 0.090703 | 0.01062 | 0.5225 | 0.37921 | 0.86429 | 0.13233 | 0.60769 | 0.8188
1186 | 0.20707 | 0.16387 | 0.50175 | 0.23152 | 0.17812 | 0.013732 | 0.56198 | 0.32779 | 0.87423 | 0.12271 | 0.6307 | 0.83484
1187 | 0.10885 | 0.26175 | 0.45049 | 0.2109 | 0.28825 | 0.055105 | 0.59809 | 0.28543 | 0.87825 | 0.1213 | 0.66024 | 0.83057
1188 | 0.047095 | 0.28039 | 0.31105 | 0.1884 | 0.36252 | 0.076877 | 0.62405 | 0.2584 | 0.88111 | 0.11907 | 0.67461 | 0.84076
1189 | 0.031199 | 0.30161 | 0.14553 | 0.13431 | 0.32144 | 0.048831 | 0.64152 | 0.24373 | 0.88514 | 0.11896 | 0.6758 | 0.86924
1190 | 0.018405 | 0.37799 | 0.093249 | 0.14487 | 0.41177 | 0.020219 | 0.65925 | 0.23345 | 0.88802 | 0.11174 | 0.66605 | 0.89787
1191 | 0.013588 | 0.34073 | 0.077469 | 0.19257 | 0.48068 | 0.018523 | 0.68981 | 0.23023 | 0.89157 | 0.10407 | 0.63422 | 0.77961
1192 | 0.048231 | 0.42642 | 0.038143 | 0.12839 | 0.56648 | 0.063216 | 0.72262 | 0.2177 | 0.89249 | 0.096636 | 0.59025 | 0.9081
1193 | 0.12019 | 0.5553 | 0.035626 | 0.081679 | 0.64285 | 0.15643 | 0.73851 | 0.1988 | 0.89353 | 0.082752 | 0.5519 | 0.91009
1194 | 0.097843 | 0.50688 | 0.062216 | 0.04273 | 0.6634 | 0.17195 | 0.7421 | 0.18091 | 0.89268 | 0.07063 | 0.5138 | 0.9076
1195 | 0.12638 | 0.36068 | 0.091742 | 0.055867 | 0.70397 | 0.16608 | 0.73722 | 0.15706 | 0.89003 | 0.061483 | 0.46725 | 0.90543
1196 | 0.13814 | 0.33829 | 0.18594 | 0.061598 | 0.74994 | 0.16334 | 0.72621 | 0.14528 | 0.88789 | 0.054544 | 0.43833 | 0.90324
1197 | 0.162 | 0.23951 | 0.21984 | 0.022253 | 0.69675 | 0.14188 | 0.72632 | 0.14818 | 0.88313 | 0.051378 | 0.42669 | 0.90055
1198 | 0.32025 | 0.28123 | 0.35022 | 0 | 0.72484 | 0.13423 | 0.71941 | 0.16018 | 0.87841 | 0.045663 | 0.44099 | 0.90103
1199 | 0.38916 | 0.33252 | 0.48774 | 0 | 0.78734 | 0.13849 | 0.70619 | 0.18342 | 0.88326 | 0.042532 | 0.48711 | 0.90263
1200 | 0.4866 | 0.22142 | 0.41024 | 0.084559 | 0.79245 | 0.085127 | 0.67182 | 0.21739 | 0.88756 | 0.041192 | 0.55359 | 0.89784
1201 | 0.55625 | 0.15788 | 0.35049 | 0.10279 | 0.80053 | 0.041493 | 0.60216 | 0.2661 | 0.88367 | 0.03929 | 0.58722 | 0.89039
1202 | 0.46994 | 0.12138 | 0.32566 | 0.061974 | 0.83368 | 0.028445 | 0.53525 | 0.29318 | 0.88292 | 0.042334 | 0.62811 | 0.88855
1203 | 0.4192 | 0.083149 | 0.29946 | 0.065393 | 0.83315 | 0.031265 | 0.45388 | 0.32325 | 0.88214 | 0.048618 | 0.67524 | 0.89215
1204 | 0.33732 | 0.13526 | 0.26426 | 0.11606 | 0.80753 | 0.05737 | 0.3667 | 0.36027 | 0.88031 | 0.054943 | 0.72114 | 0.89568
1205 | 0.25149 | 0.16315 | 0.31062 | 0.13926 | 0.82444 | 0.11398 | 0.28029 | 0.40821 | 0.88219 | 0.061187 | 0.74837 | 0.9002
1206 | 0.15395 | 0.10878 | 0.27034 | 0.11777 | 0.8112 | 0.17283 | 0.19962 | 0.46574 | 0.88537 | 0.072737 | 0.76798 | 0.90265
1207 | 0.20529 | 0.063029 | 0.24749 | 0.15877 | 0.68351 | 0.17644 | 0.11613 | 0.50918 | 0.8906 | 0.077585 | 0.78797 | 0.90321
1208 | 0.20896 | 0.045904 | 0.20392 | 0.1593 | 0.53672 | 0.13151 | 0.05505 | 0.5497 | 0.89359 | 0.086521 | 0.8077 | 0.90331
1209 | 0.19631 | 0 | 0.18837 | 0.13376 | 0.36038 | 0.098126 | 0.024084 | 0.58501 | 0.89619 | 0.096091 | 0.83403 | 0.90658
1210 | 0.20908 | 0.041971 | 0.22802 | 0.16864 | 0.29447 | 0.10341 | 0.016939 | 0.63574 | 0.89745 | 0.10296 | 0.85352 | 0.90664
1211 | 0.18723 | 0.063056 | 0.1929 | 0.16883 | 0.2774 | 0.24917 | 0.021543 | 0.68382 | 0.89569 | 0.10488 | 0.8686 | 0.90733
1212 | 0.17812 | 0.047639 | 0.12318 | 0.13336 | 0.18323 | 0.48151 | 0.033375 | 0.6996 | 0.89142 | 0.10995 | 0.8765 | 0.90837
1213 | 0.41776 | 0.02105 | 0.10236 | 0.12604 | 0.074027 | 0.51307 | 0.061652 | 0.70821 | 0.8915 | 0.10577 | 0.88319 | 0.91038
1214 | 0.61081 | 0.015808 | 0.1022 | 0.1474 | 0.028027 | 0.28818 | 0.11351 | 0.71162 | 0.57679 | 0.10826 | 0.88952 | 0.90914
1215 | 0.70344 | 0.02368 | 0.093104 | 0.14872 | 0 | 0.139 | 0.17123 | 0.71638 | 0.43119 | 0.10784 | 0.89198 | 0.90133
1216 | 0.57088 | 0.053628 | 0.14977 | 0.17758 | 0 | 0.066947 | 0.2303 | 0.75144 | 0.39486 | 0.11356 | 0.89911 | 0.87207
1217 | 0.40383 | 0.045911 | 0.14083 | 0.19198 | 0.025662 | 0.03944 | 0.27544 | 0.77427 | 0.35078 | 0.12088 | 0.90097 | 0.80434
1218 | 0.37255 | 0.034674 | 0.077929 | 0.11168 | 0.030847 | 0.042252 | 0.31525 | 0.7883 | 0.46197 | 0.12915 | 0.90008 | 0.654
1219 | 0.3293 | 0.030624 | 0.084304 | 0.073523 | 0.037255 | 0.038947 | 0.34191 | 0.79257 | 0.55106 | 0.14476 | 0.8993 | 0.51556
1220 | 0.26574 | 0.039619 | 0.078656 | 0.068836 | 0.080386 | 0.039712 | 0.37104 | 0.79339 | 0.63648 | 0.16125 | 0.89892 | 0.38249
1221 | 0.31817 | 0.058135 | 0.071108 | 0.075442 | 0.15006 | 0.037999 | 0.39566 | 0.79738 | 0.82971 | 0.18122 | 0.89846 | 0.29522
1222 | 0.43479 | 0.15767 | 0.11348 | 0.1009 | 0.17763 | 0.023806 | 0.41527 | 0.80215 | 0.90041 | 0.21323 | 0.89889 | 0.23377
1223 | 0.43441 | 0.31211 | 0.092056 | 0.18945 | 0.1876 | 0.062609 | 0.4503 | 0.81299 | 0.89672 | 0.25788 | 0.89743 | 0.18946
1224 | 0.39416 | 0.34291 | 0.078776 | 0.2392 | 0.19937 | 0.13253 | 0.47454 | 0.82796 | 0.89177 | 0.30794 | 0.89876 | 0.16317
1225 | 0.48912 | 0.30326 | 0.094829 | 0.24427 | 0.11305 | 0.10368 | 0.47008 | 0.84653 | 0.86644 | 0.32865 | 0.89989 | 0.13894
1226 | 0.51608 | 0.32849 | 0.11079 | 0.26529 | 0.099219 | 0.090118 | 0.46859 | 0.86824 | 0.82958 | 0.32967 | 0.89924 | 0.10687
1227 | 0.51582 | 0.32431 | 0.11605 | 0.21571 | 0.087754 | 0.19216 | 0.4713 | 0.87934 | 0.80066 | 0.3138 | 0.89691 | 0.085285
1228 | 0.5611 | 0.40035 | 0.15742 | 0.24041 | 0.045327 | 0.3063 | 0.47274 | 0.8885 | 0.7792 | 0.29487 | 0.89596 | 0.079311
1229 | 0.56063 | 0.42374 | 0.1781 | 0.32356 | 0.14265 | 0.42791 | 0.48527 | 0.89059 | 0.76445 | 0.26855 | 0.89702 | 0.085385
1230 | 0.42966 | 0.28439 | 0.089676 | 0.31236 | 0.52556 | 0.4518 | 0.50224 | 0.88458 | 0.74925 | 0.25189 | 0.89466 | 0.089428
1231 | 0.29963 | 0.25361 | 0.089516 | 0.23423 | 0.71486 | 0.42683 | 0.51053 | 0.87825 | 0.7493 | 0.24464 | 0.89549 | 0.095712
1232 | 0.32552 | 0.26056 | 0.10197 | 0.17355 | 0.75373 | 0.4249 | 0.52428 | 0.86674 | 0.74918 | 0.25048 | 0.89341 | 0.099988
1233 | 0.34838 | 0.21109 | 0.14726 | 0.10796 | 0.83071 | 0.45365 | 0.55309 | 0.85155 | 0.74735 | 0.26619 | 0.89452 | 0.11373
1234 | 0.40523 | 0.20631 | 0.13217 | 0.088962 | 0.87369 | 0.4081 | 0.56113 | 0.81647 | 0.75276 | 0.27713 | 0.89672 | 0.13449
1235 | 0.63621 | 0.17367 | 0.082039 | 0.099743 | 0.89415 | 0.31875 | 0.56953 | 0.79268 | 0.75311 | 0.29346 | 0.89651 | 0.16823
1236 | 0.76383 | 0.12656 | 0.08586 | 0.073275 | 0.89206 | 0.23762 | 0.59498 | 0.75507 | 0.74954 | 0.30822 | 0.89478 | 0.21372
1237 | 0.67838 | 0.10244 | 0.10035 | 0.064401 | 0.88104 | 0.2202 | 0.60117 | 0.70561 | 0.75915 | 0.33245 | 0.89598 | 0.27069
1238 | 0.42946 | 0.10483 | 0.11729 | 0.11125 | 0.8517 | 0.19425 | 0.5969 | 0.66972 | 0.78785 | 0.34942 | 0.89422 | 0.33834
1239 | 0.26102 | 0.11455 | 0.17216 | 0.1761 | 0.81501 | 0.2386 | 0.60037 | 0.64991 | 0.80659 | 0.38003 | 0.89237 | 0.42438
1240 | 0.25036 | 0.1861 | 0.27503 | 0.27136 | 0.7869 | 0.2612 | 0.58699 | 0.64153 | 0.82475 | 0.42879 | 0.89239 | 0.49268
1241 | 0.2109 | 0.3032 | 0.323 | 0.42426 | 0.77473 | 0.27095 | 0.55586 | 0.65275 | 0.82858 | 0.46831 | 0.89339 | 0.54351
1242 | 0.18828 | 0.26101 | 0.25244 | 0.64692 | 0.753 | 0.29435 | 0.50492 | 0.69248 | 0.80703 | 0.51417 | 0.89335 | 0.57652
1243 | 0.22833 | 0.18235 | 0.15806 | 0.71635 | 0.68263 | 0.21573 | 0.46731 | 0.69953 | 0.76539 | 0.56668 | 0.89107 | 0.60461
1244 | 0.23825 | 0.13315 | 0.14377 | 0.70473 | 0.63913 | 0.12287 | 0.4337 | 0.68936 | 0.73942 | 0.62807 | 0.89671 | 0.63282
1245 | 0.29695 | 0.06956 | 0.42221 | 0.6126 | 0.53757 | 0.10637 | 0.4101 | 0.65791 | 0.69021 | 0.68613 | 0.8964 | 0.64463
1246 | 0.28544 | 0.087647 | 0.54866 | 0.5965 | 0.54963 | 0.043328 | 0.38956 | 0.60378 | 0.63452 | 0.71916 | 0.89521 | 0.6451
1247 | 0.249 | 0.10886 | 0.45261 | 0.64465 | 0.56225 | 0.011274 | 0.38891 | 0.55409 | 0.577 | 0.74858 | 0.89385 | 0.64147
1248 | 0.25551 | 0.061227 | 0.31952 | 0.60822 | 0.46508 | 0.059298 | 0.36094 | 0.50345 | 0.50546 | 0.74032 | 0.88476 | 0.63001
1249 | 0.30647 | 0.028575 | 0.259 | 0.40659 | 0.37069 | 0.11259 | 0.3495 | 0.44614 | 0.44246 | 0.71995 | 0.87602 | 0.59162
1250 | 0.28341 | 0.02704 | 0.24661 | 0.25049 | 0.3014 | 0.15896 | 0.32058 | 0.41593 | 0.41668 | 0.70817 | 0.86279 | 0.5531
1251 | 0.21634 | 0.031363 | 0.41158 | 0.15164 | 0.22192 | 0.1085 | 0.30275 | 0.41572 | 0.405 | 0.7138 | 0.84222 | 0.52116
1252 | 0.16812 | 0.014966 | 0.44785 | 0.13558 | 0.2253 | 0.10864 | 0.2838 | 0.4214 | 0.426 | 0.7081 | 0.81166 | 0.50425
1253 | 0.1315 | 0.040139 | 0.32099 | 0.093634 | 0.22857 | 0.15727 | 0.28767 | 0.45078 | 0.46357 | 0.71572 | 0.73754 | 0.49884
1254 | 0.090259 | 0.062934 | 0.34445 | 0.099153 | 0.17319 | 0.1496 | 0.28167 | 0.49931 | 0.51296 | 0.725 | 0.63044 | 0.49147
1255 | 0.11677 | 0.08097 | 0.43194 | 0.22433 | 0.12801 | 0.14154 | 0.28109 | 0.54959 | 0.53814 | 0.73074 | 0.53497 | 0.48601
1256 | 0.18017 | 0.035092 | 0.51893 | 0.29013 | 0.1634 | 0.14238 | 0.27761 | 0.59687 | 0.51405 | 0.73116 | 0.47229 | 0.467
1257 | 0.25192 | 0 | 0.78166 | 0.091026 | 0.15604 | 0.14225 | 0.2749 | 0.62975 | 0.4894 | 0.72877 | 0.4405 | 0.44915
1258 | 0.24849 | 0 | 0.82331 | 0.01189 | 0.17233 | 0.09221 | 0.28436 | 0.67143 | 0.45049 | 0.72344 | 0.4211 | 0.43007
1259 | 0.37205 | 0.015136 | 0.66673 | 0 | 0.22267 | 0.053746 | 0.32322 | 0.70402 | 0.44027 | 0.71548 | 0.42229 | 0.42321
1260 | 0.27926 | 0.01183 | 0.52936 | 0.046059 | 0.16768 | 0.067621 | 0.35196 | 0.73322 | 0.46642 | 0.70443 | 0.41828 | 0.42886
1261 | 0.19162 | 0 | 0.48222 | 0.1187 | 0.14365 | 0.083496 | 0.37441 | 0.75793 | 0.51868 | 0.68639 | 0.42656 | 0.42196
1262 | 0.13184 | 0.044091 | 0.43077 | 0.14019 | 0.16829 | 0.099706 | 0.37864 | 0.76307 | 0.58683 | 0.66956 | 0.40939 | 0.41867
1263 | 0.064031 | 0.11211 | 0.42385 | 0.077566 | 0.16257 | 0.22215 | 0.38721 | 0.76914 | 0.64088 | 0.65913 | 0.38557 | 0.39889
1264 | 0.070274 | 0.036023 | 0.54211 | 0.036325 | 0.14028 | 0.39721 | 0.41979 | 0.77344 | 0.6646 | 0.65585 | 0.33296 | 0.37234
1265 | 0.081434 | 0.12769 | 0.58028 | 0.075097 | 0.166 | 0.49334 | 0.46098 | 0.76738 | 0.67639 | 0.66213 | 0.30141 | 0.33604
1266 | 0.038509 | 0.34225 | 0.47882 | 0.38058 | 0.14465 | 0.61094 | 0.52061 | 0.77205 | 0.67057 | 0.67134 | 0.27837 | 0.29407
1267 | 0.067477 | 0.27007 | 0.4527 | 0.35178 | 0.12066 | 0.74353 | 0.57229 | 0.78642 | 0.67179 | 0.68611 | 0.2786 | 0.25819
1268 | 0.1084 | 0.17041 | 0.35755 | 0.36075 | 0.10061 | 0.70263 | 0.59984 | 0.80836 | 0.68947 | 0.69846 | 0.29267 | 0.23997
1269 | 0.17479 | 0.18039 | 0.30099 | 0.57578 | 0.097467 | 0.56155 | 0.62145 | 0.82027 | 0.71936 | 0.69678 | 0.34099 | 0.21463
1270 | 0.24457 | 0.3087 | 0.34752 | 0.66773 | 0.10988 | 0.42639 | 0.63166 | 0.81912 | 0.75884 | 0.68953 | 0.38433 | 0.19654
1271 | 0.23614 | 0.38019 | 0.35581 | 0.62411 | 0.11455 | 0.30655 | 0.63454 | 0.81902 | 0.77231 | 0.68031 | 0.43276 | 0.18245
1272 | 0.16827 | 0.37485 | 0.33478 | 0.47916 | 0.11156 | 0.21298 | 0.63843 | 0.80032 | 0.77575 | 0.66167 | 0.47086 | 0.17174
1273 | 0.15273 | 0.35894 | 0.28994 | 0.41013 | 0.12408 | 0.16095 | 0.63496 | 0.78022 | 0.77658 | 0.62096 | 0.49414 | 0.15357
1274 | 0.095072 | 0.37987 | 0.23172 | 0.34357 | 0.14751 | 0.13614 | 0.62276 | 0.79804 | 0.78067 | 0.58753 | 0.53271 | 0.13246
1275 | 0.067827 | 0.42512 | 0.19361 | 0.30307 | 0.16864 | 0.21459 | 0.64202 | 0.8271 | 0.81557 | 0.56458 | 0.59072 | 0.11335
1276 | 0.057834 | 0.59985 | 0.18028 | 0.29969 | 0.1371 | 0.34039 | 0.70359 | 0.84836 | 0.85971 | 0.54973 | 0.64304 | 0.096776
1277 | 0.032022 | 0.64182 | 0.14062 | 0.2686 | 0.085246 | 0.39449 | 0.76794 | 0.85476 | 0.88415 | 0.54596 | 0.67339 | 0.079595
1278 | 0.019726 | 0.66302 | 0.083123 | 0.20717 | 0.058991 | 0.38231 | 0.81533 | 0.84632 | 0.89088 | 0.53475 | 0.70184 | 0.073615
1279 | 0.029155 | 0.66937 | 0.087197 | 0.17535 | 0.060801 | 0.40771 | 0.83355 | 0.84413 | 0.88922 | 0.53732 | 0.72021 | 0.070323
1280 | 0.035307 | 0.62204 | 0.13467 | 0.14568 | 0.053943 | 0.3277 | 0.82187 | 0.84439 | 0.88065 | 0.55838 | 0.74439 | 0.076077
1281 | 0.038005 | 0.5275 | 0.16199 | 0.13642 | 0.050272 | 0.2464 | 0.77013 | 0.86589 | 0.88209 | 0.59372 | 0.77945 | 0.078829
1282 | 0.015479 | 0.5175 | 0.12693 | 0.12429 | 0.032981 | 0.20623 | 0.72745 | 0.88123 | 0.88543 | 0.60507 | 0.79923 | 0.076176
1283 | 0.024751 | 0.40997 | 0.14081 | 0.098798 | 0.020694 | 0.13703 | 0.7042 | 0.89386 | 0.89042 | 0.59932 | 0.81591 | 0.080539
1284 | 0.10283 | 0.19447 | 0.23636 | 0.12133 | 0.045234 | 0.04286 | 0.7354 | 0.89639 | 0.88915 | 0.56739 | 0.83056 | 0.081374
1285 | 0.17978 | 0.11214 | 0.25614 | 0.20679 | 0.077179 | 0.012492 | 0.78765 | 0.89915 | 0.88769 | 0.5304 | 0.85037 | 0.086301
1286 | 0.2616 | 0.064625 | 0.20995 | 0.34831 | 0.0653 | 0 | 0.81317 | 0.90325 | 0.88602 | 0.5077 | 0.86274 | 0.095908
1287 | 0.32785 | 0.053245 | 0.12808 | 0.45735 | 0.02739 | 0.026402 | 0.79482 | 0.90519 | 0.88236 | 0.49388 | 0.87042 | 0.10346
1288 | 0.29589 | 0.097166 | 0.04641 | 0.43863 | 0 | 0.029793 | 0.74852 | 0.90247 | 0.87685 | 0.48353 | 0.8765 | 0.11557
1289 | 0.21809 | 0.18354 | 0.067538 | 0.29156 | 0 | 0.026885 | 0.69679 | 0.89882 | 0.86244 | 0.45671 | 0.87607 | 0.117
1290 | 0.27409 | 0.14996 | 0.095452 | 0.15442 | 0.063342 | 0.039096 | 0.68216 | 0.89634 | 0.8347 | 0.41811 | 0.87146 | 0.12091
1291 | 0.25759 | 0.18004 | 0.1894 | 0.10218 | 0.15576 | 0.024815 | 0.70497 | 0.89172 | 0.80287 | 0.37517 | 0.86795 | 0.13268
1292 | 0.22596 | 0.23665 | 0.36774 | 0.047667 | 0.13751 | 0.023754 | 0.67962 | 0.88073 | 0.77559 | 0.34659 | 0.86913 | 0.16045
1293 | 0.3851 | 0.27678 | 0.42609 | 0.015106 | 0.086706 | 0.021374 | 0.64601 | 0.85907 | 0.74435 | 0.31789 | 0.86287 | 0.22313
1294 | 0.60352 | 0.39452 | 0.4866 | 0.011416 | 0.11038 | 0 | 0.6123 | 0.82179 | 0.72501 | 0.2855 | 0.84951 | 0.30366
1295 | 0.59884 | 0.43348 | 0.53887 | 0.02121 | 0.13821 | 0 | 0.59521 | 0.80136 | 0.72164 | 0.25465 | 0.82676 | 0.41777
1296 | 0.5076 | 0.38912 | 0.52354 | 0.097308 | 0.15791 | 0 | 0.58417 | 0.75375 | 0.72405 | 0.21751 | 0.7734 | 0.54612
1297 | 0.38952 | 0.42954 | 0.47377 | 0.21156 | 0.21259 | 0 | 0.55239 | 0.69129 | 0.71308 | 0.1826 | 0.70373 | 0.64065
1298 | 0.28324 | 0.3961 | 0.33412 | 0.28043 | 0.30005 | 0 | 0.52721 | 0.60313 | 0.71152 | 0.1487 | 0.67607 | 0.71565
1299 | 0.26944 | 0.23598 | 0.24289 | 0.26838 | 0.37495 | 0.020241 | 0.52729 | 0.54526 | 0.71208 | 0.11301 | 0.66659 | 0.76866
1300 | 0.1842 | 0.19435 | 0.24869 | 0.36738 | 0.46193 | 0.028969 | 0.52338 | 0.50577 | 0.70959 | 0.08827 | 0.69209 | 0.8144
1301 | 0.054817 | 0.2541 | 0.17831 | 0.38383 | 0.50756 | 0.024043 | 0.51835 | 0.48608 | 0.71073 | 0.064794 | 0.72523 | 0.83743
1302 | 0.019876 | 0.31993 | 0.10808 | 0.37511 | 0.3878 | 0.12325 | 0.52063 | 0.50173 | 0.70061 | 0.043519 | 0.75013 | 0.85332
1303 | 0.056443 | 0.44977 | 0.076675 | 0.35344 | 0.25179 | 0.34229 | 0.52954 | 0.5066 | 0.68921 | 0.029337 | 0.77524 | 0.87255
1304 | 0.10768 | 0.46753 | 0.0548 | 0.18902 | 0.21836 | 0.3748 | 0.51615 | 0.51424 | 0.68226 | 0.016919 | 0.79735 | 0.88163
1305 | 0.13316 | 0.40522 | 0.076249 | 0.26522 | 0.23607 | 0.235 | 0.48689 | 0.53941 | 0.67206 | 0.011401 | 0.82012 | 0.88739
1306 | 0.069532 | 0.38123 | 0.098223 | 0.60912 | 0.44714 | 0.16484 | 0.4482 | 0.56473 | 0.66255 | 0.007627 | 0.82277 | 0.88979
1307 | 0.012935 | 0.39721 | 0.22517 | 0.73204 | 0.43483 | 0.29211 | 0.40705 | 0.58464 | 0.6456 | 0.0040658 | 0.82009 | 0.88448
1308 | 0.027272 | 0.57461 | 0.34257 | 0.78918 | 0.2314 | 0.37129 | 0.35996 | 0.62261 | 0.59296 | 0.0017879 | 0.81148 | 0.87395
1309 | 0.098933 | 0.5684 | 0.41595 | 0.7208 | 0.11387 | 0.21773 | 0.32541 | 0.65637 | 0.51564 | 0.0013231 | 0.80807 | 0.86115
1310 | 0.17634 | 0.49202 | 0.47383 | 0.61822 | 0.050346 | 0.2903 | 0.30352 | 0.7173 | 0.44542 | 0.0016484 | 0.81127 | 0.84037
1311 | 0.25375 | 0.38165 | 0.40758 | 0.56465 | 0.026974 | 0.51535 | 0.28482 | 0.74299 | 0.38763 | 0.0020179 | 0.80037 | 0.81162
1312 | 0.34521 | 0.27588 | 0.26845 | 0.41267 | 0.045786 | 0.68007 | 0.28603 | 0.78121 | 0.32813 | 0.0025078 | 0.80219 | 0.7892
1313 | 0.33834 | 0.15765 | 0.14478 | 0.39346 | 0.037753 | 0.7019 | 0.30784 | 0.80386 | 0.297 | 0.0054568 | 0.80213 | 0.77547
1314 | 0.45653 | 0.12301 | 0.089512 | 0.52194 | 0.024616 | 0.63106 | 0.34173 | 0.81538 | 0.2699 | 0.015673 | 0.78603 | 0.77928
1315 | 0.61057 | 0.073091 | 0.10466 | 0.57837 | 0.061989 | 0.6229 | 0.36811 | 0.81907 | 0.25378 | 0.0343 | 0.74583 | 0.78623
1316 | 0.71979 | 0.069098 | 0.1335 | 0.61942 | 0.096578 | 0.61716 | 0.41349 | 0.82708 | 0.25247 | 0.051279 | 0.66844 | 0.78609
1317 | 0.76716 | 0.0858 | 0.11563 | 0.72054 | 0.11179 | 0.7288 | 0.44392 | 0.83265 | 0.2534 | 0.059845 | 0.53948 | 0.77749
1318 | 0.75784 | 0.091096 | 0.098552 | 0.71357 | 0.067459 | 0.81265 | 0.47452 | 0.83274 | 0.24115 | 0.074359 | 0.43105 | 0.7628
1319 | 0.72538 | 0.13347 | 0.15978 | 0.66205 | 0.041295 | 0.77886 | 0.47652 | 0.84274 | 0.24922 | 0.084515 | 0.39663 | 0.76604
1320 | 0.72642 | 0.39044 | 0.34459 | 0.45914 | 0.15887 | 0.79715 | 0.48319 | 0.84443 | 0.26098 | 0.087763 | 0.4057 | 0.75599
1321 | 0.74912 | 0.4292 | 0.43406 | 0.25777 | 0.30642 | 0.76922 | 0.48066 | 0.85042 | 0.27354 | 0.086756 | 0.42214 | 0.74751
1322 | 0.76933 | 0.40478 | 0.51397 | 0.12001 | 0.36307 | 0.77721 | 0.46539 | 0.85647 | 0.30146 | 0.084083 | 0.42272 | 0.73713
1323 | 0.80788 | 0.5155 | 0.44156 | 0.10525 | 0.33222 | 0.77098 | 0.46455 | 0.86525 | 0.31288 | 0.077987 | 0.43579 | 0.71847
1324 | 0.85679 | 0.52962 | 0.35788 | 0.075374 | 0.52081 | 0.82417 | 0.47209 | 0.87963 | 0.31351 | 0.073011 | 0.48471 | 0.70736
1325 | 0.89863 | 0.43169 | 0.31544 | 0.036297 | 0.47872 | 0.88132 | 0.47751 | 0.89152 | 0.31339 | 0.061443 | 0.5562 | 0.70304
1326 | 0.90142 | 0.64551 | 0.25304 | 0.15882 | 0.40489 | 0.86597 | 0.49204 | 0.89778 | 0.35807 | 0.05562 | 0.63204 | 0.69869
1327 | 0.88848 | 0.68688 | 0.18408 | 0.58084 | 0.35558 | 0.83411 | 0.49708 | 0.90325 | 0.46657 | 0.059413 | 0.68748 | 0.69042
1328 | 0.87639 | 0.69927 | 0.10845 | 0.75905 | 0.39294 | 0.86901 | 0.51881 | 0.90673 | 0.58183 | 0.085829 | 0.7251 | 0.67437
1329 | 0.82357 | 0.67369 | 0.13288 | 0.69017 | 0.35537 | 0.9006 | 0.5536 | 0.90982 | 0.64964 | 0.12156 | 0.74936 | 0.65317
1330 | 0.80129 | 0.54738 | 0.15969 | 0.48975 | 0.39313 | 0.90785 | 0.57184 | 0.90781 | 0.65869 | 0.16255 | 0.77405 | 0.6396
1331 | 0.80112 | 0.39868 | 0.15865 | 0.27224 | 0.38565 | 0.91872 | 0.59367 | 0.90982 | 0.60873 | 0.18303 | 0.79876 | 0.61772
1332 | 0.65982 | 0.47206 | 0.1842 | 0.44461 | 0.41637 | 0.92254 | 0.60286 | 0.90983 | 0.55164 | 0.20575 | 0.81903 | 0.57918
1333 | 0.45577 | 0.5934 | 0.17528 | 0.55072 | 0.41754 | 0.91963 | 0.62725 | 0.90992 | 0.57095 | 0.25017 | 0.84726 | 0.54578
1334 | 0.42004 | 0.67726 | 0.1907 | 0.39432 | 0.34971 | 0.91468 | 0.66382 | 0.90778 | 0.63056 | 0.28724 | 0.87201 | 0.50083
1335 | 0.40598 | 0.76245 | 0.35164 | 0.19588 | 0.33772 | 0.90435 | 0.70282 | 0.90883 | 0.70314 | 0.32581 | 0.88221 | 0.45743
1336 | 0.40399 | 0.67371 | 0.38778 | 0.28674 | 0.37514 | 0.89603 | 0.74849 | 0.9074 | 0.75094 | 0.38749 | 0.89022 | 0.43038
1337 | 0.34201 | 0.55875 | 0.68766 | 0.50293 | 0.32352 | 0.88505 | 0.79214 | 0.90666 | 0.75984 | 0.4698 | 0.89314 | 0.418
1338 | 0.30119 | 0.62655 | 0.78127 | 0.33036 | 0.30637 | 0.87663 | 0.81562 | 0.90612 | 0.75697 | 0.54928 | 0.8942 | 0.41222
1339 | 0.42021 | 0.56718 | 0.78257 | 0.18957 | 0.33917 | 0.86182 | 0.82791 | 0.90523 | 0.75576 | 0.6289 | 0.89196 | 0.39421
1340 | 0.58068 | 0.43605 | 0.7279 | 0.23302 | 0.2731 | 0.79766 | 0.83193 | 0.9032 | 0.77377 | 0.68552 | 0.89172 | 0.38215
1341 | 0.72363 | 0.46083 | 0.59749 | 0.32735 | 0.24715 | 0.67619 | 0.82501 | 0.90166 | 0.79766 | 0.72263 | 0.89073 | 0.36708
1342 | 0.80483 | 0.4289 | 0.37813 | 0.31038 | 0.22549 | 0.55397 | 0.81339 | 0.90031 | 0.81716 | 0.74039 | 0.89152 | 0.34438
1343 | 0.87252 | 0.30659 | 0.21314 | 0.23129 | 0.10809 | 0.44455 | 0.81029 | 0.90168 | 0.83086 | 0.75167 | 0.89166 | 0.32907
1344 | 0.90067 | 0.35222 | 0.1257 | 0.15261 | 0.13651 | 0.35183 | 0.80532 | 0.90051 | 0.83767 | 0.7445 | 0.89643 | 0.32233
1345 | 0.8976 | 0.33953 | 0.10769 | 0.15953 | 0.24353 | 0.29946 | 0.79557 | 0.89271 | 0.83925 | 0.71555 | 0.89875 | 0.29377
1346 | 0.88873 | 0.28043 | 0.11014 | 0.19124 | 0.20029 | 0.24212 | 0.78914 | 0.88649 | 0.844 | 0.67951 | 0.89889 | 0.28403
1347 | 0.88357 | 0.27329 | 0.11177 | 0.20034 | 0.20571 | 0.19378 | 0.79016 | 0.87966 | 0.84955 | 0.6493 | 0.90009 | 0.27845
1348 | 0.88775 | 0.2611 | 0.096625 | 0.10358 | 0.2923 | 0.17547 | 0.79165 | 0.879 | 0.85842 | 0.6225 | 0.89949 | 0.28062
1349 | 0.87705 | 0.18182 | 0.10137 | 0.054708 | 0.33257 | 0.18136 | 0.80195 | 0.87552 | 0.87002 | 0.60825 | 0.89828 | 0.27892
1350 | 0.8275 | 0.19776 | 0.067111 | 0.028135 | 0.36404 | 0.1053 | 0.81299 | 0.86635 | 0.87738 | 0.59454 | 0.89768 | 0.27782
1351 | 0.66028 | 0.31388 | 0.077979 | 0.018718 | 0.4545 | 0.077532 | 0.82614 | 0.86265 | 0.88254 | 0.58825 | 0.89625 | 0.28072
1352 | 0.50094 | 0.4161 | 0.064627 | 0 | 0.48202 | 0.10206 | 0.83412 | 0.85597 | 0.8844 | 0.57925 | 0.89405 | 0.29944
1353 | 0.4685 | 0.48727 | 0.079505 | 0 | 0.53202 | 0.15979 | 0.84667 | 0.8497 | 0.88521 | 0.5808 | 0.89073 | 0.31157
1354 | 0.49155 | 0.47871 | 0.10959 | 0.036991 | 0.69331 | 0.31166 | 0.84935 | 0.83359 | 0.88868 | 0.58394 | 0.88262 | 0.31609
1355 | 0.47191 | 0.30275 | 0.081341 | 0.12451 | 0.77026 | 0.46309 | 0.85532 | 0.83287 | 0.88821 | 0.60311 | 0.88077 | 0.2982
1356 | 0.4234 | 0.12278 | 0.089152 | 0.3071 | 0.70708 | 0.50756 | 0.85938 | 0.83772 | 0.88695 | 0.62903 | 0.88135 | 0.27055
1357 | 0.43513 | 0.04945 | 0.11836 | 0.36572 | 0.50841 | 0.48621 | 0.86372 | 0.84934 | 0.88748 | 0.65143 | 0.8875 | 0.23349
1358 | 0.39163 | 0.022224 | 0.13958 | 0.31894 | 0.30575 | 0.48256 | 0.87344 | 0.85802 | 0.88379 | 0.67803 | 0.88781 | 0.20948
1359 | 0.3858 | 0.011489 | 0.23263 | 0.21792 | 0.24823 | 0.47064 | 0.88208 | 0.86116 | 0.87941 | 0.69893 | 0.88729 | 0.19043
1360 | 0.31996 | 0.030546 | 0.2526 | 0.19186 | 0.17959 | 0.51617 | 0.88804 | 0.85283 | 0.87326 | 0.72094 | 0.88964 | 0.18577
1361 | 0.22398 | 0.11507 | 0.11421 | 0.20055 | 0.082178 | 0.55479 | 0.89463 | 0.8413 | 0.85198 | 0.74114 | 0.89031 | 0.17015
1362 | 0.15215 | 0.17666 | 0.056827 | 0.39181 | 0.20922 | 0.52928 | 0.89849 | 0.83115 | 0.81467 | 0.74614 | 0.8914 | 0.15159
1363 | 0.12551 | 0.17835 | 0.15965 | 0.39875 | 0.30226 | 0.48571 | 0.89673 | 0.81374 | 0.75753 | 0.73459 | 0.89371 | 0.13522
1364 | 0.12278 | 0.19341 | 0.34674 | 0.39421 | 0.38429 | 0.39638 | 0.89349 | 0.79798 | 0.70245 | 0.70309 | 0.89423 | 0.12177
1365 | 0.17107 | 0.18315 | 0.40641 | 0.40198 | 0.35303 | 0.33936 | 0.89044 | 0.78277 | 0.6565 | 0.64707 | 0.89247 | 0.1205
1366 | 0.18248 | 0.29064 | 0.434 | 0.51655 | 0.15185 | 0.29156 | 0.88136 | 0.76495 | 0.63599 | 0.59352 | 0.88403 | 0.12307
1367 | 0.17797 | 0.36053 | 0.42119 | 0.61668 | 0.097447 | 0.18304 | 0.87642 | 0.74815 | 0.60999 | 0.54926 | 0.87512 | 0.12334
1368 | 0.21426 | 0.28873 | 0.2546 | 0.75147 | 0.16604 | 0.071069 | 0.8664 | 0.70707 | 0.58279 | 0.51244 | 0.83999 | 0.12838
1369 | 0.22032 | 0.27843 | 0.1196 | 0.74562 | 0.19509 | 0.026096 | 0.85768 | 0.63948 | 0.56316 | 0.4624 | 0.78292 | 0.14837
1370 | 0.2235 | 0.28372 | 0.071764 | 0.6666 | 0.14221 | 0.011813 | 0.84866 | 0.57395 | 0.5591 | 0.43203 | 0.68733 | 0.19772
1371 | 0.192 | 0.31688 | 0.073153 | 0.57113 | 0.077654 | 0.014594 | 0.84054 | 0.52187 | 0.58535 | 0.4013 | 0.58441 | 0.26587
1372 | 0.16353 | 0.41368 | 0.070724 | 0.64371 | 0.012025 | 0.031534 | 0.83478 | 0.50868 | 0.60766 | 0.37458 | 0.52377 | 0.34302
1373 | 0.11819 | 0.50612 | 0.048576 | 0.721 | 0 | 0.060181 | 0.83046 | 0.51671 | 0.61807 | 0.34926 | 0.47855 | 0.43224
1374 | 0.058523 | 0.47469 | 0.017365 | 0.73279 | 0.052669 | 0.063396 | 0.82818 | 0.5643 | 0.61493 | 0.32407 | 0.46965 | 0.52382
1375 | 0.050499 | 0.48088 | 0.026021 | 0.71251 | 0.11498 | 0.039134 | 0.83216 | 0.60494 | 0.60182 | 0.28053 | 0.46722 | 0.59956
1376 | 0.079847 | 0.44652 | 0.0291 | 0.69815 | 0.15356 | 0.044282 | 0.82877 | 0.63131 | 0.6046 | 0.2409 | 0.50764 | 0.67164
1377 | 0.18853 | 0.48746 | 0.068539 | 0.66317 | 0.24667 | 0.063523 | 0.82075 | 0.63063 | 0.60544 | 0.20658 | 0.58856 | 0.72006
1378 | 0.25481 | 0.57357 | 0.16708 | 0.66224 | 0.483 | 0.086991 | 0.80981 | 0.62307 | 0.60367 | 0.18369 | 0.61309 | 0.74003
1379 | 0.16023 | 0.55822 | 0.21212 | 0.68405 | 0.54951 | 0.12397 | 0.79592 | 0.61324 | 0.61418 | 0.17439 | 0.6057 | 0.75305
1380 | 0.19062 | 0.53999 | 0.31339 | 0.63054 | 0.49363 | 0.12073 | 0.779 | 0.58805 | 0.61985 | 0.17594 | 0.58939 | 0.76137
1381 | 0.3617 | 0.48012 | 0.46289 | 0.56489 | 0.48893 | 0.10266 | 0.76965 | 0.54033 | 0.61746 | 0.19118 | 0.55506 | 0.77205
1382 | 0.37407 | 0.3851 | 0.57191 | 0.40513 | 0.3987 | 0.10372 | 0.76269 | 0.52978 | 0.63416 | 0.22365 | 0.54349 | 0.77747
1383 | 0.37002 | 0.33788 | 0.67845 | 0.40362 | 0.39127 | 0.11694 | 0.7581 | 0.51818 | 0.66005 | 0.2684 | 0.57676 | 0.791
1384 | 0.31769 | 0.24169 | 0.80622 | 0.36064 | 0.24 | 0.13245 | 0.76127 | 0.5156 | 0.69473 | 0.31918 | 0.60844 | 0.80783
1385 | 0.17598 | 0.1703 | 0.874 | 0.36406 | 0.072004 | 0.18072 | 0.76296 | 0.48656 | 0.71006 | 0.34795 | 0.62505 | 0.83795
1386 | 0.18985 | 0.10129 | 0.8879 | 0.30167 | 0.11816 | 0.23335 | 0.76716 | 0.44139 | 0.71285 | 0.36608 | 0.69668 | 0.87168
1387 | 0.19351 | 0.070469 | 0.82345 | 0.24541 | 0.18667 | 0.18755 | 0.76576 | 0.40066 | 0.6983 | 0.40081 | 0.73185 | 0.88251
1388 | 0.18479 | 0.025394 | 0.63205 | 0.22814 | 0.19932 | 0.18552 | 0.76047 | 0.38337 | 0.69551 | 0.45666 | 0.73073 | 0.88863
1389 | 0.26035 | 0.042836 | 0.47605 | 0.19485 | 0.23856 | 0.16227 | 0.74123 | 0.37257 | 0.67555 | 0.52126 | 0.72217 | 0.88576
1390 | 0.43324 | 0.11701 | 0.37778 | 0.27725 | 0.28918 | 0.15447 | 0.7102 | 0.36398 | 0.65542 | 0.58802 | 0.71677 | 0.88567
1391 | 0.58792 | 0.22918 | 0.30529 | 0.32459 | 0.42374 | 0.21167 | 0.69178 | 0.3709 | 0.62048 | 0.64363 | 0.72462 | 0.8862
1392 | 0.76769 | 0.43921 | 0.21162 | 0.3354 | 0.60284 | 0.21725 | 0.66474 | 0.36357 | 0.57842 | 0.67291 | 0.75681 | 0.87458
1393 | 0.80946 | 0.42324 | 0.13459 | 0.26603 | 0.62685 | 0.17645 | 0.6327 | 0.36754 | 0.53624 | 0.67229 | 0.80841 | 0.85397
1394 | 0.71893 | 0.25387 | 0.10233 | 0.21943 | 0.55503 | 0.1493 | 0.60071 | 0.36061 | 0.51815 | 0.66051 | 0.83728 | 0.82344
1395 | 0.50402 | 0.15407 | 0.11362 | 0.14171 | 0.5417 | 0.12922 | 0.58647 | 0.35157 | 0.5068 | 0.67623 | 0.85082 | 0.79768
1396 | 0.68695 | 0.084286 | 0.21078 | 0.11734 | 0.5616 | 0.18377 | 0.58949 | 0.36471 | 0.5031 | 0.68143 | 0.86311 | 0.78224
1397 | 0.84893 | 0.16653 | 0.26404 | 0.13423 | 0.55707 | 0.2371 | 0.5879 | 0.37983 | 0.50563 | 0.68335 | 0.87296 | 0.75341
1398 | 0.82775 | 0.20562 | 0.20406 | 0.15035 | 0.64254 | 0.21242 | 0.59952 | 0.42396 | 0.51791 | 0.68711 | 0.87881 | 0.75829
1399 | 0.81047 | 0.12379 | 0.13437 | 0.16116 | 0.65821 | 0.15795 | 0.61248 | 0.46265 | 0.52722 | 0.67141 | 0.88378 | 0.79165
1400 | 0.85129 | 0.092083 | 0.094769 | 0.1813 | 0.53907 | 0.15532 | 0.62923 | 0.51273 | 0.53104 | 0.65287 | 0.88648 | 0.83547
1401 | 0.82684 | 0.19711 | 0.062981 | 0.18728 | 0.48568 | 0.16711 | 0.63321 | 0.54404 | 0.54807 | 0.60342 | 0.88418 | 0.86462
1402 | 0.80822 | 0.44939 | 0.065998 | 0.25129 | 0.42882 | 0.1953 | 0.63046 | 0.57237 | 0.54667 | 0.53781 | 0.87794 | 0.87858
1403 | 0.82019 | 0.63738 | 0.15301 | 0.4145 | 0.18203 | 0.21667 | 0.61511 | 0.59891 | 0.51683 | 0.46507 | 0.85907 | 0.87493
1404 | 0.82192 | 0.69926 | 0.28702 | 0.38694 | 0.22857 | 0.19752 | 0.59174 | 0.6206 | 0.48855 | 0.38167 | 0.83432 | 0.86926
1405 | 0.79351 | 0.57594 | 0.41751 | 0.24081 | 0.44974 | 0.12846 | 0.57003 | 0.63577 | 0.46281 | 0.30772 | 0.81318 | 0.8669
1406 | 0.80156 | 0.47224 | 0.61483 | 0.17581 | 0.46889 | 0.10213 | 0.54818 | 0.65075 | 0.46535 | 0.26151 | 0.79132 | 0.8787
1407 | 0.79042 | 0.50823 | 0.60994 | 0.20887 | 0.39493 | 0.08033 | 0.5607 | 0.65805 | 0.44943 | 0.2278 | 0.77031 | 0.88874
1408 | 0.83584 | 0.65049 | 0.59307 | 0.29394 | 0.22426 | 0.06937 | 0.57587 | 0.67328 | 0.42404 | 0.21358 | 0.75695 | 0.88977
1409 | 0.80368 | 0.75117 | 0.61103 | 0.3234 | 0.059919 | 0.067873 | 0.60918 | 0.68526 | 0.38307 | 0.19318 | 0.74573 | 0.8899
1410 | 0.73326 | 0.78687 | 0.54694 | 0.24296 | 0.01484 | 0.068776 | 0.63702 | 0.70053 | 0.33589 | 0.1886 | 0.73695 | 0.88716
1411 | 0.77243 | 0.74586 | 0.41895 | 0.16653 | 0.02327 | 0.04487 | 0.63729 | 0.72377 | 0.31528 | 0.19894 | 0.73798 | 0.88452
1412 | 0.80314 | 0.59365 | 0.37667 | 0.092165 | 0.058816 | 0.029549 | 0.595 | 0.75316 | 0.33427 | 0.23457 | 0.75511 | 0.88178
1413 | 0.82051 | 0.49269 | 0.33249 | 0.074443 | 0.31982 | 0 | 0.53186 | 0.78163 | 0.37028 | 0.24153 | 0.77499 | 0.88339
1414 | 0.80913 | 0.51444 | 0.3553 | 0.055164 | 0.524 | 0 | 0.4468 | 0.80131 | 0.43463 | 0.16298 | 0.78527 | 0.89113
1415 | 0.81408 | 0.43246 | 0.44171 | 0.048386 | 0.45925 | 0.020947 | 0.37337 | 0.82436 | 0.55013 | 0.026052 | 0.8048 | 0.89607
1416 | 0.85098 | 0.27439 | 0.58819 | 0.095187 | 0.5765 | 0.050714 | 0.29261 | 0.83429 | 0.64138 | 0.0001677 | 0.81028 | 0.89646
1417 | 0.80035 | 0.18262 | 0.69471 | 0.25454 | 0.59933 | 0.029459 | 0.24073 | 0.84289 | 0.64225 | 0.18263 | 0.87855 | 0.88966
1418 | 0.8237 | 0.1259 | 0.71871 | 0.3822 | 0.42916 | 0.029045 | 0.19464 | 0.84913 | 0.54122 | 0.20527 | 0.87744 | 0.88733
1419 | 0.83708 | 0.13774 | 0.36646 | 0.32156 | 0.3034 | 0.030658 | 0.16568 | 0.85655 | 0.4395 | 0.14595 | 0.87716 | 0.8672
1420 | 0.84052 | 0.2129 | 0.1371 | 0.2834 | 0.22075 | 0.031459 | 0.14292 | 0.87348 | 0.34022 | 0.085621 | 0.88008 | 0.8961
1421 | 0.86959 | 0.32416 | 0.31211 | 0.29087 | 0.059453 | 0.028127 | 0.1249 | 0.88684 | 0.30076 | 0.052778 | 0.87799 | 0.90181
1422 | 0.88126 | 0.41389 | 0.41614 | 0.3432 | 0.021146 | 0.016731 | 0.11448 | 0.89167 | 0.30335 | 0.035694 | 0.87846 | 0.90343
1423 | 0.85897 | 0.37518 | 0.26393 | 0.23897 | 0.037758 | 0 | 0.10137 | 0.89572 | 0.3648 | 0.02767 | 0.88039 | 0.90343
1424 | 0.81467 | 0.33099 | 0.18887 | 0.21282 | 0.051344 | 0 | 0.091588 | 0.89683 | 0.45413 | 0.025693 | 0.8799 | 0.90288
1425 | 0.74896 | 0.25294 | 0.085172 | 0.28819 | 0.042796 | 0 | 0.081535 | 0.8991 | 0.56735 | 0.028438 | 0.87826 | 0.86401
1426 | 0.6964 | 0.085938 | 0.016286 | 0.3934 | 0.026505 | 0 | 0.064469 | 0.89786 | 0.65017 | 0.023972 | 0.88041 | 0.80091
1427 | 0.59607 | 0.09541 | 0 | 0.55569 | 0.074521 | 0.063681 | 0.048516 | 0.89924 | 0.71709 | 0.021353 | 0.88232 | 0.8006
1428 | 0.58858 | 0.17404 | 0 | 0.71249 | 0.19176 | 0.34312 | 0.027076 | 0.88999 | 0.75555 | 0.016734 | 0.88701 | 0.79915
1429 | 0.56163 | 0.18172 | 0.031865 | 0.72601 | 0.2819 | 0.46533 | 0.022785 | 0.8583 | 0.76055 | 0.019825 | 0.89139 | 0.84028
1430 | 0.52472 | 0.13518 | 0.072293 | 0.58577 | 0.35823 | 0.41509 | 0.023795 | 0.78344 | 0.69494 | 0.025033 | 0.88932 | 0.84382
1431 | 0.59463 | 0.057454 | 0.12412 | 0.53193 | 0.49317 | 0.24019 | 0.035271 | 0.68559 | 0.59042 | 0.032188 | 0.88684 | 0.90182
1432 | 0.64138 | 0.026571 | 0.21017 | 0.33581 | 0.54364 | 0.2159 | 0.068979 | 0.58365 | 0.49201 | 0.044687 | 0.88729 | 0.85086
1433 | 0.59687 | 0 | 0.32867 | 0.20496 | 0.47483 | 0.45414 | 0.11393 | 0.4834 | 0.44853 | 0.056332 | 0.88701 | 0.83071
1434 | 0.49405 | 0 | 0.35259 | 0.25247 | 0.42002 | 0.60778 | 0.16808 | 0.38814 | 0.44638 | 0.065808 | 0.88424 | 0.81905
1435 | 0.31848 | 0 | 0.32547 | 0.54972 | 0.39338 | 0.69833 | 0.21654 | 0.33324 | 0.47739 | 0.077612 | 0.87493 | 0.80258
1436 | 0.24208 | 0.02982 | 0.24475 | 0.58564 | 0.36785 | 0.834 | 0.24581 | 0.29673 | 0.51116 | 0.092663 | 0.83885 | 0.79387
1437 | 0.31253 | 0.022122 | 0.21585 | 0.61705 | 0.32276 | 0.88613 | 0.2624 | 0.27391 | 0.51059 | 0.10876 | 0.759 | 0.79932
1438 | 0.36927 | 0.061146 | 0.31934 | 0.81028 | 0.2473 | 0.88543 | 0.2567 | 0.25905 | 0.49904 | 0.12416 | 0.65468 | 0.80543
1439 | 0.36422 | 0.19693 | 0.51324 | 0.85011 | 0.32934 | 0.83982 | 0.23741 | 0.25472 | 0.49801 | 0.15609 | 0.59737 | 0.83559
1440 | 0.35197 | 0.35721 | 0.51855 | 0.79002 | 0.38601 | 0.74244 | 0.20759 | 0.2618 | 0.48706 | 0.19591 | 0.55118 | 0.82146
1441 | 0.34652 | 0.54361 | 0.56888 | 0.63918 | 0.32396 | 0.45754 | 0.19434 | 0.28427 | 0.49932 | 0.24707 | 0.51619 | 0.80978
1442 | 0.27573 | 0.60301 | 0.70248 | 0.49293 | 0.26454 | 0.27094 | 0.1981 | 0.31061 | 0.52295 | 0.28976 | 0.48021 | 0.79153
1443 | 0.23231 | 0.46697 | 0.80766 | 0.52142 | 0.3175 | 0.28889 | 0.25297 | 0.33112 | 0.5547 | 0.36224 | 0.44034 | 0.779
1444 | 0.25672 | 0.4137 | 0.80178 | 0.60167 | 0.42238 | 0.23116 | 0.31563 | 0.35475 | 0.58688 | 0.42098 | 0.4359 | 0.75215
1445 | 0.26651 | 0.25579 | 0.72935 | 0.58278 | 0.50576 | 0.12471 | 0.37104 | 0.39587 | 0.60735 | 0.47702 | 0.4589 | 0.71403
1446 | 0.26419 | 0.10632 | 0.56752 | 0.65266 | 0.53929 | 0.35734 | 0.40169 | 0.42347 | 0.59272 | 0.51004 | 0.50299 | 0.64635
1447 | 0.26272 | 0.10449 | 0.49225 | 0.69884 | 0.45572 | 0.48326 | 0.40361 | 0.44683 | 0.53335 | 0.53407 | 0.55771 | 0.56758
1448 | 0.21335 | 0.16921 | 0.44009 | 0.66328 | 0.43125 | 0.39531 | 0.3598 | 0.45153 | 0.44047 | 0.53656 | 0.62543 | 0.51115
1449 | 0.18098 | 0.20818 | 0.33967 | 0.68671 | 0.38728 | 0.35915 | 0.29074 | 0.44492 | 0.35147 | 0.52991 | 0.69063 | 0.47543
1450 | 0.2398 | 0.19871 | 0.34247 | 0.75678 | 0.37543 | 0.25846 | 0.21296 | 0.41678 | 0.262 | 0.50775 | 0.72988 | 0.45195
1451 | 0.30714 | 0.20935 | 0.45762 | 0.76062 | 0.50677 | 0.20951 | 0.15353 | 0.37778 | 0.19253 | 0.47412 | 0.74641 | 0.43144
1452 | 0.22089 | 0.20676 | 0.54435 | 0.75214 | 0.70876 | 0.25158 | 0.1061 | 0.343 | 0.14804 | 0.43718 | 0.75136 | 0.40441
1453 | 0.15181 | 0.25106 | 0.34115 | 0.744 | 0.76632 | 0.32892 | 0.071404 | 0.3362 | 0.12392 | 0.40552 | 0.76099 | 0.37816
1454 | 0.13238 | 0.28177 | 0.44132 | 0.72492 | 0.77995 | 0.39605 | 0.056151 | 0.35455 | 0.1115 | 0.38582 | 0.79382 | 0.34075
1455 | 0.09552 | 0.17109 | 0.59805 | 0.71078 | 0.78067 | 0.44049 | 0.046243 | 0.40701 | 0.097051 | 0.35713 | 0.82501 | 0.29751
1456 | 0.13193 | 0.17855 | 0.65896 | 0.69219 | 0.763 | 0.46608 | 0.044729 | 0.47468 | 0.085029 | 0.34594 | 0.83235 | 0.25234
1457 | 0.12754 | 0.29873 | 0.58357 | 0.67237 | 0.79159 | 0.52664 | 0.049536 | 0.54767 | 0.07609 | 0.33088 | 0.81112 | 0.21939
1458 | 0.13569 | 0.44439 | 0.40383 | 0.66114 | 0.82304 | 0.66171 | 0.057886 | 0.64454 | 0.063971 | 0.32045 | 0.77618 | 0.19336
1459 | 0.26044 | 0.38318 | 0.18113 | 0.61318 | 0.83019 | 0.60327 | 0.067788 | 0.71214 | 0.05769 | 0.30871 | 0.72498 | 0.17356
1460 | 0.3263 | 0.40164 | 0.21261 | 0.54138 | 0.80849 | 0.68744 | 0.073227 | 0.75683 | 0.049146 | 0.30182 | 0.67627 | 0.16708
1461 | 0.50584 | 0.44511 | 0.15287 | 0.34781 | 0.78212 | 0.8507 | 0.08314 | 0.77682 | 0.056479 | 0.28615 | 0.64637 | 0.17031
1462 | 0.647 | 0.51276 | 0.27723 | 0.24215 | 0.72564 | 0.87375 | 0.11453 | 0.78741 | 0.070189 | 0.26952 | 0.656 | 0.1702
1463 | 0.65235 | 0.43358 | 0.5665 | 0.1729 | 0.63456 | 0.84964 | 0.1421 | 0.79451 | 0.081447 | 0.2578 | 0.71443 | 0.16328
1464 | 0.64558 | 0.38422 | 0.73807 | 0.099076 | 0.72476 | 0.63415 | 0.18433 | 0.78738 | 0.10229 | 0.24783 | 0.75503 | 0.14947
1465 | 0.52623 | 0.3588 | 0.64945 | 0.12016 | 0.80775 | 0.45297 | 0.24235 | 0.77451 | 0.12496 | 0.24951 | 0.78848 | 0.13792
1466 | 0.36965 | 0.31412 | 0.38845 | 0.17341 | 0.81968 | 0.50283 | 0.31091 | 0.7587 | 0.14782 | 0.25993 | 0.80575 | 0.11472
1467 | 0.2727 | 0.32817 | 0.31422 | 0.23852 | 0.81492 | 0.6194 | 0.38202 | 0.76485 | 0.17646 | 0.27148 | 0.81373 | 0.089854
1468 | 0.19685 | 0.38398 | 0.3597 | 0.2741 | 0.90393 | 0.61358 | 0.46195 | 0.77631 | 0.20502 | 0.29945 | 0.81519 | 0.068264
1469 | 0.13332 | 0.41999 | 0.34518 | 0.35356 | 0.89633 | 0.47538 | 0.52077 | 0.78254 | 0.25194 | 0.32155 | 0.82191 | 0.049005
1470 | 0.13784 | 0.36708 | 0.29684 | 0.54885 | 0.79167 | 0.41555 | 0.59444 | 0.7756 | 0.308 | 0.33073 | 0.83518 | 0.040816
1471 | 0.30792 | 0.26507 | 0.22894 | 0.70114 | 0.55498 | 0.26114 | 0.64607 | 0.75736 | 0.37973 | 0.36722 | 0.84627 | 0.08868
1472 | 0.50295 | 0.15337 | 0.17126 | 0.69767 | 0.36737 | 0.13255 | 0.6783 | 0.71449 | 0.44081 | 0.40798 | 0.8548 | 0.22318
1473 | 0.60147 | 0.1267 | 0.22766 | 0.60993 | 0.37844 | 0.15243 | 0.69199 | 0.66198 | 0.5016 | 0.45073 | 0.86401 | 0.42669
1474 | 0.37961 | 0.23261 | 0.38189 | 0.43331 | 0.5492 | 0.58948 | 0.68937 | 0.55552 | 0.54391 | 0.50285 | 0.86109 | 0.56329
1475 | 0.21102 | 0.23785 | 0.35599 | 0.32508 | 0.6112 | 0.77578 | 0.68566 | 0.46794 | 0.56904 | 0.55244 | 0.86609 | 0.60876
1476 | 0.19727 | 0.26828 | 0.32217 | 0.42083 | 0.77508 | 0.7977 | 0.67948 | 0.38699 | 0.58476 | 0.6018 | 0.86649 | 0.6334
1477 | 0.14794 | 0.37885 | 0.41387 | 0.4176 | 0.76609 | 0.81995 | 0.68172 | 0.31868 | 0.58849 | 0.64499 | 0.86964 | 0.66487
1478 | 0.14998 | 0.41222 | 0.46524 | 0.43787 | 0.74954 | 0.86917 | 0.69119 | 0.24961 | 0.58159 | 0.70131 | 0.87536 | 0.68118
1479 | 0.21884 | 0.50523 | 0.51489 | 0.43929 | 0.88237 | 0.90773 | 0.70114 | 0.20198 | 0.56237 | 0.7408 | 0.8795 | 0.70121
1480 | 0.28231 | 0.59339 | 0.61367 | 0.30254 | 0.8937 | 0.91768 | 0.70794 | 0.15305 | 0.53368 | 0.76848 | 0.86952 | 0.72668
1481 | 0.27276 | 0.61064 | 0.58816 | 0.12386 | 0.89799 | 0.91706 | 0.71778 | 0.11661 | 0.50682 | 0.79083 | 0.84808 | 0.76241
1482 | 0.21193 | 0.58485 | 0.47415 | 0.083898 | 0.90417 | 0.9145 | 0.70802 | 0.10201 | 0.47011 | 0.79749 | 0.80581 | 0.80643
1483 | 0.25973 | 0.53962 | 0.32589 | 0.18585 | 0.89764 | 0.91054 | 0.68974 | 0.091117 | 0.42861 | 0.81342 | 0.74628 | 0.83988
1484 | 0.23526 | 0.48205 | 0.24244 | 0.34127 | 0.88204 | 0.87003 | 0.65355 | 0.090695 | 0.38367 | 0.82716 | 0.65126 | 0.85075
1485 | 0.27842 | 0.42865 | 0.22683 | 0.50474 | 0.85734 | 0.80577 | 0.59614 | 0.10162 | 0.342 | 0.83318 | 0.55173 | 0.85258
1486 | 0.27016 | 0.36419 | 0.21344 | 0.42898 | 0.85575 | 0.81097 | 0.53413 | 0.12219 | 0.30157 | 0.8329 | 0.48693 | 0.85142
1487 | 0.14698 | 0.25386 | 0.24997 | 0.32478 | 0.83211 | 0.8063 | 0.49266 | 0.15406 | 0.27253 | 0.83449 | 0.44545 | 0.84191
1488 | 0.15972 | 0.17747 | 0.22547 | 0.25902 | 0.74279 | 0.79657 | 0.44257 | 0.19115 | 0.24293 | 0.82655 | 0.40195 | 0.82659
1489 | 0.28269 | 0.11868 | 0.27023 | 0.30206 | 0.63572 | 0.7723 | 0.4145 | 0.25394 | 0.22129 | 0.81232 | 0.36839 | 0.81432
1490 | 0.4695 | 0.077823 | 0.38629 | 0.32913 | 0.54719 | 0.73999 | 0.39934 | 0.31753 | 0.20335 | 0.79062 | 0.33169 | 0.80208
1491 | 0.58272 | 0.10398 | 0.47435 | 0.3767 | 0.39033 | 0.81427 | 0.39956 | 0.38058 | 0.19367 | 0.75805 | 0.30244 | 0.79132
1492 | 0.58039 | 0.19266 | 0.5842 | 0.37269 | 0.29842 | 0.78151 | 0.40811 | 0.44075 | 0.18554 | 0.72497 | 0.27345 | 0.78609
1493 | 0.46175 | 0.30054 | 0.67005 | 0.19365 | 0.26639 | 0.67653 | 0.43159 | 0.48141 | 0.17968 | 0.6807 | 0.24014 | 0.78219
1494 | 0.37204 | 0.435 | 0.59155 | 0.067621 | 0.20229 | 0.45161 | 0.43618 | 0.53144 | 0.17886 | 0.63736 | 0.20566 | 0.77479
1495 | 0.45478 | 0.62424 | 0.45385 | 0.036233 | 0.18307 | 0.28151 | 0.42594 | 0.59505 | 0.18165 | 0.58268 | 0.17543 | 0.77042
1496 | 0.53615 | 0.62871 | 0.39137 | 0.01641 | 0.16355 | 0.36086 | 0.39221 | 0.64717 | 0.18725 | 0.53372 | 0.15493 | 0.76167
1497 | 0.59734 | 0.50203 | 0.31614 | 0.019796 | 0.12481 | 0.62046 | 0.32969 | 0.68718 | 0.1912 | 0.47767 | 0.14273 | 0.75325
1498 | 0.6706 | 0.44663 | 0.34226 | 0.078127 | 0.13973 | 0.68649 | 0.27876 | 0.7053 | 0.19523 | 0.43633 | 0.13195 | 0.73457
1499 | 0.7455 | 0.36005 | 0.46202 | 0.23676 | 0.1532 | 0.57625 | 0.23752 | 0.71903 | 0.20428 | 0.40999 | 0.12819 | 0.72496
1500 | 0.76874 | 0.19176 | 0.48302 | 0.27953 | 0.29065 | 0.54475 | 0.21389 | 0.72718 | 0.20862 | 0.39108 | 0.12767 | 0.72114
1501 | 0.68725 | 0.12574 | 0.48711 | 0.21567 | 0.44536 | 0.58334 | 0.21081 | 0.73738 | 0.22201 | 0.37433 | 0.13763 | 0.74341
1502 | 0.59494 | 0.21006 | 0.49584 | 0.20244 | 0.40491 | 0.57259 | 0.22531 | 0.73943 | 0.23634 | 0.3615 | 0.14751 | 0.78648
1503 | 0.50843 | 0.45384 | 0.4283 | 0.23337 | 0.37122 | 0.62929 | 0.25966 | 0.74442 | 0.24117 | 0.33645 | 0.14592 | 0.8155
1504 | 0.48701 | 0.54266 | 0.3801 | 0.33383 | 0.32508 | 0.59534 | 0.29036 | 0.74656 | 0.23061 | 0.30477 | 0.15248 | 0.83402
1505 | 0.4527 | 0.45057 | 0.36549 | 0.40558 | 0.23622 | 0.48095 | 0.31495 | 0.75741 | 0.19984 | 0.27318 | 0.15406 | 0.84947
1506 | 0.40097 | 0.49066 | 0.26701 | 0.34969 | 0.16118 | 0.42246 | 0.32664 | 0.76763 | 0.15946 | 0.22583 | 0.16585 | 0.85141
1507 | 0.2781 | 0.53334 | 0.28518 | 0.32943 | 0.18397 | 0.3958 | 0.30268 | 0.79148 | 0.14089 | 0.20057 | 0.17944 | 0.84834
1508 | 0.18896 | 0.48179 | 0.35424 | 0.31007 | 0.22862 | 0.40497 | 0.24656 | 0.817 | 0.14448 | 0.17541 | 0.20427 | 0.84615
1509 | 0.11986 | 0.56786 | 0.30578 | 0.28022 | 0.36039 | 0.33716 | 0.19154 | 0.83604 | 0.16291 | 0.14967 | 0.23579 | 0.8462
1510 | 0.080516 | 0.63583 | 0.27134 | 0.29459 | 0.46011 | 0.32302 | 0.15151 | 0.84647 | 0.19659 | 0.13564 | 0.24394 | 0.83456
1511 | 0.076121 | 0.62301 | 0.30998 | 0.27975 | 0.55857 | 0.28969 | 0.13771 | 0.84838 | 0.26784 | 0.12611 | 0.26827 | 0.82714
1512 | 0.19231 | 0.53357 | 0.30143 | 0.15123 | 0.70548 | 0.29137 | 0.13622 | 0.84529 | 0.33266 | 0.11337 | 0.28766 | 0.81155
1513 | 0.29066 | 0.36737 | 0.25423 | 0.10428 | 0.81426 | 0.28486 | 0.13413 | 0.83862 | 0.385 | 0.10944 | 0.30999 | 0.81109
1514 | 0.41842 | 0.26781 | 0.18864 | 0.063793 | 0.84101 | 0.2971 | 0.11036 | 0.83295 | 0.40458 | 0.098425 | 0.32512 | 0.80077
1515 | 0.53121 | 0.20668 | 0.085124 | 0.034028 | 0.81968 | 0.39791 | 0.087557 | 0.8349 | 0.41762 | 0.094511 | 0.32289 | 0.80224
1516 | 0.4645 | 0.15458 | 0.044858 | 0.018284 | 0.82594 | 0.58891 | 0.069396 | 0.82678 | 0.4214 | 0.08565 | 0.31419 | 0.80107
1517 | 0.38183 | 0.082711 | 0.02929 | 0.050686 | 0.85687 | 0.56048 | 0.06256 | 0.81742 | 0.43298 | 0.075095 | 0.30518 | 0.8002
1518 | 0.30581 | 0.06006 | 0.011701 | 0.082577 | 0.86471 | 0.40305 | 0.061004 | 0.81088 | 0.44914 | 0.064234 | 0.29137 | 0.79347
1519 | 0.19652 | 0.063098 | 0.020323 | 0.18982 | 0.78832 | 0.31676 | 0.056587 | 0.8137 | 0.45476 | 0.069954 | 0.29149 | 0.7905
1520 | 0.19484 | 0.075032 | 0.044776 | 0.37525 | 0.63313 | 0.28874 | 0.050737 | 0.82336 | 0.46055 | 0.10048 | 0.28901 | 0.78699
1521 | 0.36675 | 0.094525 | 0.10697 | 0.46323 | 0.53259 | 0.27064 | 0.04378 | 0.83518 | 0.45546 | 0.14115 | 0.29828 | 0.78465
1522 | 0.55579 | 0.055134 | 0.11528 | 0.62263 | 0.52114 | 0.31253 | 0.034264 | 0.84242 | 0.42954 | 0.18812 | 0.2886 | 0.76294
1523 | 0.53527 | 0.048727 | 0.2166 | 0.7925 | 0.53154 | 0.40842 | 0.030057 | 0.85138 | 0.3897 | 0.21964 | 0.27371 | 0.74004
1524 | 0.49434 | 0.041368 | 0.29306 | 0.85085 | 0.6046 | 0.39446 | 0.025211 | 0.85947 | 0.34371 | 0.23262 | 0.25017 | 0.72173
1525 | 0.39672 | 0.023164 | 0.23095 | 0.84648 | 0.78816 | 0.33136 | 0.024471 | 0.86964 | 0.30088 | 0.24799 | 0.23393 | 0.72775
1526 | 0.29462 | 0.011411 | 0.13588 | 0.80221 | 0.82066 | 0.30584 | 0.029567 | 0.88198 | 0.25025 | 0.26482 | 0.211 | 0.75558
1527 | 0.15366 | 0.012507 | 0.10372 | 0.68583 | 0.74369 | 0.21223 | 0.036487 | 0.89144 | 0.17984 | 0.2879 | 0.18258 | 0.77268
1528 | 0.20815 | 0 | 0.04052 | 0.4724 | 0.73965 | 0.12495 | 0.044146 | 0.89276 | 0.14085 | 0.32907 | 0.1657 | 0.78083
1529 | 0.40946 | 0.011823 | 0.024835 | 0.38601 | 0.78522 | 0.094194 | 0.059523 | 0.8856 | 0.13116 | 0.38751 | 0.14838 | 0.77214
1530 | 0.49081 | 0.083562 | 0.067664 | 0.4152 | 0.76294 | 0.11272 | 0.078364 | 0.88245 | 0.13917 | 0.46581 | 0.14728 | 0.7441
1531 | 0.63709 | 0.12803 | 0.11826 | 0.46205 | 0.7879 | 0.11818 | 0.10199 | 0.86913 | 0.16493 | 0.52995 | 0.1563 | 0.71798
1532 | 0.6931 | 0.1953 | 0.18788 | 0.53796 | 0.78707 | 0.10496 | 0.11397 | 0.83898 | 0.18978 | 0.58273 | 0.18596 | 0.69291
1533 | 0.54622 | 0.26878 | 0.34845 | 0.56934 | 0.81639 | 0.17573 | 0.11885 | 0.80236 | 0.20031 | 0.63216 | 0.22918 | 0.66507
1534 | 0.59624 | 0.23451 | 0.38409 | 0.45525 | 0.86404 | 0.50696 | 0.13226 | 0.75197 | 0.19363 | 0.68857 | 0.25454 | 0.63215
1535 | 0.61466 | 0.3149 | 0.4397 | 0.37504 | 0.84096 | 0.68061 | 0.1634 | 0.7406 | 0.17653 | 0.76598 | 0.29718 | 0.58608
1536 | 0.67877 | 0.47848 | 0.51607 | 0.34717 | 0.77115 | 0.62442 | 0.20347 | 0.73291 | 0.15747 | 0.81521 | 0.33339 | 0.52487
1537 | 0.70878 | 0.38286 | 0.38546 | 0.27419 | 0.6909 | 0.52014 | 0.25184 | 0.74008 | 0.16267 | 0.84965 | 0.37819 | 0.46113
1538 | 0.74087 | 0.20346 | 0.36695 | 0.29262 | 0.61728 | 0.38639 | 0.29127 | 0.76397 | 0.16966 | 0.86348 | 0.40462 | 0.39911
1539 | 0.74584 | 0.13594 | 0.28049 | 0.37816 | 0.45301 | 0.29441 | 0.33124 | 0.78631 | 0.1796 | 0.87137 | 0.43542 | 0.345
1540 | 0.75602 | 0.15476 | 0.12502 | 0.45894 | 0.42295 | 0.26348 | 0.36091 | 0.81232 | 0.19502 | 0.8752 | 0.4534 | 0.30437
1541 | 0.68669 | 0.056362 | 0.030411 | 0.56224 | 0.46941 | 0.2381 | 0.37272 | 0.82499 | 0.20526 | 0.88687 | 0.48322 | 0.26706
1542 | 0.47794 | 0 | 0 | 0.69904 | 0.48813 | 0.2645 | 0.35473 | 0.83246 | 0.21325 | 0.89679 | 0.49286 | 0.23312
1543 | 0.3301 | 0 | 0.01601 | 0.67846 | 0.42784 | 0.28243 | 0.34502 | 0.83073 | 0.22664 | 0.85439 | 0.50768 | 0.20244
1544 | 0.18412 | 0.092776 | 0.060173 | 0.71589 | 0.42585 | 0.26985 | 0.32479 | 0.83136 | 0.25495 | 0.79354 | 0.52066 | 0.16978
1545 | 0.13215 | 0.24864 | 0.11132 | 0.73582 | 0.32228 | 0.2747 | 0.30604 | 0.81765 | 0.29616 | 0.79841 | 0.51667 | 0.14637
1546 | 0.19055 | 0.29515 | 0.21889 | 0.61591 | 0.23785 | 0.26719 | 0.29674 | 0.79306 | 0.31857 | 0.83562 | 0.46818 | 0.12687
1547 | 0.36114 | 0.35918 | 0.38584 | 0.57802 | 0.27316 | 0.31295 | 0.31133 | 0.77025 | 0.31521 | 0.91043 | 0.4192 | 0.11116
1548 | 0.66103 | 0.3983 | 0.54568 | 0.52726 | 0.19408 | 0.67951 | 0.33497 | 0.7618 | 0.29669 | 0.91091 | 0.44077 | 0.099206
1549 | 0.81585 | 0.34828 | 0.50578 | 0.44494 | 0.093596 | 0.81973 | 0.38893 | 0.72618 | 0.29442 | 0.9116 | 0.53996 | 0.10108
1550 | 0.87076 | 0.40216 | 0.51026 | 0.48011 | 0.083732 | 0.80018 | 0.45378 | 0.70367 | 0.2974 | 0.90994 | 0.6327 | 0.12178
1551 | 0.87042 | 0.39726 | 0.46763 | 0.5314 | 0.057549 | 0.82442 | 0.50227 | 0.69122 | 0.3043 | 0.90778 | 0.69729 | 0.15073
1552 | 0.85522 | 0.3932 | 0.3253 | 0.49766 | 0.038258 | 0.81626 | 0.53043 | 0.66784 | 0.30608 | 0.9012 | 0.74811 | 0.1915
1553 | 0.79517 | 0.42917 | 0.2733 | 0.579 | 0.063122 | 0.74394 | 0.54319 | 0.63141 | 0.28819 | 0.89615 | 0.79044 | 0.21487
1554 | 0.74386 | 0.50029 | 0.23348 | 0.59588 | 0.047977 | 0.69661 | 0.54533 | 0.58335 | 0.26412 | 0.88867 | 0.80509 | 0.23443
1555 | 0.73295 | 0.46556 | 0.11538 | 0.55309 | 0.053365 | 0.63724 | 0.57107 | 0.51284 | 0.24965 | 0.87318 | 0.8135 | 0.24753
1556 | 0.73035 | 0.41857 | 0.048969 | 0.51871 | 0.07125 | 0.68814 | 0.58795 | 0.44844 | 0.24003 | 0.84735 | 0.80804 | 0.25959
1557 | 0.73192 | 0.25622 | 0.021279 | 0.51152 | 0.080033 | 0.78588 | 0.59838 | 0.40477 | 0.23447 | 0.81541 | 0.80851 | 0.28291
1558 | 0.73983 | 0.16893 | 0 | 0.42999 | 0.08873 | 0.8355 | 0.61005 | 0.3626 | 0.2362 | 0.74793 | 0.81963 | 0.27651
1559 | 0.74136 | 0.19254 | 0 | 0.45422 | 0.10634 | 0.77185 | 0.64403 | 0.32391 | 0.23077 | 0.70279 | 0.82253 | 0.2789
1560 | 0.70979 | 0.25173 | 0 | 0.43569 | 0.10655 | 0.74177 | 0.657 | 0.29813 | 0.22089 | 0.62144 | 0.81072 | 0.28179
1561 | 0.60209 | 0.28411 | 0 | 0.39204 | 0.12134 | 0.75595 | 0.6845 | 0.29066 | 0.2263 | 0.5287 | 0.80162 | 0.2972
1562 | 0.47571 | 0.33802 | 0.026622 | 0.38516 | 0.1673 | 0.77812 | 0.72229 | 0.27613 | 0.22051 | 0.44403 | 0.79042 | 0.31151
1563 | 0.25487 | 0.36224 | 0.052489 | 0.34504 | 0.22478 | 0.72277 | 0.75562 | 0.28024 | 0.21388 | 0.38467 | 0.77876 | 0.32326
1564 | 0.14093 | 0.35051 | 0.045595 | 0.29134 | 0.22194 | 0.54342 | 0.77407 | 0.30367 | 0.193 | 0.34535 | 0.77877 | 0.3474
1565 | 0.11554 | 0.44173 | 0.090989 | 0.33881 | 0.22432 | 0.29524 | 0.77482 | 0.36761 | 0.16911 | 0.32546 | 0.78155 | 0.38687
1566 | 0.2109 | 0.40957 | 0.25281 | 0.29186 | 0.25677 | 0.091212 | 0.75182 | 0.44054 | 0.14044 | 0.29775 | 0.78879 | 0.42751
1567 | 0.41725 | 0.32473 | 0.25975 | 0.18077 | 0.26165 | 0.037363 | 0.72554 | 0.49818 | 0.13208 | 0.28668 | 0.79197 | 0.45635
1568 | 0.4614 | 0.33339 | 0.358 | 0.14087 | 0.24194 | 0.036618 | 0.71164 | 0.51948 | 0.14912 | 0.26549 | 0.79963 | 0.47244
1569 | 0.39464 | 0.29224 | 0.51122 | 0.17412 | 0.23167 | 0.11515 | 0.71659 | 0.52885 | 0.1763 | 0.24219 | 0.81106 | 0.46673
1570 | 0.34357 | 0.24284 | 0.46796 | 0.18095 | 0.17658 | 0.28428 | 0.72458 | 0.5265 | 0.21007 | 0.22273 | 0.81035 | 0.45999
1571 | 0.26223 | 0.31644 | 0.42439 | 0.2416 | 0.19204 | 0.49316 | 0.75545 | 0.52924 | 0.21354 | 0.20067 | 0.816 | 0.46282
1572 | 0.18521 | 0.33923 | 0.503 | 0.327 | 0.27917 | 0.59009 | 0.79913 | 0.53034 | 0.2034 | 0.18364 | 0.83145 | 0.48252
1573 | 0.1941 | 0.27118 | 0.45354 | 0.27692 | 0.27139 | 0.64424 | 0.84122 | 0.53068 | 0.1867 | 0.18027 | 0.84434 | 0.53037
1574 | 0.18984 | 0.26892 | 0.39954 | 0.36882 | 0.18533 | 0.68548 | 0.86467 | 0.53672 | 0.1657 | 0.18473 | 0.85099 | 0.55181
1575 | 0.21915 | 0.20055 | 0.30162 | 0.55696 | 0.16718 | 0.75217 | 0.87799 | 0.55345 | 0.15649 | 0.19878 | 0.84897 | 0.59217
1576 | 0.23975 | 0.15254 | 0.35423 | 0.53784 | 0.36131 | 0.8448 | 0.88719 | 0.61834 | 0.15503 | 0.21422 | 0.84351 | 0.62645
1577 | 0.24415 | 0.17742 | 0.53168 | 0.58066 | 0.59481 | 0.86307 | 0.89023 | 0.72967 | 0.15986 | 0.23111 | 0.83299 | 0.68076
1578 | 0.20568 | 0.16527 | 0.61475 | 0.70569 | 0.7049 | 0.86925 | 0.888 | 0.81467 | 0.16341 | 0.23282 | 0.82247 | 0.73559
1579 | 0.10832 | 0.1112 | 0.52492 | 0.70827 | 0.73894 | 0.85444 | 0.89112 | 0.85689 | 0.17547 | 0.23743 | 0.80197 | 0.7863
1580 | 0.053641 | 0.072504 | 0.51054 | 0.71802 | 0.77592 | 0.80402 | 0.89446 | 0.87445 | 0.18642 | 0.23668 | 0.79165 | 0.81527
1581 | 0.074104 | 0.047509 | 0.36099 | 0.69722 | 0.80047 | 0.71946 | 0.89975 | 0.87799 | 0.19401 | 0.22084 | 0.77442 | 0.84197
1582 | 0.10623 | 0.015852 | 0.2572 | 0.70777 | 0.83348 | 0.6461 | 0.90282 | 0.8827 | 0.20864 | 0.17438 | 0.75597 | 0.85765
1583 | 0.12257 | 0.013471 | 0.26367 | 0.74357 | 0.79096 | 0.50373 | 0.90254 | 0.88307 | 0.24877 | 0.13949 | 0.76008 | 0.86743
1584 | 0.11256 | 0.013002 | 0.18702 | 0.78886 | 0.68075 | 0.33363 | 0.90334 | 0.87936 | 0.31355 | 0.11023 | 0.7502 | 0.86847
1585 | 0.16313 | 0.018448 | 0.11491 | 0.80248 | 0.59096 | 0.26048 | 0.90379 | 0.88017 | 0.36512 | 0.085274 | 0.74981 | 0.87989
1586 | 0.20807 | 0.019796 | 0.084668 | 0.74372 | 0.57739 | 0.21975 | 0.90153 | 0.87572 | 0.39881 | 0.061346 | 0.74111 | 0.89208
1587 | 0.30122 | 0.033177 | 0.080636 | 0.62688 | 0.59924 | 0.20082 | 0.89999 | 0.88033 | 0.42301 | 0.050153 | 0.73335 | 0.90835
1588 | 0.35352 | 0.046189 | 0.10554 | 0.49312 | 0.62015 | 0.24756 | 0.90136 | 0.87801 | 0.4287 | 0.041166 | 0.71521 | 0.91437
1589 | 0.40175 | 0.12169 | 0.14182 | 0.37402 | 0.45964 | 0.2632 | 0.9002 | 0.87635 | 0.43113 | 0.03256 | 0.68749 | 0.92235
1590 | 0.51326 | 0.16478 | 0.10167 | 0.23192 | 0.32413 | 0.24546 | 0.89954 | 0.87887 | 0.43301 | 0.026154 | 0.65631 | 0.9236
1591 | 0.46144 | 0.11278 | 0.057322 | 0.12419 | 0.29952 | 0.30695 | 0.89675 | 0.8759 | 0.43973 | 0.024754 | 0.62458 | 0.92355
1592 | 0.40145 | 0.095755 | 0.035044 | 0.10051 | 0.22193 | 0.40034 | 0.89502 | 0.86123 | 0.46978 | 0.026465 | 0.59748 | 0.92328
1593 | 0.57134 | 0.060965 | 0.065234 | 0.11931 | 0.27813 | 0.43798 | 0.88839 | 0.84861 | 0.52462 | 0.029505 | 0.56093 | 0.92511
1594 | 0.55158 | 0.04503 | 0.12736 | 0.13089 | 0.33109 | 0.49887 | 0.87874 | 0.8044 | 0.56837 | 0.030175 | 0.52138 | 0.92503
1595 | 0.38098 | 0.082307 | 0.25163 | 0.21196 | 0.32362 | 0.58808 | 0.86212 | 0.73785 | 0.58853 | 0.029695 | 0.48437 | 0.92503
1596 | 0.22514 | 0.081645 | 0.37353 | 0.40669 | 0.36337 | 0.57316 | 0.84352 | 0.66271 | 0.60037 | 0.02883 | 0.43708 | 0.92717
1597 | 0.28494 | 0.074047 | 0.38558 | 0.49208 | 0.28357 | 0.60112 | 0.83662 | 0.61933 | 0.59013 | 0.034689 | 0.41081 | 0.92714
1598 | 0.48637 | 0.065629 | 0.44167 | 0.55591 | 0.33592 | 0.54112 | 0.82846 | 0.63702 | 0.57084 | 0.042379 | 0.36451 | 0.92731
1599 | 0.67947 | 0.055481 | 0.4861 | 0.53868 | 0.56544 | 0.55577 | 0.82625 | 0.67 | 0.54116 | 0.050589 | 0.30742 | 0.92544
1600 | 0.67587 | 0.05424 | 0.40689 | 0.34004 | 0.6079 | 0.49725 | 0.81594 | 0.68699 | 0.51338 | 0.060607 | 0.25369 | 0.92397
1601 | 0.61531 | 0.06985 | 0.43212 | 0.44477 | 0.64694 | 0.53096 | 0.79682 | 0.66927 | 0.51461 | 0.073404 | 0.21662 | 0.92396
1602 | 0.67052 | 0.084854 | 0.43523 | 0.57614 | 0.61611 | 0.48132 | 0.7843 | 0.61332 | 0.51126 | 0.086368 | 0.19095 | 0.92501
1603 | 0.57207 | 0.084354 | 0.32124 | 0.40923 | 0.52632 | 0.28998 | 0.79069 | 0.55018 | 0.51601 | 0.10364 | 0.18526 | 0.92675
1604 | 0.38474 | 0.06507 | 0.2846 | 0.31311 | 0.61058 | 0.20971 | 0.8298 | 0.47411 | 0.51844 | 0.10572 | 0.1941 | 0.92575
1605 | 0.26416 | 0.045323 | 0.30221 | 0.39445 | 0.80555 | 0.20118 | 0.8628 | 0.39606 | 0.5525 | 0.093226 | 0.203 | 0.92324
1606 | 0.17741 | 0.021333 | 0.26459 | 0.51162 | 0.83992 | 0.19422 | 0.87621 | 0.34062 | 0.60634 | 0.080743 | 0.22253 | 0.91245
1607 | 0.097972 | 0.021416 | 0.32285 | 0.576 | 0.82642 | 0.20555 | 0.87222 | 0.29088 | 0.6848 | 0.071866 | 0.24001 | 0.90087
1608 | 0.082364 | 0.038983 | 0.44521 | 0.61218 | 0.8637 | 0.17157 | 0.857 | 0.23801 | 0.73401 | 0.061175 | 0.25366 | 0.87659
1609 | 0.088576 | 0.070961 | 0.39897 | 0.6491 | 0.88189 | 0.14068 | 0.85268 | 0.20613 | 0.78865 | 0.055218 | 0.26644 | 0.85831
1610 | 0.045871 | 0.12404 | 0.44802 | 0.65484 | 0.8784 | 0.12227 | 0.83224 | 0.17654 | 0.80297 | 0.050144 | 0.27487 | 0.82889
1611 | 0.050109 | 0.15242 | 0.52592 | 0.66734 | 0.8511 | 0.14596 | 0.83225 | 0.16151 | 0.81525 | 0.049648 | 0.28495 | 0.80204
1612 | 0.12559 | 0.21728 | 0.43911 | 0.70746 | 0.8418 | 0.15366 | 0.84804 | 0.16181 | 0.83118 | 0.055684 | 0.28815 | 0.78361
1613 | 0.19959 | 0.4347 | 0.47639 | 0.7406 | 0.7021 | 0.20962 | 0.84599 | 0.17282 | 0.85792 | 0.059065 | 0.29421 | 0.76366
1614 | 0.37245 | 0.59414 | 0.50667 | 0.77853 | 0.52778 | 0.24809 | 0.83892 | 0.20862 | 0.88197 | 0.068933 | 0.30612 | 0.74675
1615 | 0.44137 | 0.66382 | 0.37787 | 0.74857 | 0.3927 | 0.16176 | 0.82841 | 0.25286 | 0.88929 | 0.080463 | 0.3313 | 0.71915
1616 | 0.22378 | 0.64634 | 0.40256 | 0.65455 | 0.21255 | 0.1401 | 0.82702 | 0.28609 | 0.89776 | 0.095539 | 0.34916 | 0.68514
1617 | 0.20333 | 0.53458 | 0.35414 | 0.52946 | 0.12867 | 0.18128 | 0.84222 | 0.30943 | 0.9042 | 0.10742 | 0.37583 | 0.64039
1618 | 0.14311 | 0.49975 | 0.24661 | 0.54532 | 0.16113 | 0.1928 | 0.86159 | 0.34179 | 0.9082 | 0.11705 | 0.38115 | 0.61242
1619 | 0.096281 | 0.53694 | 0.20429 | 0.72188 | 0.29309 | 0.25974 | 0.87699 | 0.40666 | 0.90707 | 0.12109 | 0.37953 | 0.58833
1620 | 0.028955 | 0.53799 | 0.12987 | 0.76764 | 0.4999 | 0.26828 | 0.88199 | 0.49149 | 0.90673 | 0.1349 | 0.36814 | 0.58083
1621 | 0.010604 | 0.53072 | 0.034962 | 0.59996 | 0.46756 | 0.21412 | 0.88511 | 0.5689 | 0.90445 | 0.14851 | 0.36672 | 0.61046
1622 | 0.012303 | 0.46779 | 0.021387 | 0.28658 | 0.3402 | 0.26444 | 0.8868 | 0.6153 | 0.9026 | 0.16803 | 0.3442 | 0.64086
1623 | 0.088091 | 0.26319 | 0.015979 | 0.15892 | 0.33522 | 0.30365 | 0.89007 | 0.63616 | 0.8962 | 0.18868 | 0.33337 | 0.69101
1624 | 0.27402 | 0.15052 | 0.018515 | 0.16125 | 0.59828 | 0.32851 | 0.89073 | 0.64339 | 0.89045 | 0.21417 | 0.31425 | 0.73776
1625 | 0.46933 | 0.085153 | 0.030391 | 0.13327 | 0.76139 | 0.43661 | 0.89285 | 0.65875 | 0.87707 | 0.23771 | 0.27693 | 0.77665
1626 | 0.58938 | 0.032036 | 0.082732 | 0.2955 | 0.84526 | 0.3371 | 0.8948 | 0.67031 | 0.86903 | 0.26763 | 0.24798 | 0.81484
1627 | 0.57588 | 0.032517 | 0.18481 | 0.50965 | 0.87491 | 0.23901 | 0.89624 | 0.67755 | 0.86159 | 0.2979 | 0.22937 | 0.83946
1628 | 0.45794 | 0.06056 | 0.24817 | 0.6571 | 0.85614 | 0.29224 | 0.89704 | 0.66287 | 0.8554 | 0.34686 | 0.22189 | 0.84822
1629 | 0.38057 | 0.12082 | 0.18162 | 0.7052 | 0.85211 | 0.26385 | 0.89468 | 0.64946 | 0.83852 | 0.38313 | 0.2235 | 0.85268
1630 | 0.37826 | 0.11892 | 0.19382 | 0.77653 | 0.89491 | 0.2987 | 0.89465 | 0.64782 | 0.82488 | 0.40451 | 0.21913 | 0.85394
1631 | 0.34372 | 0.19478 | 0.29434 | 0.85581 | 0.91052 | 0.52264 | 0.89448 | 0.69716 | 0.80397 | 0.43305 | 0.22586 | 0.86079
1632 | 0.31992 | 0.31874 | 0.23556 | 0.91829 | 0.89957 | 0.67055 | 0.89332 | 0.73384 | 0.74444 | 0.43711 | 0.22737 | 0.85838
1633 | 0.36469 | 0.31203 | 0.16908 | 0.92177 | 0.81893 | 0.80173 | 0.89033 | 0.77476 | 0.65643 | 0.41303 | 0.2472 | 0.85347
1634 | 0.35678 | 0.33511 | 0.13537 | 0.91037 | 0.68202 | 0.82734 | 0.8877 | 0.80836 | 0.52681 | 0.39203 | 0.25444 | 0.84866
1635 | 0.46023 | 0.28849 | 0.11536 | 0.88311 | 0.69794 | 0.80001 | 0.89209 | 0.83565 | 0.44106 | 0.3633 | 0.25875 | 0.83878
1636 | 0.63125 | 0.12971 | 0.18712 | 0.83862 | 0.8454 | 0.7263 | 0.89087 | 0.85599 | 0.42762 | 0.33909 | 0.25475 | 0.83481
1637 | 0.61798 | 0.10169 | 0.42484 | 0.7698 | 0.83024 | 0.65938 | 0.88973 | 0.87233 | 0.48404 | 0.33446 | 0.21987 | 0.82453
1638 | 0.65603 | 0.034409 | 0.49035 | 0.69555 | 0.77506 | 0.52698 | 0.88927 | 0.88273 | 0.59676 | 0.32244 | 0.18463 | 0.8081
1639 | 0.71318 | 0.015115 | 0.4317 | 0.60324 | 0.604 | 0.40848 | 0.88971 | 0.88766 | 0.7079 | 0.32445 | 0.15491 | 0.7863
1640 | 0.77161 | 0.16264 | 0.35145 | 0.43506 | 0.39793 | 0.433 | 0.88879 | 0.89396 | 0.77752 | 0.31333 | 0.13538 | 0.75854
1641 | 0.78222 | 0.57064 | 0.54008 | 0.26533 | 0.23983 | 0.63552 | 0.88456 | 0.89784 | 0.79946 | 0.30114 | 0.12852 | 0.72429
1642 | 0.77441 | 0.67536 | 0.862 | 0.16989 | 0.15077 | 0.72499 | 0.88385 | 0.89884 | 0.79234 | 0.29474 | 0.14036 | 0.6877
1643 | 0.74943 | 0.73732 | 0.92104 | 0.11028 | 0.10297 | 0.6764 | 0.88043 | 0.89842 | 0.7853 | 0.29231 | 0.17489 | 0.66607
1644 | 0.57153 | 0.86334 | 0.92131 | 0.046762 | 0.098114 | 0.57893 | 0.88064 | 0.89793 | 0.76283 | 0.29879 | 0.22047 | 0.65461
1645 | 0.45798 | 0.88883 | 0.92185 | 0.053628 | 0.076183 | 0.40982 | 0.87929 | 0.8982 | 0.75814 | 0.31928 | 0.26591 | 0.65942
1646 | 0.54793 | 0.88744 | 0.92241 | 0.098047 | 0.096861 | 0.27622 | 0.87764 | 0.89472 | 0.77013 | 0.34644 | 0.29446 | 0.65355
1647 | 0.61063 | 0.88603 | 0.91649 | 0.16324 | 0.18459 | 0.17487 | 0.86266 | 0.88705 | 0.78894 | 0.38944 | 0.31847 | 0.64666
1648 | 0.66416 | 0.88547 | 0.91142 | 0.27171 | 0.18519 | 0.13774 | 0.84142 | 0.86994 | 0.80653 | 0.45341 | 0.30928 | 0.63004
1649 | 0.67275 | 0.88691 | 0.90774 | 0.4201 | 0.19638 | 0.11906 | 0.80149 | 0.85388 | 0.82987 | 0.5288 | 0.27544 | 0.59892
1650 | 0.65502 | 0.87305 | 0.90413 | 0.55128 | 0.18724 | 0.082526 | 0.75626 | 0.83366 | 0.84214 | 0.58086 | 0.23239 | 0.5566
1651 | 0.60979 | 0.88728 | 0.90408 | 0.53147 | 0.15598 | 0.045095 | 0.71689 | 0.82108 | 0.85151 | 0.64237 | 0.19358 | 0.50575
1652 | 0.6255 | 0.88902 | 0.90374 | 0.45638 | 0.18414 | 0.023028 | 0.70318 | 0.80916 | 0.84404 | 0.67898 | 0.16691 | 0.46084
1653 | 0.7637 | 0.88364 | 0.90059 | 0.40541 | 0.31088 | 0.022687 | 0.69579 | 0.81013 | 0.82748 | 0.70736 | 0.13975 | 0.40737
1654 | 0.79748 | 0.88267 | 0.91006 | 0.28185 | 0.43415 | 0.025782 | 0.69153 | 0.81844 | 0.79859 | 0.72021 | 0.13548 | 0.36492
1655 | 0.68845 | 0.88164 | 0.91388 | 0.20041 | 0.51741 | 0.039734 | 0.71094 | 0.85677 | 0.78931 | 0.72048 | 0.14822 | 0.33901
1656 | 0.53436 | 0.88171 | 0.89836 | 0.13443 | 0.58722 | 0.054571 | 0.69023 | 0.8823 | 0.79106 | 0.69524 | 0.16631 | 0.31075
1657 | 0.40699 | 0.87811 | 0.84406 | 0.1106 | 0.59085 | 0.064715 | 0.69237 | 0.89393 | 0.81938 | 0.68119 | 0.19087 | 0.28318
1658 | 0.37642 | 0.87015 | 0.78706 | 0.12459 | 0.53698 | 0.079958 | 0.6804 | 0.89648 | 0.85165 | 0.62639 | 0.20389 | 0.25049
1659 | 0.31552 | 0.84433 | 0.65796 | 0.1399 | 0.51482 | 0.08927 | 0.66496 | 0.89551 | 0.87453 | 0.60337 | 0.21041 | 0.21744
1660 | 0.2195 | 0.66188 | 0.62076 | 0.18664 | 0.5132 | 0.10726 | 0.66439 | 0.89365 | 0.87863 | 0.58344 | 0.21691 | 0.18736
1661 | 0.24913 | 0.27312 | 0.58676 | 0.20151 | 0.51661 | 0.10986 | 0.65814 | 0.88754 | 0.88408 | 0.5904 | 0.2254 | 0.16759
1662 | 0.28982 | 0.06037 | 0.38261 | 0.22287 | 0.46845 | 0.075088 | 0.65636 | 0.8738 | 0.89223 | 0.59959 | 0.23104 | 0.15065
1663 | 0.4606 | 0.048804 | 0.22903 | 0.2381 | 0.38485 | 0.050108 | 0.6612 | 0.86471 | 0.89718 | 0.61344 | 0.25171 | 0.13703
1664 | 0.72906 | 0.034553 | 0.19981 | 0.24445 | 0.36879 | 0.054966 | 0.66234 | 0.85658 | 0.89934 | 0.6095 | 0.30404 | 0.14523
1665 | 0.84517 | 0.025655 | 0.099126 | 0.51706 | 0.29913 | 0.12013 | 0.65331 | 0.84776 | 0.90188 | 0.60175 | 0.35461 | 0.178
1666 | 0.89981 | 0.1774 | 0.050779 | 0.74449 | 0.23528 | 0.24891 | 0.64156 | 0.83616 | 0.90166 | 0.57094 | 0.4189 | 0.25121
1667 | 0.90518 | 0.50152 | 0.06247 | 0.73373 | 0.34282 | 0.49226 | 0.63323 | 0.83464 | 0.90101 | 0.54303 | 0.49492 | 0.32812
1668 | 0.893 | 0.69461 | 0.039842 | 0.66759 | 0.41078 | 0.65067 | 0.61656 | 0.8436 | 0.89992 | 0.511 | 0.54448 | 0.44091
1669 | 0.69563 | 0.72784 | 0.044766 | 0.59996 | 0.31917 | 0.6895 | 0.61713 | 0.8549 | 0.89401 | 0.4915 | 0.57719 | 0.53923
1670 | 0.51614 | 0.72974 | 0.13446 | 0.51349 | 0.32576 | 0.74877 | 0.61617 | 0.86778 | 0.88747 | 0.48976 | 0.58216 | 0.61252
1671 | 0.57301 | 0.7787 | 0.17855 | 0.39154 | 0.41344 | 0.77627 | 0.60863 | 0.88118 | 0.87785 | 0.49455 | 0.56938 | 0.67055
1672 | 0.73191 | 0.73438 | 0.18622 | 0.25249 | 0.41781 | 0.73963 | 0.60249 | 0.88151 | 0.8694 | 0.49776 | 0.5326 | 0.71139
1673 | 0.86125 | 0.54383 | 0.26313 | 0.14274 | 0.47533 | 0.77963 | 0.58669 | 0.87857 | 0.85571 | 0.49662 | 0.4988 | 0.73535
1674 | 0.89768 | 0.38018 | 0.17611 | 0.033212 | 0.49375 | 0.78719 | 0.56044 | 0.86929 | 0.84282 | 0.49742 | 0.46473 | 0.75092
1675 | 0.89218 | 0.30288 | 0.07901 | 0 | 0.38905 | 0.72142 | 0.53133 | 0.86399 | 0.83993 | 0.48737 | 0.42428 | 0.76961
1676 | 0.8825 | 0.25739 | 0.063366 | 0 | 0.33397 | 0.73766 | 0.50666 | 0.85502 | 0.8367 | 0.46237 | 0.41188 | 0.79306
1677 | 0.82629 | 0.44379 | 0.063697 | 0.018925 | 0.41382 | 0.75612 | 0.4704 | 0.84078 | 0.83482 | 0.41742 | 0.41384 | 0.82537
1678 | 0.80235 | 0.38507 | 0.13622 | 0.049309 | 0.47969 | 0.60218 | 0.44759 | 0.83353 | 0.835 | 0.35352 | 0.42627 | 0.85634
1679 | 0.83337 | 0.18782 | 0.22332 | 0.095668 | 0.62679 | 0.48189 | 0.43964 | 0.82406 | 0.82671 | 0.30687 | 0.45279 | 0.88475
1680 | 0.83005 | 0.10762 | 0.48359 | 0.12033 | 0.65917 | 0.52179 | 0.42871 | 0.8027 | 0.81683 | 0.25113 | 0.47358 | 0.90794
1681 | 0.85013 | 0.020866 | 0.68821 | 0.12766 | 0.49437 | 0.35277 | 0.4424 | 0.77948 | 0.802 | 0.2167 | 0.48181 | 0.9099
1682 | 0.88253 | 0.016826 | 0.72058 | 0.15069 | 0.5035 | 0.29742 | 0.46804 | 0.75318 | 0.78482 | 0.1976 | 0.47122 | 0.90649
1683 | 0.90059 | 0.17269 | 0.73151 | 0.13655 | 0.62929 | 0.23927 | 0.50438 | 0.72066 | 0.77489 | 0.1693 | 0.45732 | 0.89199
1684 | 0.91249 | 0.42534 | 0.71034 | 0.10804 | 0.63648 | 0.077501 | 0.5291 | 0.69476 | 0.76626 | 0.15823 | 0.4092 | 0.86555
1685 | 0.86884 | 0.6751 | 0.71282 | 0.11646 | 0.69311 | 0.049816 | 0.55343 | 0.64982 | 0.76187 | 0.16144 | 0.35888 | 0.83267
1686 | 0.81829 | 0.76022 | 0.70701 | 0.085396 | 0.52858 | 0.049 | 0.57575 | 0.60924 | 0.75684 | 0.16295 | 0.29469 | 0.80006
1687 | 0.84695 | 0.67857 | 0.72141 | 0.039055 | 0.26176 | 0.043752 | 0.60642 | 0.57678 | 0.75372 | 0.172 | 0.25661 | 0.76356
1688 | 0.81279 | 0.61554 | 0.82148 | 0.020163 | 0.28341 | 0.091291 | 0.63455 | 0.55987 | 0.7418 | 0.18446 | 0.22971 | 0.71537
1689 | 0.80224 | 0.38919 | 0.86819 | 0.017813 | 0.44056 | 0.1299 | 0.64955 | 0.55772 | 0.73209 | 0.19992 | 0.21735 | 0.64987
1690 | 0.87214 | 0.24139 | 0.86008 | 0.015037 | 0.41614 | 0.28296 | 0.65613 | 0.55761 | 0.72189 | 0.21387 | 0.20193 | 0.59102
1691 | 0.90898 | 0.42694 | 0.8936 | 0.030863 | 0.43456 | 0.34368 | 0.66409 | 0.57712 | 0.70171 | 0.21525 | 0.18271 | 0.54271
1692 | 0.90973 | 0.56605 | 0.90308 | 0.071188 | 0.37675 | 0.15324 | 0.66569 | 0.58966 | 0.69363 | 0.21184 | 0.17999 | 0.51961
1693 | 0.82426 | 0.57731 | 0.90563 | 0.096145 | 0.22547 | 0.18711 | 0.6684 | 0.61557 | 0.67728 | 0.21112 | 0.19383 | 0.49835
1694 | 0.72584 | 0.53274 | 0.90448 | 0.13095 | 0.21504 | 0.22133 | 0.65979 | 0.64322 | 0.66287 | 0.20727 | 0.23299 | 0.47884
1695 | 0.70361 | 0.31613 | 0.89848 | 0.23895 | 0.2322 | 0.31835 | 0.64436 | 0.67031 | 0.6583 | 0.21422 | 0.29372 | 0.45833
1696 | 0.72803 | 0.18663 | 0.8984 | 0.29767 | 0.12497 | 0.45122 | 0.6315 | 0.68912 | 0.65172 | 0.2245 | 0.33942 | 0.44557
1697 | 0.64209 | 0.10043 | 0.87312 | 0.40182 | 0.077396 | 0.43693 | 0.63677 | 0.69967 | 0.65095 | 0.26898 | 0.37952 | 0.48293
1698 | 0.56922 | 0.10579 | 0.84194 | 0.60048 | 0.0688 | 0.54542 | 0.63736 | 0.70072 | 0.65369 | 0.31661 | 0.39897 | 0.52652
1699 | 0.52366 | 0.25005 | 0.85876 | 0.62965 | 0.030887 | 0.60469 | 0.60061 | 0.68557 | 0.6591 | 0.35837 | 0.40338 | 0.5936
1700 | 0.39101 | 0.3135 | 0.86947 | 0.649 | 0.045242 | 0.70347 | 0.48833 | 0.65156 | 0.66335 | 0.38236 | 0.40008 | 0.6432
1701 | 0.29347 | 0.41297 | 0.88912 | 0.66598 | 0.066541 | 0.74607 | 0.40119 | 0.60058 | 0.6613 | 0.3751 | 0.40522 | 0.66976
1702 | 0.25361 | 0.4649 | 0.89985 | 0.53459 | 0.035047 | 0.60704 | 0.33635 | 0.533 | 0.66061 | 0.36682 | 0.41889 | 0.68712
1703 | 0.24821 | 0.26034 | 0.858 | 0.48142 | 0.066686 | 0.35144 | 0.29632 | 0.46724 | 0.66799 | 0.35867 | 0.46657 | 0.71241
1704 | 0.1601 | 0.56971 | 0.74409 | 0.53056 | 0.094494 | 0.54429 | 0.26816 | 0.4079 | 0.67492 | 0.34142 | 0.5427 | 0.73162
1705 | 0.12575 | 0.74797 | 0.7566 | 0.63252 | 0.067798 | 0.56026 | 0.24739 | 0.38131 | 0.68592 | 0.33676 | 0.60351 | 0.75865
1706 | 0.1714 | 0.81475 | 0.85462 | 0.67738 | 0.083005 | 0.51551 | 0.24186 | 0.35845 | 0.69122 | 0.3502 | 0.63903 | 0.77162
1707 | 0.17845 | 0.87373 | 0.88736 | 0.5127 | 0.045433 | 0.49234 | 0.25809 | 0.35009 | 0.69357 | 0.38755 | 0.65307 | 0.78163
1708 | 0.21429 | 0.89307 | 0.89056 | 0.29281 | 0.018995 | 0.66613 | 0.29919 | 0.33787 | 0.69457 | 0.4362 | 0.64333 | 0.79528
1709 | 0.29594 | 0.89613 | 0.89017 | 0.19714 | 0.032764 | 0.81673 | 0.37524 | 0.32264 | 0.68878 | 0.49896 | 0.62579 | 0.78935
1710 | 0.22296 | 0.89391 | 0.89121 | 0.23966 | 0.089887 | 0.79777 | 0.43369 | 0.30689 | 0.68302 | 0.548 | 0.61122 | 0.78068
1711 | 0.12394 | 0.84986 | 0.79506 | 0.32362 | 0.25588 | 0.73045 | 0.49995 | 0.29508 | 0.67472 | 0.60261 | 0.60967 | 0.76543
1712 | 0.11053 | 0.90042 | 0.42593 | 0.43895 | 0.41958 | 0.66921 | 0.53808 | 0.28348 | 0.66085 | 0.6289 | 0.6216 | 0.74421
1713 | 0.054425 | 0.86204 | 0.21081 | 0.51027 | 0.60541 | 0.56797 | 0.55113 | 0.2661 | 0.62711 | 0.66073 | 0.66488 | 0.72267
1714 | 0.024017 | 0.8397 | 0.34194 | 0.49521 | 0.76944 | 0.51319 | 0.5557 | 0.26216 | 0.58709 | 0.67781 | 0.71242 | 0.68988
1715 | 0.033964 | 0.87661 | 0.54099 | 0.4017 | 0.83272 | 0.6823 | 0.53455 | 0.26457 | 0.54254 | 0.67566 | 0.74563 | 0.644
1716 | 0 | 0.90101 | 0.64238 | 0.33883 | 0.86685 | 0.78601 | 0.51278 | 0.26763 | 0.49257 | 0.6674 | 0.77959 | 0.58422
1717 | 0 | 0.89906 | 0.54248 | 0.28061 | 0.87415 | 0.81316 | 0.50757 | 0.27452 | 0.44924 | 0.66005 | 0.80331 | 0.52875
1718 | 0.022831 | 0.86357 | 0.24671 | 0.2094 | 0.8841 | 0.77821 | 0.49727 | 0.2799 | 0.44619 | 0.66222 | 0.81114 | 0.47872
1719 | 0.05582 | 0.82444 | 0.18136 | 0.12138 | 0.89369 | 0.72952 | 0.48802 | 0.26896 | 0.44676 | 0.66118 | 0.8076 | 0.41035
1720 | 0.1349 | 0.86134 | 0.30352 | 0.17646 | 0.89782 | 0.78066 | 0.49986 | 0.25347 | 0.46971 | 0.68086 | 0.8096 | 0.34198
1721 | 0.18004 | 0.90023 | 0.34681 | 0.44966 | 0.87545 | 0.88379 | 0.5193 | 0.22574 | 0.51111 | 0.69514 | 0.81323 | 0.27328
1722 | 0.14133 | 0.90054 | 0.47862 | 0.57548 | 0.69133 | 0.90222 | 0.53919 | 0.19915 | 0.56473 | 0.70655 | 0.82164 | 0.20643
1723 | 0.19326 | 0.90511 | 0.63301 | 0.63821 | 0.5429 | 0.90474 | 0.55749 | 0.17726 | 0.59829 | 0.70588 | 0.82173 | 0.15637
1724 | 0.25663 | 0.90463 | 0.63456 | 0.67112 | 0.47212 | 0.90618 | 0.55839 | 0.1535 | 0.62272 | 0.67469 | 0.82686 | 0.10255
1725 | 0.25631 | 0.90021 | 0.62643 | 0.62902 | 0.50316 | 0.89508 | 0.55482 | 0.13108 | 0.6332 | 0.62946 | 0.83407 | 0.061562
1726 | 0.21876 | 0.89883 | 0.64254 | 0.62963 | 0.63023 | 0.83468 | 0.53385 | 0.11658 | 0.65281 | 0.55312 | 0.83929 | 0.036178
1727 | 0.22613 | 0.87954 | 0.68829 | 0.64159 | 0.77639 | 0.79554 | 0.53832 | 0.10637 | 0.68023 | 0.49693 | 0.8397 | 0.021523
1728 | 0.19519 | 0.79737 | 0.75484 | 0.48838 | 0.82182 | 0.57984 | 0.53164 | 0.091723 | 0.68174 | 0.42061 | 0.82244 | 0.012957
1729 | 0.20806 | 0.67711 | 0.73761 | 0.27542 | 0.7858 | 0.27807 | 0.52835 | 0.095119 | 0.67875 | 0.39703 | 0.80666 | 0.0073196
1730 | 0.27362 | 0.58948 | 0.58326 | 0.17982 | 0.79846 | 0.14506 | 0.53138 | 0.099783 | 0.65729 | 0.40203 | 0.76386 | 0.0029258
1731 | 0.31808 | 0.51489 | 0.36469 | 0.082657 | 0.78408 | 0.14979 | 0.53095 | 0.1165 | 0.6115 | 0.44573 | 0.68932 | 0.0020259
1732 | 0.24244 | 0.39258 | 0.29531 | 0.057708 | 0.7411 | 0.36333 | 0.52655 | 0.13537 | 0.53514 | 0.50829 | 0.57765 | 0.00093067
1733 | 0.26262 | 0.13947 | 0.34248 | 0.17417 | 0.57731 | 0.62185 | 0.53133 | 0.16107 | 0.43584 | 0.55368 | 0.45738 | 0.00082073
1734 | 0.27748 | 0.039738 | 0.50839 | 0.44518 | 0.3984 | 0.76258 | 0.53622 | 0.18402 | 0.35005 | 0.57111 | 0.3484 | 0.0042478
1735 | 0.20469 | 0.049225 | 0.54912 | 0.61522 | 0.47719 | 0.77305 | 0.54224 | 0.21744 | 0.29068 | 0.564 | 0.27648 | 0.017572
1736 | 0.21042 | 0.22303 | 0.54405 | 0.66146 | 0.62227 | 0.7419 | 0.55128 | 0.22612 | 0.25447 | 0.52696 | 0.23246 | 0.033545
1737 | 0.29243 | 0.54391 | 0.61557 | 0.65767 | 0.73559 | 0.69331 | 0.56279 | 0.22635 | 0.23336 | 0.49528 | 0.2004 | 0.045023
1738 | 0.26934 | 0.66441 | 0.69398 | 0.58088 | 0.74592 | 0.71379 | 0.56138 | 0.23249 | 0.21295 | 0.45484 | 0.18179 | 0.043779
1739 | 0.34843 | 0.7193 | 0.74733 | 0.4695 | 0.62212 | 0.76073 | 0.56551 | 0.25584 | 0.19407 | 0.42809 | 0.17255 | 0.037542
1740 | 0.42541 | 0.75015 | 0.79375 | 0.34289 | 0.48621 | 0.75708 | 0.56456 | 0.27674 | 0.16825 | 0.41433 | 0.17271 | 0.025005
1741 | 0.38944 | 0.69871 | 0.85759 | 0.21102 | 0.3879 | 0.74149 | 0.56735 | 0.28628 | 0.16306 | 0.42038 | 0.17252 | 0.019932
1742 | 0.34687 | 0.55807 | 0.87512 | 0.36273 | 0.48241 | 0.73193 | 0.58369 | 0.27732 | 0.16406 | 0.41731 | 0.16166 | 0.014869
1743 | 0.43878 | 0.35367 | 0.88082 | 0.65747 | 0.63075 | 0.73347 | 0.59506 | 0.24158 | 0.15209 | 0.40915 | 0.15379 | 0.015547
1744 | 0.53627 | 0.13939 | 0.9014 | 0.71799 | 0.63428 | 0.68707 | 0.61219 | 0.20219 | 0.12995 | 0.39142 | 0.12838 | 0.019313
1745 | 0.65263 | 0.099211 | 0.91042 | 0.6092 | 0.54023 | 0.5654 | 0.63495 | 0.17773 | 0.11246 | 0.36801 | 0.094744 | 0.024929
1746 | 0.7453 | 0.1226 | 0.9129 | 0.35575 | 0.5523 | 0.42813 | 0.65077 | 0.1664 | 0.10265 | 0.34526 | 0.07046 | 0.034616
1747 | 0.7459 | 0.084759 | 0.90921 | 0.21084 | 0.54113 | 0.38278 | 0.66886 | 0.16044 | 0.1339 | 0.30706 | 0.069171 | 0.051286
1748 | 0.76767 | 0.10112 | 0.82921 | 0.11598 | 0.39611 | 0.41561 | 0.67942 | 0.14006 | 0.19712 | 0.26694 | 0.087288 | 0.065898
1749 | 0.77907 | 0.13282 | 0.62616 | 0.10359 | 0.21325 | 0.50731 | 0.67835 | 0.1305 | 0.29629 | 0.23664 | 0.11179 | 0.080807
1750 | 0.75976 | 0.1151 | 0.68428 | 0.12179 | 0.14767 | 0.57783 | 0.67419 | 0.11292 | 0.38695 | 0.20683 | 0.16016 | 0.10394
1751 | 0.77157 | 0.067833 | 0.79607 | 0.29016 | 0.051107 | 0.60946 | 0.67187 | 0.10939 | 0.4291 | 0.18758 | 0.20291 | 0.14113
1752 | 0.83199 | 0.14438 | 0.78928 | 0.43734 | 0.043691 | 0.67564 | 0.65491 | 0.11206 | 0.40859 | 0.16766 | 0.25256 | 0.19125
1753 | 0.84765 | 0.46838 | 0.70806 | 0.47529 | 0.15011 | 0.62771 | 0.64642 | 0.11858 | 0.36601 | 0.15155 | 0.32912 | 0.24657
1754 | 0.85852 | 0.78406 | 0.65292 | 0.55874 | 0.5733 | 0.47656 | 0.63616 | 0.10434 | 0.31995 | 0.12421 | 0.39838 | 0.29348
1755 | 0.77853 | 0.83828 | 0.77892 | 0.52119 | 0.83044 | 0.37854 | 0.62407 | 0.092917 | 0.30631 | 0.09359 | 0.47087 | 0.32759
1756 | 0.54792 | 0.85782 | 0.83584 | 0.41881 | 0.82041 | 0.3118 | 0.60756 | 0.083733 | 0.32344 | 0.077827 | 0.51661 | 0.36412
1757 | 0.4355 | 0.88846 | 0.85259 | 0.35121 | 0.84383 | 0.26464 | 0.59525 | 0.095542 | 0.36571 | 0.066792 | 0.55804 | 0.40847
1758 | 0.55497 | 0.90281 | 0.81305 | 0.14758 | 0.79919 | 0.24629 | 0.57914 | 0.12023 | 0.43197 | 0.068381 | 0.60174 | 0.44623
1759 | 0.49394 | 0.90883 | 0.76465 | 0.03884 | 0.7384 | 0.2864 | 0.55445 | 0.14596 | 0.50445 | 0.072815 | 0.63275 | 0.48861
1760 | 0.56488 | 0.91025 | 0.67853 | 0.028927 | 0.66433 | 0.20958 | 0.53059 | 0.16013 | 0.57357 | 0.080845 | 0.68078 | 0.50795
1761 | 0.62807 | 0.90558 | 0.49433 | 0.017355 | 0.50367 | 0.11025 | 0.49774 | 0.16538 | 0.63402 | 0.080438 | 0.7268 | 0.51902
1762 | 0.67107 | 0.90335 | 0.40437 | 0.018728 | 0.25922 | 0.059059 | 0.46034 | 0.16883 | 0.67287 | 0.074333 | 0.74709 | 0.50476
1763 | 0.7266 | 0.90703 | 0.37672 | 0.02969 | 0.096057 | 0.05958 | 0.41208 | 0.19063 | 0.68668 | 0.059193 | 0.78039 | 0.47403
1764 | 0.79618 | 0.72452 | 0.33146 | 0.15348 | 0 | 0.047898 | 0.37664 | 0.21948 | 0.68088 | 0.045334 | 0.79721 | 0.43865
1765 | 0.79139 | 0.6535 | 0.4564 | 0.25091 | 0.028201 | 0.030585 | 0.35578 | 0.24479 | 0.66804 | 0.035529 | 0.81673 | 0.43017
1766 | 0.81781 | 0.39855 | 0.55029 | 0.47123 | 0.10899 | 0.036895 | 0.3403 | 0.27602 | 0.64468 | 0.035831 | 0.82039 | 0.44867
1767 | 0.83289 | 0.16604 | 0.36721 | 0.64423 | 0.24621 | 0.045915 | 0.33538 | 0.29463 | 0.62207 | 0.047696 | 0.8031 | 0.49067
1768 | 0.79858 | 0.055618 | 0.31551 | 0.51628 | 0.28624 | 0.039108 | 0.32285 | 0.30849 | 0.58749 | 0.083049 | 0.77291 | 0.53356
1769 | 0.77128 | 0.037896 | 0.35946 | 0.53507 | 0.17893 | 0.11238 | 0.30259 | 0.32869 | 0.52892 | 0.13169 | 0.70655 | 0.5653
1770 | 0.79446 | 0.085317 | 0.20864 | 0.57103 | 0.12774 | 0.24685 | 0.27816 | 0.34856 | 0.46177 | 0.19267 | 0.63638 | 0.58483
1771 | 0.731 | 0.10948 | 0.077321 | 0.55071 | 0.094526 | 0.31244 | 0.24584 | 0.39181 | 0.3896 | 0.27206 | 0.53318 | 0.59884
1772 | 0.66628 | 0.16146 | 0.066725 | 0.60015 | 0.091043 | 0.43978 | 0.21566 | 0.45589 | 0.31945 | 0.31848 | 0.44196 | 0.58685
1773 | 0.6823 | 0.229 | 0.27806 | 0.67167 | 0.21216 | 0.6203 | 0.19665 | 0.51772 | 0.25906 | 0.34828 | 0.37356 | 0.54226
1774 | 0.75616 | 0.20585 | 0.59219 | 0.66047 | 0.26009 | 0.67744 | 0.18073 | 0.57309 | 0.22497 | 0.37116 | 0.32936 | 0.47239
1775 | 0.76766 | 0.12586 | 0.71259 | 0.59686 | 0.28826 | 0.77805 | 0.17981 | 0.62943 | 0.20789 | 0.42597 | 0.28773 | 0.40879
1776 | 0.75025 | 0.10961 | 0.63954 | 0.72275 | 0.21103 | 0.85695 | 0.19056 | 0.65415 | 0.19463 | 0.44632 | 0.24634 | 0.33163
1777 | 0.71767 | 0.048274 | 0.33061 | 0.75975 | 0.10141 | 0.87312 | 0.20878 | 0.66951 | 0.1963 | 0.45142 | 0.22268 | 0.28153
1778 | 0.61979 | 0.047573 | 0.36777 | 0.72472 | 0.081027 | 0.88076 | 0.23333 | 0.66587 | 0.18791 | 0.46106 | 0.20225 | 0.2349
1779 | 0.50064 | 0.077877 | 0.64109 | 0.64228 | 0.084521 | 0.84834 | 0.26492 | 0.66792 | 0.17503 | 0.48233 | 0.18881 | 0.2136
1780 | 0.43848 | 0.089444 | 0.69815 | 0.59619 | 0.11999 | 0.86933 | 0.2876 | 0.66974 | 0.16793 | 0.49095 | 0.17616 | 0.23184
1781 | 0.43218 | 0.22998 | 0.7192 | 0.61773 | 0.27318 | 0.89739 | 0.30621 | 0.67188 | 0.15801 | 0.52261 | 0.16908 | 0.31097
1782 | 0.42398 | 0.41203 | 0.70862 | 0.59326 | 0.25855 | 0.87127 | 0.31033 | 0.6797 | 0.16334 | 0.56092 | 0.15946 | 0.44536
1783 | 0.41963 | 0.5089 | 0.55353 | 0.65106 | 0.20457 | 0.74949 | 0.31442 | 0.68842 | 0.17974 | 0.59755 | 0.14845 | 0.55473
1784 | 0.29687 | 0.69341 | 0.58842 | 0.67416 | 0.21791 | 0.62822 | 0.32725 | 0.6892 | 0.20579 | 0.63388 | 0.13904 | 0.63811
1785 | 0.16616 | 0.82637 | 0.71973 | 0.74753 | 0.35094 | 0.81904 | 0.3396 | 0.68657 | 0.21754 | 0.66496 | 0.13712 | 0.68735
1786 | 0.12714 | 0.85422 | 0.78526 | 0.7697 | 0.47193 | 0.8158 | 0.35066 | 0.66364 | 0.20797 | 0.67975 | 0.13711 | 0.70402
1787 | 0.11789 | 0.89562 | 0.85234 | 0.77384 | 0.41225 | 0.84628 | 0.36618 | 0.62212 | 0.18478 | 0.69272 | 0.13715 | 0.70843
1788 | 0.24499 | 0.90495 | 0.84308 | 0.74045 | 0.29195 | 0.88693 | 0.38686 | 0.52402 | 0.14267 | 0.70216 | 0.13802 | 0.69922
1789 | 0.31881 | 0.90694 | 0.82174 | 0.71213 | 0.20235 | 0.8768 | 0.42564 | 0.41666 | 0.095411 | 0.70675 | 0.13974 | 0.68631
1790 | 0.29595 | 0.90816 | 0.65195 | 0.73037 | 0.21067 | 0.82743 | 0.48106 | 0.31657 | 0.061945 | 0.70314 | 0.14848 | 0.6771
1791 | 0.46054 | 0.90064 | 0.55578 | 0.71557 | 0.31289 | 0.78513 | 0.55831 | 0.2248 | 0.040184 | 0.7077 | 0.14643 | 0.67576
1792 | 0.53386 | 0.89959 | 0.53983 | 0.75535 | 0.29223 | 0.82162 | 0.64175 | 0.15533 | 0.028315 | 0.71421 | 0.144 | 0.68656
1793 | 0.66488 | 0.90428 | 0.40475 | 0.68309 | 0.26306 | 0.8508 | 0.71713 | 0.12357 | 0.021206 | 0.71739 | 0.13906 | 0.71071
1794 | 0.80101 | 0.88775 | 0.32354 | 0.45286 | 0.2381 | 0.80208 | 0.76771 | 0.11543 | 0.018876 | 0.70731 | 0.13287 | 0.72225
1795 | 0.86114 | 0.79674 | 0.19317 | 0.17535 | 0.11547 | 0.75058 | 0.79103 | 0.13156 | 0.017146 | 0.68927 | 0.13838 | 0.71314
1796 | 0.88636 | 0.72628 | 0.13305 | 0.10079 | 0.064202 | 0.70266 | 0.79212 | 0.14411 | 0.014492 | 0.65314 | 0.14839 | 0.67246
1797 | 0.88237 | 0.67959 | 0.16411 | 0.17552 | 0.07646 | 0.61644 | 0.7697 | 0.14727 | 0.015821 | 0.59556 | 0.16485 | 0.5921
1798 | 0.70282 | 0.54604 | 0.11775 | 0.23965 | 0.05592 | 0.43001 | 0.73496 | 0.14262 | 0.021238 | 0.5272 | 0.18232 | 0.49209
1799 | 0.63628 | 0.63036 | 0.10844 | 0.47089 | 0.085307 | 0.42621 | 0.72477 | 0.14039 | 0.038132 | 0.45392 | 0.19661 | 0.34881
1800 | 0.83236 | 0.55829 | 0.12865 | 0.57877 | 0.061172 | 0.63225 | 0.69092 | 0.14935 | 0.063102 | 0.3838 | 0.21597 | 0.1851
1801 | 0.73873 | 0.3021 | 0.077478 | 0.57883 | 0.036948 | 0.74056 | 0.67013 | 0.15311 | 0.10224 | 0.325 | 0.24254 | 0.078546
1802 | 0.74591 | 0.2209 | 0.12272 | 0.53302 | 0.070434 | 0.79616 | 0.65631 | 0.12822 | 0.15717 | 0.26487 | 0.25922 | 0.019283
1803 | 0.72982 | 0.20285 | 0.12558 | 0.43421 | 0.074728 | 0.80071 | 0.64233 | 0.10175 | 0.22183 | 0.22333 | 0.27198 | 0.0015648
1804 | 0.66141 | 0.1282 | 0.10827 | 0.37225 | 0.043576 | 0.86396 | 0.61334 | 0.077359 | 0.28624 | 0.20015 | 0.28465 | 0.0001357
1805 | 0.50317 | 0.10568 | 0.13637 | 0.30501 | 0.039238 | 0.87729 | 0.59574 | 0.055618 | 0.33347 | 0.18717 | 0.28128 | 0.0089197
1806 | 0.34089 | 0.15191 | 0.12682 | 0.18098 | 0.025942 | 0.82156 | 0.56274 | 0.038546 | 0.36262 | 0.17897 | 0.27862 | 0.052895
1807 | 0.20865 | 0.14197 | 0.10011 | 0.09617 | 0.0258 | 0.66153 | 0.51636 | 0.036102 | 0.40844 | 0.17778 | 0.28088 | 0.13032
1808 | 0.13608 | 0.12388 | 0.13491 | 0.071441 | 0.021896 | 0.59362 | 0.45121 | 0.034826 | 0.45078 | 0.17633 | 0.28705 | 0.22689
1809 | 0.12233 | 0.16562 | 0.20612 | 0.069257 | 0.033093 | 0.72363 | 0.38559 | 0.036556 | 0.51678 | 0.17254 | 0.28668 | 0.29755
1810 | 0.15043 | 0.16672 | 0.2196 | 0.095523 | 0.068612 | 0.80852 | 0.33167 | 0.037908 | 0.57257 | 0.15785 | 0.28277 | 0.34639
1811 | 0.21349 | 0.26095 | 0.3308 | 0.18262 | 0.14456 | 0.91176 | 0.30631 | 0.036591 | 0.61331 | 0.13732 | 0.2791 | 0.40768
1812 | 0.44587 | 0.33618 | 0.45384 | 0.38243 | 0.422 | 0.92097 | 0.29676 | 0.032571 | 0.63983 | 0.11732 | 0.26855 | 0.43202
1813 | 0.56751 | 0.28611 | 0.6167 | 0.49869 | 0.51288 | 0.92595 | 0.30517 | 0.030225 | 0.65509 | 0.09911 | 0.26333 | 0.42962
1814 | 0.64197 | 0.40669 | 0.8143 | 0.57547 | 0.52161 | 0.92598 | 0.32979 | 0.023471 | 0.66416 | 0.090007 | 0.24808 | 0.40141
1815 | 0.66388 | 0.5465 | 0.88162 | 0.63459 | 0.4741 | 0.92455 | 0.36479 | 0.018086 | 0.65543 | 0.086447 | 0.23291 | 0.34919
1816 | 0.57924 | 0.59993 | 0.88955 | 0.64491 | 0.32516 | 0.92098 | 0.40271 | 0.015821 | 0.62876 | 0.088022 | 0.22636 | 0.3164
1817 | 0.57232 | 0.74839 | 0.88202 | 0.75865 | 0.3174 | 0.92259 | 0.4303 | 0.02575 | 0.59629 | 0.091711 | 0.23248 | 0.28744
1818 | 0.58106 | 0.81977 | 0.79802 | 0.75465 | 0.35378 | 0.90191 | 0.4322 | 0.049427 | 0.5414 | 0.099403 | 0.25641 | 0.26265
1819 | 0.49901 | 0.79216 | 0.61334 | 0.64347 | 0.35136 | 0.53388 | 0.42197 | 0.095572 | 0.49503 | 0.1022 | 0.29641 | 0.22747
1820 | 0.44679 | 0.80235 | 0.3982 | 0.57227 | 0.36497 | 0.36786 | 0.3919 | 0.14514 | 0.44283 | 0.089365 | 0.34441 | 0.16797
1821 | 0.50626 | 0.82571 | 0.21154 | 0.55021 | 0.37583 | 0.61293 | 0.35822 | 0.18925 | 0.40578 | 0.069818 | 0.39172 | 0.10905
1822 | 0.49273 | 0.83651 | 0.085547 | 0.44719 | 0.32595 | 0.76465 | 0.32314 | 0.21381 | 0.38538 | 0.055826 | 0.44497 | 0.078753
1823 | 0.51165 | 0.87816 | 0.097828 | 0.58874 | 0.25252 | 0.85174 | 0.30024 | 0.2396 | 0.37302 | 0.046381 | 0.50409 | 0.052067
1824 | 0.65223 | 0.88558 | 0.094135 | 0.56687 | 0.15264 | 0.91664 | 0.27977 | 0.25688 | 0.36016 | 0.036612 | 0.53369 | 0.038644
1825 | 0.78516 | 0.84384 | 0.063028 | 0.22678 | 0.082238 | 0.90672 | 0.2538 | 0.29086 | 0.35327 | 0.033991 | 0.55784 | 0.030848
1826 | 0.8497 | 0.87662 | 0.15006 | 0.25304 | 0.054304 | 0.83782 | 0.23326 | 0.30857 | 0.31831 | 0.030447 | 0.57073 | 0.03023
1827 | 0.88199 | 0.89995 | 0.32746 | 0.31161 | 0.027456 | 0.67858 | 0.21678 | 0.32121 | 0.27402 | 0.030005 | 0.57209 | 0.031312
1828 | 0.85597 | 0.7309 | 0.41505 | 0.26321 | 0.033972 | 0.56706 | 0.20899 | 0.30612 | 0.22565 | 0.02855 | 0.55589 | 0.035422
1829 | 0.87211 | 0.54294 | 0.55766 | 0.37718 | 0.037692 | 0.44742 | 0.20906 | 0.27402 | 0.18302 | 0.02672 | 0.53402 | 0.044917
1830 | 0.86452 | 0.84968 | 0.62027 | 0.39669 | 0.021097 | 0.41975 | 0.20555 | 0.25386 | 0.14203 | 0.033183 | 0.50778 | 0.063614
1831 | 0.85025 | 0.72396 | 0.57569 | 0.34822 | 0.019625 | 0.60466 | 0.19958 | 0.25019 | 0.11482 | 0.04545 | 0.47437 | 0.090736
1832 | 0.78803 | 0.59169 | 0.56626 | 0.40094 | 0.029814 | 0.76186 | 0.19355 | 0.268 | 0.10491 | 0.068566 | 0.46052 | 0.13778
1833 | 0.62153 | 0.51074 | 0.50732 | 0.49152 | 0.028071 | 0.83683 | 0.18732 | 0.29318 | 0.10232 | 0.10299 | 0.44183 | 0.21848
1834 | 0.41812 | 0.46661 | 0.36977 | 0.4166 | 0.028013 | 0.87904 | 0.17912 | 0.34632 | 0.1138 | 0.12774 | 0.43265 | 0.31153
1835 | 0.30883 | 0.46452 | 0.39002 | 0.48147 | 0.057799 | 0.85242 | 0.17164 | 0.41938 | 0.12566 | 0.14511 | 0.43444 | 0.42866
1836 | 0.56496 | 0.52627 | 0.37759 | 0.4819 | 0.058957 | 0.75404 | 0.16505 | 0.48334 | 0.14636 | 0.15355 | 0.44267 | 0.53555
1837 | 0.77679 | 0.54159 | 0.33283 | 0.48973 | 0.022965 | 0.6004 | 0.1675 | 0.55085 | 0.17651 | 0.15369 | 0.47238 | 0.61386
1838 | 0.77706 | 0.57689 | 0.3844 | 0.52908 | 0.044178 | 0.54613 | 0.17051 | 0.60158 | 0.22476 | 0.16476 | 0.49879 | 0.65532
1839 | 0.87386 | 0.6451 | 0.51029 | 0.59714 | 0.070036 | 0.58909 | 0.17693 | 0.63774 | 0.27429 | 0.18026 | 0.54241 | 0.65925
1840 | 0.90206 | 0.68656 | 0.59199 | 0.60738 | 0.031179 | 0.6672 | 0.18066 | 0.67079 | 0.33574 | 0.20799 | 0.57774 | 0.6383
1841 | 0.90453 | 0.71497 | 0.69668 | 0.67721 | 0.069826 | 0.66393 | 0.1845 | 0.70081 | 0.40449 | 0.26268 | 0.62966 | 0.60757
1842 | 0.90497 | 0.70374 | 0.66896 | 0.62952 | 0.067679 | 0.6365 | 0.18561 | 0.7107 | 0.49327 | 0.35539 | 0.68219 | 0.5764
1843 | 0.89751 | 0.6929 | 0.61626 | 0.51947 | 0.11781 | 0.61067 | 0.18424 | 0.71907 | 0.57409 | 0.45803 | 0.71418 | 0.55722
1844 | 0.88773 | 0.71867 | 0.65781 | 0.4805 | 0.27987 | 0.61829 | 0.18277 | 0.71049 | 0.62789 | 0.55573 | 0.74077 | 0.53919
1845 | 0.83816 | 0.74246 | 0.62778 | 0.40095 | 0.46753 | 0.70475 | 0.18202 | 0.69629 | 0.65972 | 0.62797 | 0.76127 | 0.51294
1846 | 0.71884 | 0.73176 | 0.5035 | 0.28687 | 0.63684 | 0.70347 | 0.18173 | 0.67251 | 0.6717 | 0.66919 | 0.77988 | 0.48089
1847 | 0.61726 | 0.72018 | 0.53855 | 0.35617 | 0.74286 | 0.76807 | 0.18306 | 0.66284 | 0.68344 | 0.71191 | 0.7941 | 0.46813
1848 | 0.57506 | 0.72365 | 0.45739 | 0.36541 | 0.67528 | 0.80809 | 0.18655 | 0.65052 | 0.6661 | 0.71775 | 0.8067 | 0.42256
1849 | 0.56343 | 0.6916 | 0.3064 | 0.35059 | 0.50247 | 0.8246 | 0.18989 | 0.65841 | 0.62346 | 0.73181 | 0.81731 | 0.38101
1850 | 0.40172 | 0.67027 | 0.28463 | 0.36606 | 0.36627 | 0.88227 | 0.19346 | 0.68671 | 0.54348 | 0.73774 | 0.82986 | 0.35287
1851 | 0.17328 | 0.69028 | 0.23864 | 0.36694 | 0.26663 | 0.90658 | 0.19925 | 0.7392 | 0.45271 | 0.75252 | 0.84551 | 0.33166
1852 | 0.10879 | 0.62788 | 0.1012 | 0.27048 | 0.21548 | 0.9083 | 0.20249 | 0.79915 | 0.35921 | 0.76292 | 0.8522 | 0.32137
1853 | 0.19022 | 0.44213 | 0.085762 | 0.2979 | 0.25388 | 0.7484 | 0.20941 | 0.84395 | 0.30777 | 0.76709 | 0.85941 | 0.3118
1854 | 0.15266 | 0.26624 | 0.080782 | 0.34407 | 0.18471 | 0.42503 | 0.21357 | 0.86817 | 0.28034 | 0.7787 | 0.85424 | 0.2924
1855 | 0.10478 | 0.25861 | 0.086622 | 0.40035 | 0.10127 | 0.29129 | 0.22191 | 0.87981 | 0.27738 | 0.78205 | 0.84441 | 0.26691
1856 | 0.10019 | 0.28541 | 0.13891 | 0.59714 | 0.06871 | 0.32458 | 0.23882 | 0.89 | 0.2938 | 0.78458 | 0.84426 | 0.2335
1857 | 0.052551 | 0.28613 | 0.26181 | 0.68354 | 0.055251 | 0.31987 | 0.26899 | 0.88463 | 0.3054 | 0.77729 | 0.85014 | 0.17943
1858 | 0.022488 | 0.22423 | 0.21901 | 0.68625 | 0.052085 | 0.22144 | 0.30053 | 0.86541 | 0.31422 | 0.7563 | 0.85357 | 0.13306
1859 | 0.017431 | 0.35326 | 0.24139 | 0.69137 | 0.16024 | 0.20637 | 0.3425 | 0.83151 | 0.31104 | 0.73125 | 0.8553 | 0.10585
1860 | 0.011806 | 0.61539 | 0.33604 | 0.4982 | 0.28331 | 0.23905 | 0.38471 | 0.76219 | 0.30402 | 0.68592 | 0.86428 | 0.079813
1861 | 0.056972 | 0.64086 | 0.33532 | 0.30137 | 0.35607 | 0.25465 | 0.44254 | 0.7034 | 0.28262 | 0.62952 | 0.87895 | 0.064242
1862 | 0.12861 | 0.68621 | 0.38774 | 0.27838 | 0.51771 | 0.22226 | 0.48289 | 0.65933 | 0.24269 | 0.58707 | 0.806 | 0.052593
1863 | 0.13512 | 0.78182 | 0.43842 | 0.2555 | 0.57783 | 0.22532 | 0.50654 | 0.62291 | 0.20637 | 0.57594 | 0.80915 | 0.045336
1864 | 0.18057 | 0.83192 | 0.47158 | 0.23318 | 0.53415 | 0.27727 | 0.51098 | 0.57189 | 0.1605 | 0.56445 | 0.85464 | 0.044322
1865 | 0.19658 | 0.84108 | 0.57746 | 0.393 | 0.43674 | 0.33613 | 0.49909 | 0.50891 | 0.14195 | 0.56946 | 0.88991 | 0.050223
1866 | 0.10032 | 0.77986 | 0.62946 | 0.44688 | 0.22211 | 0.31447 | 0.48637 | 0.42844 | 0.14292 | 0.56818 | 0.89175 | 0.056874
1867 | 0.065839 | 0.71615 | 0.63743 | 0.53666 | 0.097574 | 0.29655 | 0.47319 | 0.34543 | 0.16418 | 0.54733 | 0.8898 | 0.065027
1868 | 0.039559 | 0.7351 | 0.64374 | 0.69349 | 0.16661 | 0.255 | 0.40396 | 0.28685 | 0.19297 | 0.49435 | 0.88757 | 0.062296
1869 | 0.029669 | 0.76257 | 0.66177 | 0.77751 | 0.3992 | 0.21594 | 0.34329 | 0.23728 | 0.22867 | 0.44928 | 0.8875 | 0.054538
1870 | 0.072305 | 0.8157 | 0.43718 | 0.84463 | 0.57484 | 0.233 | 0.30158 | 0.19693 | 0.25346 | 0.37759 | 0.885 | 0.04427
1871 | 0.38964 | 0.89034 | 0.14289 | 0.88493 | 0.66021 | 0.36326 | 0.27259 | 0.15541 | 0.2797 | 0.33016 | 0.88498 | 0.034638
1872 | 0.64917 | 0.88328 | 0.15124 | 0.87125 | 0.59874 | 0.28279 | 0.26197 | 0.11879 | 0.32675 | 0.28848 | 0.88464 | 0.028698
1873 | 0.7133 | 0.85603 | 0.29429 | 0.71911 | 0.38579 | 0.15058 | 0.28055 | 0.10452 | 0.40157 | 0.2584 | 0.88294 | 0.024415
1874 | 0.74882 | 0.82044 | 0.47409 | 0.61013 | 0.32356 | 0.11495 | 0.32185 | 0.11088 | 0.47813 | 0.24031 | 0.88424 | 0.019687
1875 | 0.78539 | 0.82018 | 0.54263 | 0.59351 | 0.22341 | 0.076993 | 0.38694 | 0.1235 | 0.5788 | 0.23412 | 0.88244 | 0.018549
1876 | 0.82134 | 0.78999 | 0.59628 | 0.36176 | 0.22922 | 0.028596 | 0.45103 | 0.1496 | 0.65164 | 0.23297 | 0.88053 | 0.017315
1877 | 0.8319 | 0.83053 | 0.75311 | 0.4711 | 0.27211 | 0.033333 | 0.49815 | 0.17234 | 0.70422 | 0.23247 | 0.87706 | 0.018096
1878 | 0.7355 | 0.80957 | 0.75164 | 0.6158 | 0.23359 | 0.021504 | 0.54025 | 0.21234 | 0.72852 | 0.22487 | 0.87172 | 0.02086
1879 | 0.69516 | 0.74653 | 0.6865 | 0.59562 | 0.15485 | 0.020556 | 0.56508 | 0.25027 | 0.73921 | 0.2168 | 0.86966 | 0.021854
1880 | 0.79669 | 0.79831 | 0.6733 | 0.62947 | 0.13525 | 0.041178 | 0.58676 | 0.3064 | 0.75887 | 0.20846 | 0.87617 | 0.023102
1881 | 0.85105 | 0.85277 | 0.60999 | 0.72587 | 0.15642 | 0.07354 | 0.61643 | 0.36007 | 0.78028 | 0.1889 | 0.88485 | 0.02452
1882 | 0.87394 | 0.91804 | 0.44444 | 0.72638 | 0.26029 | 0.099736 | 0.63208 | 0.41952 | 0.80206 | 0.17047 | 0.88267 | 0.024743
1883 | 0.90459 | 0.93683 | 0.53925 | 0.72031 | 0.5151 | 0.13165 | 0.65062 | 0.46546 | 0.82744 | 0.14542 | 0.87662 | 0.028784
1884 | 0.88961 | 0.94203 | 0.6844 | 0.51158 | 0.59912 | 0.1704 | 0.68388 | 0.46454 | 0.84879 | 0.11934 | 0.8735 | 0.028115
1885 | 0.83611 | 0.89768 | 0.70305 | 0.25427 | 0.54404 | 0.21754 | 0.72656 | 0.46823 | 0.84855 | 0.093778 | 0.87761 | 0.039214
1886 | 0.81146 | 0.64228 | 0.69145 | 0.14248 | 0.57283 | 0.25499 | 0.7707 | 0.48137 | 0.84911 | 0.076694 | 0.88165 | 0.055105
1887 | 0.87235 | 0.42435 | 0.64952 | 0.069937 | 0.55797 | 0.25292 | 0.80493 | 0.49487 | 0.85394 | 0.067956 | 0.8902 | 0.075801
1888 | 0.90791 | 0.28701 | 0.62187 | 0.018208 | 0.48608 | 0.17462 | 0.83596 | 0.52207 | 0.86213 | 0.057307 | 0.89395 | 0.10527
1889 | 0.91295 | 0.29814 | 0.64779 | 0.035254 | 0.4617 | 0.15184 | 0.86306 | 0.57554 | 0.8697 | 0.052437 | 0.89406 | 0.122
1890 | 0.89566 | 0.28032 | 0.68683 | 0.10971 | 0.43894 | 0.17161 | 0.88186 | 0.62407 | 0.87419 | 0.053657 | 0.894 | 0.14951
1891 | 0.8126 | 0.23198 | 0.64635 | 0.1387 | 0.38383 | 0.17034 | 0.89543 | 0.67145 | 0.8697 | 0.055794 | 0.88985 | 0.14897
1892 | 0.69042 | 0.15968 | 0.609 | 0.10717 | 0.39873 | 0.14815 | 0.90461 | 0.69995 | 0.84367 | 0.057326 | 0.89505 | 0.13613
1893 | 0.54794 | 0.10174 | 0.65547 | 0.10352 | 0.32824 | 0.18977 | 0.90917 | 0.72668 | 0.74795 | 0.059981 | 0.89655 | 0.1111
1894 | 0.39458 | 0.046854 | 0.63346 | 0.060244 | 0.23407 | 0.22525 | 0.91281 | 0.7398 | 0.64041 | 0.066878 | 0.89311 | 0.084512
1895 | 0.49439 | 0.045228 | 0.68407 | 0.11846 | 0.2387 | 0.27732 | 0.91604 | 0.75324 | 0.57959 | 0.079768 | 0.8851 | 0.063907
1896 | 0.42701 | 0.050633 | 0.7004 | 0.095565 | 0.1662 | 0.46341 | 0.91707 | 0.75632 | 0.56796 | 0.10214 | 0.8783 | 0.049181
1897 | 0.25763 | 0.037439 | 0.59299 | 0.067651 | 0.10602 | 0.54616 | 0.91763 | 0.76053 | 0.65092 | 0.13615 | 0.88147 | 0.043035
1898 | 0.26343 | 0.059189 | 0.47523 | 0.081125 | 0.12858 | 0.55703 | 0.91736 | 0.76419 | 0.77754 | 0.1539 | 0.88471 | 0.038498
1899 | 0.37544 | 0.1633 | 0.33945 | 0.054395 | 0.13551 | 0.56672 | 0.91737 | 0.76867 | 0.85725 | 0.17464 | 0.88283 | 0.035788
1900 | 0.4612 | 0.24705 | 0.241 | 0.081843 | 0.1148 | 0.50629 | 0.91698 | 0.76978 | 0.89373 | 0.19354 | 0.87629 | 0.032303
1901 | 0.4715 | 0.34577 | 0.35915 | 0.14829 | 0.16001 | 0.44721 | 0.91678 | 0.77842 | 0.90539 | 0.21033 | 0.86896 | 0.031885
1902 | 0.54252 | 0.35086 | 0.62289 | 0.16794 | 0.17634 | 0.33075 | 0.91465 | 0.78724 | 0.90561 | 0.22706 | 0.84408 | 0.030217
1903 | 0.56237 | 0.34504 | 0.70243 | 0.21467 | 0.16128 | 0.13875 | 0.91495 | 0.79679 | 0.90556 | 0.2413 | 0.79677 | 0.028122
1904 | 0.50192 | 0.35085 | 0.75969 | 0.41102 | 0.22161 | 0.064913 | 0.91413 | 0.80602 | 0.90297 | 0.24639 | 0.72476 | 0.027334
1905 | 0.4295 | 0.29564 | 0.80227 | 0.63076 | 0.3126 | 0.064231 | 0.91274 | 0.81413 | 0.90473 | 0.24069 | 0.64972 | 0.02645
1906 | 0.44467 | 0.1711 | 0.73991 | 0.69361 | 0.37485 | 0.049029 | 0.91166 | 0.82107 | 0.90219 | 0.23742 | 0.585 | 0.026107
1907 | 0.5528 | 0.15881 | 0.7186 | 0.69922 | 0.59699 | 0.11796 | 0.91056 | 0.82914 | 0.8994 | 0.24155 | 0.55865 | 0.028538
1908 | 0.68254 | 0.15229 | 0.696 | 0.42367 | 0.66307 | 0.20256 | 0.90913 | 0.83406 | 0.89794 | 0.2509 | 0.5738 | 0.02599
1909 | 0.53466 | 0.13153 | 0.65266 | 0.27836 | 0.62037 | 0.19571 | 0.90861 | 0.84353 | 0.89431 | 0.26239 | 0.67642 | 0.032872
1910 | 0.42228 | 0.16604 | 0.35975 | 0.64503 | 0.6271 | 0.31659 | 0.90905 | 0.8566 | 0.8877 | 0.26944 | 0.78404 | 0.040016
1911 | 0.45055 | 0.19952 | 0.44108 | 0.74446 | 0.60465 | 0.38181 | 0.90507 | 0.86224 | 0.87965 | 0.25811 | 0.84692 | 0.046631
1912 | 0.29537 | 0.23178 | 0.77642 | 0.81658 | 0.55983 | 0.29886 | 0.90634 | 0.8672 | 0.86054 | 0.2467 | 0.87962 | 0.054135
1913 | 0.1967 | 0.35738 | 0.86009 | 0.87366 | 0.62217 | 0.46993 | 0.89659 | 0.86889 | 0.84589 | 0.23245 | 0.88992 | 0.054047
1914 | 0.2099 | 0.31026 | 0.88769 | 0.90608 | 0.5983 | 0.71177 | 0.88864 | 0.87689 | 0.82209 | 0.22658 | 0.89361 | 0.04725
1915 | 0.16334 | 0.33 | 0.89712 | 0.89973 | 0.47294 | 0.78537 | 0.87912 | 0.87788 | 0.79833 | 0.21696 | 0.89082 | 0.041347
1916 | 0.21333 | 0.38699 | 0.89796 | 0.80269 | 0.45208 | 0.80666 | 0.87206 | 0.87798 | 0.77328 | 0.21489 | 0.8893 | 0.032838
1917 | 0.32208 | 0.36986 | 0.89297 | 0.4877 | 0.41264 | 0.74597 | 0.86787 | 0.87872 | 0.75087 | 0.20649 | 0.89094 | 0.026023
1918 | 0.2948 | 0.4527 | 0.8979 | 0.2662 | 0.45273 | 0.68035 | 0.8514 | 0.86977 | 0.73175 | 0.17695 | 0.88786 | 0.020715
1919 | 0.30615 | 0.46319 | 0.9029 | 0.13188 | 0.63515 | 0.6616 | 0.85578 | 0.8594 | 0.74095 | 0.15446 | 0.88119 | 0.016936
1920 | 0.23733 | 0.4571 | 0.89985 | 0.087889 | 0.72532 | 0.63143 | 0.8519 | 0.84227 | 0.74206 | 0.13237 | 0.86183 | 0.01612
1921 | 0.2146 | 0.36435 | 0.89143 | 0.066934 | 0.76538 | 0.4843 | 0.84882 | 0.83205 | 0.74898 | 0.12812 | 0.85186 | 0.016219
1922 | 0.2427 | 0.24253 | 0.89078 | 0.11383 | 0.65645 | 0.35145 | 0.84547 | 0.81657 | 0.74655 | 0.14743 | 0.84176 | 0.01699
1923 | 0.30874 | 0.18325 | 0.89558 | 0.16733 | 0.38256 | 0.14965 | 0.83115 | 0.81233 | 0.74947 | 0.18376 | 0.84234 | 0.01808
1924 | 0.37787 | 0.20414 | 0.89103 | 0.17624 | 0.23868 | 0.036527 | 0.81929 | 0.79725 | 0.74658 | 0.23424 | 0.84524 | 0.020473
1925 | 0.45506 | 0.49832 | 0.88439 | 0.17112 | 0.27703 | 0.081916 | 0.81147 | 0.7857 | 0.72112 | 0.29438 | 0.84596 | 0.022281
1926 | 0.38826 | 0.69361 | 0.87321 | 0.14661 | 0.27419 | 0.19733 | 0.79193 | 0.77877 | 0.70107 | 0.3419 | 0.84612 | 0.026087
1927 | 0.32277 | 0.80247 | 0.8682 | 0.23098 | 0.2328 | 0.40572 | 0.77455 | 0.76574 | 0.66061 | 0.39308 | 0.84761 | 0.028369
1928 | 0.3214 | 0.85464 | 0.86199 | 0.3748 | 0.1912 | 0.44638 | 0.75806 | 0.75681 | 0.63216 | 0.4291 | 0.85287 | 0.030939
1929 | 0.3331 | 0.70863 | 0.83333 | 0.41678 | 0.09577 | 0.46656 | 0.73571 | 0.73512 | 0.6212 | 0.44849 | 0.85123 | 0.035571
1930 | 0.32966 | 0.5314 | 0.83225 | 0.44671 | 0.059952 | 0.43518 | 0.69751 | 0.70998 | 0.60067 | 0.4258 | 0.85399 | 0.036501
1931 | 0.39127 | 0.7603 | 0.80506 | 0.50336 | 0.084449 | 0.31438 | 0.64568 | 0.68218 | 0.58674 | 0.3579 | 0.85266 | 0.03324
1932 | 0.59819 | 0.76462 | 0.75286 | 0.53012 | 0.10067 | 0.18954 | 0.56849 | 0.63772 | 0.58164 | 0.30956 | 0.85113 | 0.026215
1933 | 0.76805 | 0.84525 | 0.62108 | 0.50528 | 0.22661 | 0.067718 | 0.49039 | 0.60369 | 0.60326 | 0.32878 | 0.85468 | 0.025969
1934 | 0.81257 | 0.75931 | 0.25438 | 0.521 | 0.27533 | 0.033916 | 0.42468 | 0.56678 | 0.63828 | 0.37551 | 0.8598 | 0.033298
1935 | 0.77993 | 0.65466 | 0.076879 | 0.54634 | 0.27312 | 0.046767 | 0.3586 | 0.53102 | 0.6584 | 0.42139 | 0.86547 | 0.046349
1936 | 0.7183 | 0.48189 | 0.29565 | 0.48869 | 0.24745 | 0.11198 | 0.27821 | 0.49006 | 0.67936 | 0.46683 | 0.86819 | 0.064235
1937 | 0.73016 | 0.44591 | 0.61825 | 0.49437 | 0.39319 | 0.158 | 0.20025 | 0.44746 | 0.69358 | 0.484 | 0.87073 | 0.084216
1938 | 0.66396 | 0.32091 | 0.81273 | 0.48668 | 0.63918 | 0.17016 | 0.13389 | 0.41497 | 0.6904 | 0.50023 | 0.87238 | 0.11796
1939 | 0.59178 | 0.33314 | 0.85422 | 0.38197 | 0.78545 | 0.17734 | 0.084649 | 0.37346 | 0.69636 | 0.52508 | 0.87117 | 0.13668
1940 | 0.58715 | 0.36048 | 0.84733 | 0.21325 | 0.83905 | 0.21748 | 0.065557 | 0.33523 | 0.72123 | 0.55805 | 0.86989 | 0.13977
1941 | 0.61407 | 0.21079 | 0.85845 | 0.21239 | 0.8083 | 0.22669 | 0.068627 | 0.3149 | 0.73513 | 0.59453 | 0.86463 | 0.13499
1942 | 0.58099 | 0.084619 | 0.79376 | 0.4736 | 0.72539 | 0.19681 | 0.087037 | 0.28687 | 0.72457 | 0.59869 | 0.84894 | 0.11963
1943 | 0.64017 | 0.097941 | 0.78384 | 0.65166 | 0.75358 | 0.21857 | 0.1259 | 0.26812 | 0.71016 | 0.62348 | 0.84915 | 0.10544
1944 | 0.56894 | 0.12193 | 0.78652 | 0.70377 | 0.78504 | 0.13096 | 0.1619 | 0.25062 | 0.63787 | 0.61502 | 0.83759 | 0.087448
1945 | 0.49546 | 0.16283 | 0.81681 | 0.64225 | 0.79191 | 0.061629 | 0.18441 | 0.24343 | 0.56234 | 0.60854 | 0.83223 | 0.071017
1946 | 0.46749 | 0.27368 | 0.82136 | 0.50812 | 0.76824 | 0.046342 | 0.19594 | 0.22705 | 0.50184 | 0.5962 | 0.81715 | 0.054765
1947 | 0.31191 | 0.33815 | 0.70116 | 0.40605 | 0.75804 | 0.094957 | 0.21097 | 0.19298 | 0.48013 | 0.58329 | 0.79811 | 0.05224
1948 | 0.11131 | 0.30979 | 0.58246 | 0.33763 | 0.76298 | 0.4503 | 0.23355 | 0.16356 | 0.45156 | 0.56545 | 0.78583 | 0.054172
1949 | 0.12871 | 0.30589 | 0.43117 | 0.55306 | 0.76201 | 0.78338 | 0.24726 | 0.13673 | 0.43751 | 0.54676 | 0.77783 | 0.05779
1950 | 0.10836 | 0.29909 | 0.43999 | 0.72717 | 0.73052 | 0.8373 | 0.25216 | 0.11874 | 0.42391 | 0.53502 | 0.77141 | 0.065579
1951 | 0.16897 | 0.43225 | 0.53084 | 0.68052 | 0.62875 | 0.82576 | 0.24894 | 0.12135 | 0.40379 | 0.51054 | 0.74438 | 0.067345
1952 | 0.23943 | 0.64354 | 0.60815 | 0.64465 | 0.51501 | 0.82145 | 0.24111 | 0.13038 | 0.37117 | 0.47451 | 0.70416 | 0.070675
1953 | 0.24035 | 0.73797 | 0.68371 | 0.6681 | 0.50508 | 0.73419 | 0.21609 | 0.14959 | 0.34088 | 0.41011 | 0.6991 | 0.070352
1954 | 0.23402 | 0.74955 | 0.72817 | 0.60324 | 0.41574 | 0.6741 | 0.19574 | 0.16953 | 0.3007 | 0.33919 | 0.73788 | 0.06822
1955 | 0.22068 | 0.71301 | 0.71974 | 0.31789 | 0.4559 | 0.55157 | 0.18421 | 0.18475 | 0.27434 | 0.27197 | 0.78085 | 0.062404
1956 | 0.10192 | 0.5948 | 0.70748 | 0.11258 | 0.55722 | 0.30669 | 0.17861 | 0.20933 | 0.24973 | 0.20394 | 0.8164 | 0.049738
1957 | 0.051719 | 0.45419 | 0.66545 | 0.17261 | 0.68339 | 0.19069 | 0.18586 | 0.25983 | 0.25987 | 0.13811 | 0.84998 | 0.045035
1958 | 0.02733 | 0.34706 | 0.49633 | 0.27549 | 0.75172 | 0.15129 | 0.18835 | 0.33986 | 0.29632 | 0.088839 | 0.87328 | 0.047938
1959 | 0.016828 | 0.19358 | 0.23061 | 0.29318 | 0.78191 | 0.090766 | 0.1952 | 0.44063 | 0.33737 | 0.055507 | 0.88812 | 0.059915
1960 | 0.017924 | 0.10825 | 0.10424 | 0.37513 | 0.74965 | 0.031868 | 0.19683 | 0.52401 | 0.37288 | 0.026419 | 0.89112 | 0.081269
1961 | 0.13365 | 0.10143 | 0.039905 | 0.485 | 0.80557 | 0.039065 | 0.18869 | 0.56569 | 0.38678 | 0.015654 | 0.89529 | 0.099046
1962 | 0.4401 | 0.084227 | 0.14877 | 0.40314 | 0.83897 | 0.15059 | 0.18349 | 0.59041 | 0.37648 | 0.013772 | 0.89448 | 0.12352
1963 | 0.67673 | 0.10589 | 0.46658 | 0.28287 | 0.84226 | 0.39088 | 0.17585 | 0.62006 | 0.35303 | 0.018387 | 0.89832 | 0.13552
1964 | 0.77076 | 0.1864 | 0.70051 | 0.36465 | 0.84094 | 0.61604 | 0.1643 | 0.64431 | 0.33294 | 0.020695 | 0.90067 | 0.13399
1965 | 0.83798 | 0.24726 | 0.72353 | 0.5108 | 0.85039 | 0.67921 | 0.14198 | 0.67209 | 0.31508 | 0.011489 | 0.90426 | 0.12803
1966 | 0.78899 | 0.26787 | 0.59767 | 0.45918 | 0.86019 | 0.64435 | 0.12466 | 0.69616 | 0.30607 | 0.0047862 | 0.90647 | 0.12085
1967 | 0.71719 | 0.25056 | 0.72439 | 0.1763 | 0.87852 | 0.44643 | 0.10916 | 0.73257 | 0.30906 | 0.0083783 | 0.90749 | 0.1132
1968 | 0.62935 | 0.16921 | 0.81056 | 0.055629 | 0.89025 | 0.25727 | 0.090662 | 0.75447 | 0.30905 | 0.022073 | 0.9059 | 0.095951
1969 | 0.52534 | 0.13573 | 0.58568 | 0.038774 | 0.89472 | 0.15911 | 0.069509 | 0.78014 | 0.33254 | 0.049236 | 0.9074 | 0.087946
1970 | 0.46635 | 0.16161 | 0.53047 | 0.083087 | 0.88914 | 0.29167 | 0.049846 | 0.79826 | 0.33051 | 0.07614 | 0.90683 | 0.077508
1971 | 0.43772 | 0.18887 | 0.61276 | 0.065003 | 0.8917 | 0.70871 | 0.031259 | 0.79061 | 0.329 | 0.12828 | 0.90774 | 0.068834
1972 | 0.31326 | 0.18653 | 0.51048 | 0.054496 | 0.89158 | 0.85661 | 0.028321 | 0.77327 | 0.32146 | 0.24153 | 0.9079 | 0.067426
1973 | 0.49551 | 0.1956 | 0.405 | 0.050195 | 0.82434 | 0.89784 | 0.033596 | 0.73939 | 0.3085 | 0.38609 | 0.90691 | 0.069506
1974 | 0.69767 | 0.13019 | 0.41282 | 0.10963 | 0.77371 | 0.89918 | 0.039084 | 0.69099 | 0.28624 | 0.52878 | 0.90695 | 0.071201
1975 | 0.75839 | 0.13056 | 0.46217 | 0.24984 | 0.84194 | 0.89563 | 0.048193 | 0.6356 | 0.26214 | 0.6233 | 0.90703 | 0.076835
1976 | 0.65167 | 0.10281 | 0.48313 | 0.29893 | 0.82035 | 0.89775 | 0.05174 | 0.56266 | 0.23462 | 0.68294 | 0.90516 | 0.086787
1977 | 0.45492 | 0.06735 | 0.3193 | 0.37906 | 0.85119 | 0.56489 | 0.056727 | 0.49055 | 0.21454 | 0.71725 | 0.90515 | 0.097443
1978 | 0.34862 | 0.052175 | 0.22761 | 0.47867 | 0.85404 | 0.70861 | 0.062477 | 0.42143 | 0.19935 | 0.74022 | 0.9042 | 0.10228
1979 | 0.28889 | 0.048584 | 0.39715 | 0.49916 | 0.81959 | 0.89348 | 0.080936 | 0.36436 | 0.19562 | 0.75604 | 0.90401 | 0.096562
1980 | 0.2737 | 0.021472 | 0.61357 | 0.37246 | 0.78327 | 0.90077 | 0.099146 | 0.31549 | 0.19452 | 0.76603 | 0.90281 | 0.09273
1981 | 0.22733 | 0.025677 | 0.69529 | 0.19678 | 0.78467 | 0.89063 | 0.12832 | 0.28218 | 0.19517 | 0.77689 | 0.90105 | 0.093157
1982 | 0.1577 | 0.06135 | 0.70435 | 0.13351 | 0.69938 | 0.87311 | 0.17104 | 0.25328 | 0.19003 | 0.79749 | 0.90016 | 0.10521
1983 | 0.14793 | 0.24986 | 0.6979 | 0.13848 | 0.65853 | 0.79783 | 0.20833 | 0.23359 | 0.18424 | 0.82634 | 0.89986 | 0.12081
1984 | 0.13809 | 0.37733 | 0.77863 | 0.17234 | 0.6823 | 0.71465 | 0.24299 | 0.19045 | 0.16939 | 0.84951 | 0.90227 | 0.14442
1985 | 0.11011 | 0.61704 | 0.81038 | 0.19658 | 0.66915 | 0.67045 | 0.25913 | 0.1483 | 0.15273 | 0.86385 | 0.90279 | 0.18049
1986 | 0.11058 | 0.57899 | 0.68163 | 0.21427 | 0.52294 | 0.58791 | 0.26993 | 0.11941 | 0.13673 | 0.8714 | 0.90276 | 0.21356
1987 | 0.09284 | 0.42741 | 0.49453 | 0.26445 | 0.29569 | 0.57233 | 0.26272 | 0.10965 | 0.12236 | 0.8762 | 0.90441 | 0.2577
1988 | 0.077702 | 0.42757 | 0.47118 | 0.27505 | 0.18479 | 0.57534 | 0.25399 | 0.11398 | 0.1056 | 0.88137 | 0.90787 | 0.27452
1989 | 0.085229 | 0.29046 | 0.54451 | 0.23897 | 0.094415 | 0.53886 | 0.24511 | 0.1136 | 0.090178 | 0.88238 | 0.9084 | 0.29111
1990 | 0.17307 | 0.15846 | 0.36452 | 0.33003 | 0.09471 | 0.51318 | 0.25367 | 0.1058 | 0.076654 | 0.87881 | 0.90826 | 0.28829
1991 | 0.32298 | 0.1417 | 0.1372 | 0.37998 | 0.25462 | 0.49571 | 0.27547 | 0.10039 | 0.063565 | 0.87927 | 0.90839 | 0.28635
1992 | 0.34395 | 0.15121 | 0.024007 | 0.32285 | 0.27148 | 0.38961 | 0.29916 | 0.089412 | 0.052279 | 0.86934 | 0.90709 | 0.29454
1993 | 0.29006 | 0.28498 | 0 | 0.29042 | 0.15986 | 0.29178 | 0.34559 | 0.0989 | 0.047102 | 0.86983 | 0.91106 | 0.28901
1994 | 0.26305 | 0.49243 | 0.098097 | 0.24986 | 0.095227 | 0.22736 | 0.39772 | 0.11161 | 0.042254 | 0.85166 | 0.90651 | 0.29567
1995 | 0.33442 | 0.63993 | 0.43711 | 0.2105 | 0.031888 | 0.16799 | 0.44212 | 0.11961 | 0.042811 | 0.84677 | 0.90667 | 0.30195
1996 | 0.56523 | 0.6811 | 0.56332 | 0.15067 | 0.022666 | 0.27424 | 0.45779 | 0.1324 | 0.043108 | 0.84117 | 0.90682 | 0.30822
1997 | 0.73579 | 0.72095 | 0.30194 | 0.19895 | 0.066597 | 0.61395 | 0.48261 | 0.13711 | 0.05201 | 0.8354 | 0.90745 | 0.31638
1998 | 0.77021 | 0.73244 | 0.30053 | 0.50067 | 0.3117 | 0.75098 | 0.50454 | 0.13659 | 0.059336 | 0.83547 | 0.90783 | 0.3347
1999 | 0.69115 | 0.66635 | 0.42401 | 0.71083 | 0.59134 | 0.78914 | 0.51106 | 0.1268 | 0.065353 | 0.84221 | 0.90704 | 0.34549
2000 | 0.70088 | 0.36171 | 0.58777 | 0.80381 | 0.68527 | 0.62714 | 0.52142 | 0.12212 | 0.073727 | 0.83859 | 0.90284 | 0.3427
2001 | 0.74298 | 0.22706 | 0.71675 | 0.88908 | 0.71656 | 0.58868 | 0.52555 | 0.12083 | 0.089985 | 0.83792 | 0.89968 | 0.32441
2002 | 0.78864 | 0.18418 | 0.80886 | 0.80473 | 0.77507 | 0.69987 | 0.5284 | 0.12139 | 0.11856 | 0.82527 | 0.89976 | 0.30293
2003 | 0.83894 | 0.28979 | 0.89323 | 0.51195 | 0.86606 | 0.78472 | 0.53832 | 0.13329 | 0.14574 | 0.8003 | 0.89742 | 0.28875
2004 | 0.85733 | 0.40961 | 0.90564 | 0.28493 | 0.81629 | 0.84033 | 0.55646 | 0.1345 | 0.16971 | 0.76342 | 0.89224 | 0.28599
2005 | 0.87445 | 0.65242 | 0.91271 | 0.15191 | 0.70492 | 0.87762 | 0.59609 | 0.14752 | 0.19581 | 0.71214 | 0.89157 | 0.30733
2006 | 0.88012 | 0.82472 | 0.91198 | 0.10569 | 0.74178 | 0.86799 | 0.63288 | 0.15648 | 0.2102 | 0.64284 | 0.88767 | 0.35878
2007 | 0.87029 | 0.87061 | 0.90714 | 0.12355 | 0.74377 | 0.82968 | 0.67394 | 0.16269 | 0.22291 | 0.56683 | 0.8814 | 0.43148
2008 | 0.82119 | 0.88555 | 0.90554 | 0.17528 | 0.6907 | 0.80019 | 0.69078 | 0.16418 | 0.24815 | 0.46998 | 0.87163 | 0.48937
2009 | 0.80249 | 0.87398 | 0.90171 | 0.36955 | 0.511 | 0.73378 | 0.71035 | 0.15681 | 0.29595 | 0.3715 | 0.8626 | 0.53597
2010 | 0.83714 | 0.80687 | 0.89448 | 0.64675 | 0.42203 | 0.69191 | 0.73559 | 0.16328 | 0.36 | 0.27578 | 0.86222 | 0.56598
2011 | 0.84123 | 0.83322 | 0.85517 | 0.68187 | 0.31193 | 0.72407 | 0.75096 | 0.16323 | 0.43345 | 0.18863 | 0.864 | 0.5927
2012 | 0.83234 | 0.81411 | 0.77506 | 0.65295 | 0.20557 | 0.70432 | 0.75265 | 0.17195 | 0.48913 | 0.14501 | 0.8613 | 0.58985
2013 | 0.79963 | 0.80662 | 0.63117 | 0.53116 | 0.14535 | 0.55837 | 0.75147 | 0.17516 | 0.50508 | 0.13365 | 0.86315 | 0.56916
2014 | 0.72859 | 0.8796 | 0.51061 | 0.31163 | 0.14124 | 0.46893 | 0.75417 | 0.16549 | 0.52036 | 0.16173 | 0.86984 | 0.55258
2015 | 0.70052 | 0.7631 | 0.43583 | 0.21815 | 0.21308 | 0.50381 | 0.77846 | 0.155 | 0.54531 | 0.28122 | 0.87557 | 0.56936
2016 | 0.67095 | 0.7751 | 0.34278 | 0.21476 | 0.20258 | 0.4706 | 0.79043 | 0.13879 | 0.53614 | 0.45462 | 0.87664 | 0.56607
2017 | 0.54406 | 0.73264 | 0.25065 | 0.16094 | 0.11107 | 0.56128 | 0.80751 | 0.13295 | 0.52264 | 0.58798 | 0.87746 | 0.57413
2018 | 0.41614 | 0.57678 | 0.22099 | 0.0753 | 0.040018 | 0.63988 | 0.83086 | 0.12968 | 0.50115 | 0.68094 | 0.86763 | 0.58293
2019 | 0.33889 | 0.33819 | 0.19315 | 0.053267 | 0.017198 | 0.64596 | 0.8431 | 0.13001 | 0.49055 | 0.70958 | 0.84558 | 0.60069
2020 | 0.14345 | 0.31868 | 0.24197 | 0.029777 | 0.095816 | 0.65545 | 0.84486 | 0.12845 | 0.48601 | 0.72204 | 0.81961 | 0.61005
2021 | 0.04425 | 0.29556 | 0.27798 | 0.029253 | 0.26925 | 0.65683 | 0.8392 | 0.12892 | 0.49893 | 0.74281 | 0.76727 | 0.61628
2022 | 0.038838 | 0.58413 | 0.25513 | 0.25867 | 0.48229 | 0.65479 | 0.82648 | 0.12996 | 0.52137 | 0.76613 | 0.69672 | 0.61846
2023 | 0.03775 | 0.78451 | 0.30672 | 0.59786 | 0.61773 | 0.67677 | 0.78227 | 0.1344 | 0.52412 | 0.80085 | 0.62203 | 0.63229
2024 | 0.074181 | 0.85435 | 0.51765 | 0.74397 | 0.58523 | 0.71773 | 0.71561 | 0.13765 | 0.5154 | 0.80408 | 0.54853 | 0.65238
2025 | 0.1029 | 0.8791 | 0.72412 | 0.85093 | 0.54513 | 0.76684 | 0.65561 | 0.1436 | 0.49394 | 0.81154 | 0.48431 | 0.67831
2026 | 0.11653 | 0.66917 | 0.83121 | 0.78511 | 0.66432 | 0.83016 | 0.61513 | 0.14754 | 0.46992 | 0.82012 | 0.44071 | 0.69427
2027 | 0.28734 | 0.80831 | 0.82405 | 0.47055 | 0.83888 | 0.82729 | 0.57396 | 0.15437 | 0.41242 | 0.83388 | 0.40702 | 0.70978
2028 | 0.39632 | 0.84293 | 0.83565 | 0.20289 | 0.87296 | 0.80198 | 0.54095 | 0.15371 | 0.37423 | 0.84296 | 0.37557 | 0.71695
2029 | 0.53442 | 0.81719 | 0.81297 | 0.1691 | 0.89808 | 0.74367 | 0.53104 | 0.16163 | 0.33696 | 0.84757 | 0.35479 | 0.7298
2030 | 0.75608 | 0.86442 | 0.84407 | 0.46858 | 0.90511 | 0.57798 | 0.55331 | 0.1697 | 0.30312 | 0.83507 | 0.32495 | 0.73607
2031 | 0.86609 | 0.84671 | 0.88062 | 0.7425 | 0.87697 | 0.23357 | 0.56932 | 0.17874 | 0.27018 | 0.80823 | 0.30694 | 0.75454
2032 | 0.87018 | 0.85964 | 0.89406 | 0.78163 | 0.82905 | 0.18554 | 0.5815 | 0.18714 | 0.24788 | 0.787 | 0.30653 | 0.75181
2033 | 0.87563 | 0.86569 | 0.89299 | 0.79913 | 0.89843 | 0.34333 | 0.56867 | 0.19323 | 0.23913 | 0.77212 | 0.3493 | 0.74608
2034 | 0.87 | 0.8551 | 0.80156 | 0.77063 | 0.84918 | 0.31441 | 0.54976 | 0.20169 | 0.23658 | 0.75581 | 0.42737 | 0.73896
2035 | 0.84677 | 0.75195 | 0.83573 | 0.63127 | 0.86758 | 0.5843 | 0.52626 | 0.20332 | 0.24401 | 0.73241 | 0.52974 | 0.73578
2036 | 0.79551 | 0.59887 | 0.83007 | 0.30606 | 0.78278 | 0.73029 | 0.49904 | 0.20026 | 0.25168 | 0.70832 | 0.60139 | 0.73738
2037 | 0.73324 | 0.37628 | 0.63334 | 0.14864 | 0.45558 | 0.62571 | 0.50449 | 0.19161 | 0.25898 | 0.68179 | 0.64002 | 0.74291
2038 | 0.64472 | 0.15423 | 0.63283 | 0.16334 | 0.29503 | 0.24686 | 0.52356 | 0.17631 | 0.26342 | 0.65604 | 0.66467 | 0.73479
2039 | 0.62801 | 0.027173 | 0.75831 | 0.30104 | 0.37834 | 0.04028 | 0.56859 | 0.168 | 0.26834 | 0.63863 | 0.70751 | 0.72515
2040 | 0.54348 | 0.010257 | 0.80187 | 0.35102 | 0.62212 | 0.022902 | 0.59464 | 0.16693 | 0.25884 | 0.57482 | 0.73686 | 0.69496
2041 | 0.35939 | 0.046126 | 0.84998 | 0.35054 | 0.72438 | 0.053825 | 0.60913 | 0.17443 | 0.26401 | 0.51563 | 0.77841 | 0.66677
2042 | 0.33401 | 0.14854 | 0.88044 | 0.28768 | 0.6885 | 0.059272 | 0.61208 | 0.17018 | 0.25305 | 0.41569 | 0.80129 | 0.6625
2043 | 0.28631 | 0.19326 | 0.88246 | 0.20567 | 0.69197 | 0.12416 | 0.61506 | 0.16999 | 0.24 | 0.32482 | 0.82314 | 0.66125
2044 | 0.18448 | 0.25352 | 0.88456 | 0.15295 | 0.71047 | 0.2091 | 0.60815 | 0.17181 | 0.23215 | 0.2517 | 0.83395 | 0.66813
2045 | 0.16038 | 0.2186 | 0.88565 | 0.18229 | 0.55032 | 0.29238 | 0.6014 | 0.1673 | 0.22908 | 0.18104 | 0.83508 | 0.68824
2046 | 0.10519 | 0.11245 | 0.88455 | 0.31536 | 0.34554 | 0.63888 | 0.59457 | 0.1657 | 0.22258 | 0.12428 | 0.83147 | 0.71302
2047 | 0.047757 | 0.13774 | 0.87854 | 0.41735 | 0.22138 | 0.81918 | 0.58096 | 0.16345 | 0.22784 | 0.081559 | 0.83456 | 0.73692
2048 | 0.030242 | 0.36031 | 0.86498 | 0.49915 | 0.21955 | 0.90211 | 0.55082 | 0.16821 | 0.24412 | 0.059173 | 0.83617 | 0.7643
2049 | 0.019867 | 0.6757 | 0.76247 | 0.63604 | 0.32138 | 0.92136 | 0.51235 | 0.18033 | 0.24873 | 0.04485 | 0.84106 | 0.77922
2050 | 0 | 0.75256 | 0.66959 | 0.77376 | 0.48028 | 0.91598 | 0.47705 | 0.18793 | 0.23124 | 0.037292 | 0.84053 | 0.78514
2051 | 0 | 0.82681 | 0.37799 | 0.82035 | 0.6352 | 0.92479 | 0.45113 | 0.1897 | 0.20698 | 0.034162 | 0.83292 | 0.77941
2052 | 0 | 0.88768 | 0.32685 | 0.81439 | 0.72456 | 0.92825 | 0.43963 | 0.17596 | 0.15476 | 0.028215 | 0.81945 | 0.77714
2053 | 0 | 0.88189 | 0.41391 | 0.78853 | 0.76756 | 0.92992 | 0.45219 | 0.18285 | 0.11291 | 0.027776 | 0.79688 | 0.78542
2054 | 0.046796 | 0.83132 | 0.43737 | 0.79372 | 0.76714 | 0.92654 | 0.47401 | 0.19548 | 0.086647 | 0.028561 | 0.75604 | 0.7962
2055 | 0.074631 | 0.88362 | 0.42993 | 0.75682 | 0.67951 | 0.90669 | 0.47192 | 0.21268 | 0.075343 | 0.031759 | 0.70337 | 0.81197
2056 | 0.046632 | 0.80059 | 0.48131 | 0.6373 | 0.43661 | 0.79838 | 0.45754 | 0.23019 | 0.071771 | 0.03778 | 0.61988 | 0.82131
2057 | 0.084289 | 0.66975 | 0.55808 | 0.59619 | 0.32108 | 0.68912 | 0.44064 | 0.24952 | 0.073304 | 0.04081 | 0.52439 | 0.83168
2058 | 0.047609 | 0.51975 | 0.67264 | 0.59729 | 0.23668 | 0.79016 | 0.42376 | 0.27467 | 0.080389 | 0.037247 | 0.40696 | 0.82495
2059 | 0.030228 | 0.41295 | 0.65884 | 0.43568 | 0.14526 | 0.80804 | 0.43159 | 0.2961 | 0.10173 | 0.042389 | 0.31181 | 0.82593
2060 | 0.042532 | 0.40597 | 0.54227 | 0.36728 | 0.15272 | 0.84679 | 0.43068 | 0.30639 | 0.10661 | 0.0518 | 0.23331 | 0.83553
2061 | 0.077589 | 0.41075 | 0.53505 | 0.26067 | 0.28352 | 0.81809 | 0.45354 | 0.31684 | 0.11242 | 0.063732 | 0.17126 | 0.83491
2062 | 0.16476 | 0.27012 | 0.65165 | 0.082959 | 0.42083 | 0.59645 | 0.45916 | 0.32464 | 0.11742 | 0.074862 | 0.12187 | 0.82167
2063 | 0.39933 | 0.14704 | 0.62876 | 0.033998 | 0.62471 | 0.33736 | 0.44057 | 0.34182 | 0.10739 | 0.09061 | 0.089173 | 0.80799
2064 | 0.60782 | 0.18747 | 0.40598 | 0.019148 | 0.76896 | 0.47671 | 0.39812 | 0.35622 | 0.10217 | 0.1047 | 0.090057 | 0.77305
2065 | 0.7369 | 0.23117 | 0.24154 | 0.016977 | 0.78003 | 0.73088 | 0.3734 | 0.38204 | 0.093237 | 0.12418 | 0.1381 | 0.73474
2066 | 0.77564 | 0.2584 | 0.31151 | 0.089528 | 0.82877 | 0.7918 | 0.36689 | 0.36252 | 0.083777 | 0.13119 | 0.26325 | 0.70896
2067 | 0.80237 | 0.29224 | 0.46052 | 0.38979 | 0.81446 | 0.88808 | 0.4183 | 0.3213 | 0.082712 | 0.13475 | 0.38878 | 0.69989
2068 | 0.79147 | 0.2935 | 0.58499 | 0.63743 | 0.71892 | 0.90851 | 0.51204 | 0.28549 | 0.0846 | 0.13179 | 0.40333 | 0.69671
2069 | 0.83463 | 0.33133 | 0.61506 | 0.73563 | 0.61275 | 0.89957 | 0.58231 | 0.2626 | 0.093251 | 0.12844 | 0.3402 | 0.70102
2070 | 0.85923 | 0.29287 | 0.43558 | 0.70002 | 0.53531 | 0.86435 | 0.60812 | 0.25232 | 0.10056 | 0.11341 | 0.38079 | 0.71967
2071 | 0.84206 | 0.24734 | 0.27803 | 0.73965 | 0.56579 | 0.85416 | 0.59719 | 0.26196 | 0.099445 | 0.092477 | 0.542 | 0.73817
2072 | 0.82555 | 0.40015 | 0.18053 | 0.69893 | 0.51942 | 0.86146 | 0.55376 | 0.29004 | 0.09748 | 0.066897 | 0.65694 | 0.76871
2073 | 0.78591 | 0.69686 | 0.17044 | 0.52977 | 0.48558 | 0.83307 | 0.49644 | 0.32701 | 0.090942 | 0.057337 | 0.74884 | 0.79655
2074 | 0.70655 | 0.75101 | 0.16707 | 0.50334 | 0.62809 | 0.80241 | 0.43836 | 0.36557 | 0.083934 | 0.055436 | 0.7885 | 0.80352
2075 | 0.68493 | 0.57738 | 0.14177 | 0.63746 | 0.72411 | 0.80909 | 0.39897 | 0.39646 | 0.073017 | 0.063003 | 0.7943 | 0.79474
2076 | 0.6314 | 0.5258 | 0.11862 | 0.64134 | 0.59293 | 0.81101 | 0.39436 | 0.42937 | 0.060094 | 0.07866 | 0.85587 | 0.78579
2077 | 0.52514 | 0.51887 | 0.078566 | 0.6341 | 0.63862 | 0.78462 | 0.43064 | 0.49355 | 0.055897 | 0.10909 | 0.89998 | 0.77471
2078 | 0.40952 | 0.45409 | 0.07835 | 0.57007 | 0.76367 | 0.70923 | 0.50578 | 0.55202 | 0.050391 | 0.14098 | 0.90267 | 0.76415
2079 | 0.25456 | 0.37994 | 0.074703 | 0.35749 | 0.7933 | 0.5321 | 0.55189 | 0.60882 | 0.047695 | 0.17292 | 0.89659 | 0.76332
2080 | 0.16055 | 0.30852 | 0.055376 | 0.28251 | 0.79751 | 0.44208 | 0.58432 | 0.65338 | 0.046192 | 0.21657 | 0.88004 | 0.76644
2081 | 0.17031 | 0.28245 | 0.11782 | 0.37406 | 0.673 | 0.47015 | 0.61372 | 0.6955 | 0.052906 | 0.26416 | 0.84839 | 0.77047
2082 | 0.063733 | 0.23456 | 0.062935 | 0.25819 | 0.30162 | 0.63457 | 0.63171 | 0.71348 | 0.064946 | 0.31866 | 0.82353 | 0.78421
2083 | 0.029678 | 0.15698 | 0.14034 | 0.33891 | 0.1659 | 0.78526 | 0.63769 | 0.71822 | 0.078077 | 0.36262 | 0.80162 | 0.78303
2084 | 0.041396 | 0.080483 | 0.23935 | 0.44126 | 0.02754 | 0.85828 | 0.61761 | 0.70615 | 0.089503 | 0.37934 | 0.79103 | 0.77913
2085 | 0.022432 | 0.026295 | 0.24994 | 0.27585 | 0.041311 | 0.87939 | 0.58011 | 0.66416 | 0.10215 | 0.39079 | 0.78821 | 0.75909
2086 | 0.015583 | 0.15657 | 0.26089 | 0.14081 | 0.3789 | 0.89768 | 0.54719 | 0.63545 | 0.11088 | 0.42863 | 0.78739 | 0.73516
2087 | 0.06127 | 0.23675 | 0.34502 | 0.22467 | 0.69099 | 0.7793 | 0.54829 | 0.63114 | 0.10498 | 0.49354 | 0.79218 | 0.71921
2088 | 0.11751 | 0.3045 | 0.39893 | 0.46775 | 0.83673 | 0.46091 | 0.53635 | 0.62072 | 0.096082 | 0.54028 | 0.79712 | 0.68856
2089 | 0.12182 | 0.45879 | 0.34153 | 0.63216 | 0.86724 | 0.24121 | 0.52641 | 0.63704 | 0.091807 | 0.56528 | 0.81202 | 0.67582
2090 | 0.18718 | 0.46467 | 0.32352 | 0.74454 | 0.82604 | 0.53996 | 0.5245 | 0.66643 | 0.08373 | 0.65537 | 0.82944 | 0.66157
2091 | 0.23088 | 0.25889 | 0.21781 | 0.81927 | 0.76199 | 0.75127 | 0.52188 | 0.69711 | 0.079541 | 0.75445 | 0.85013 | 0.65125
2092 | 0.19363 | 0.10868 | 0.13483 | 0.75709 | 0.77325 | 0.82836 | 0.53347 | 0.70615 | 0.083956 | 0.82494 | 0.86252 | 0.65867
2093 | 0.23234 | 0.069396 | 0.12204 | 0.6776 | 0.82772 | 0.77508 | 0.54021 | 0.68684 | 0.095794 | 0.86064 | 0.87188 | 0.66839
2094 | 0.19694 | 0.11318 | 0.1177 | 0.65698 | 0.84465 | 0.68875 | 0.55296 | 0.66261 | 0.10665 | 0.88471 | 0.87485 | 0.68683
2095 | 0.10069 | 0.16314 | 0.13242 | 0.57148 | 0.81937 | 0.82451 | 0.55357 | 0.61181 | 0.1126 | 0.8905 | 0.87158 | 0.69681
2096 | 0.063861 | 0.17572 | 0.25142 | 0.47549 | 0.8159 | 0.88441 | 0.54293 | 0.57642 | 0.11395 | 0.88609 | 0.86588 | 0.70628
2097 | 0.05136 | 0.21801 | 0.39444 | 0.53118 | 0.80457 | 0.86057 | 0.52513 | 0.54244 | 0.11928 | 0.8758 | 0.85476 | 0.71177
2098 | 0.023827 | 0.15293 | 0.51718 | 0.76571 | 0.76611 | 0.32551 | 0.48893 | 0.52291 | 0.11265 | 0.86536 | 0.82396 | 0.69957
2099 | 0.015387 | 0.1201 | 0.71471 | 0.84789 | 0.8 | 0.20612 | 0.45099 | 0.48757 | 0.10595 | 0.86184 | 0.7258 | 0.67652
2100 | 0.028803 | 0.084868 | 0.60766 | 0.87452 | 0.78032 | 0.13568 | 0.39968 | 0.46674 | 0.096431 | 0.869 | 0.56755 | 0.63678
2101 | 0.045742 | 0.042458 | 0.4415 | 0.80741 | 0.72539 | 0.18004 | 0.36619 | 0.47857 | 0.086501 | 0.88671 | 0.44291 | 0.63899
2102 | 0.043431 | 0.026284 | 0.34352 | 0.57196 | 0.75936 | 0.73398 | 0.31055 | 0.5186 | 0.084655 | 0.90919 | 0.41695 | 0.68289
2103 | 0.054339 | 0.021112 | 0.35069 | 0.4984 | 0.76601 | 0.878 | 0.26977 | 0.56329 | 0.091142 | 0.91749 | 0.5155 | 0.72117
2104 | 0.09126 | 0.047008 | 0.36561 | 0.68577 | 0.76054 | 0.92218 | 0.2259 | 0.59408 | 0.09647 | 0.91853 | 0.62962 | 0.75208
2105 | 0.079643 | 0.086527 | 0.52546 | 0.68484 | 0.80476 | 0.9167 | 0.20518 | 0.61043 | 0.10951 | 0.9193 | 0.71502 | 0.76836
2106 | 0.096197 | 0.11271 | 0.61728 | 0.64349 | 0.81314 | 0.91231 | 0.19189 | 0.59579 | 0.1277 | 0.92264 | 0.76631 | 0.77669
2107 | 0.084795 | 0.14625 | 0.68038 | 0.45846 | 0.79381 | 0.89668 | 0.17141 | 0.57399 | 0.14835 | 0.92121 | 0.77385 | 0.77999
2108 | 0.072884 | 0.26458 | 0.71656 | 0.43188 | 0.78897 | 0.88843 | 0.14969 | 0.53471 | 0.17386 | 0.91276 | 0.76011 | 0.77723
2109 | 0.12881 | 0.3592 | 0.73499 | 0.33533 | 0.7344 | 0.90597 | 0.13543 | 0.47309 | 0.19912 | 0.89332 | 0.74886 | 0.77335
2110 | 0.14274 | 0.65864 | 0.65166 | 0.093023 | 0.54616 | 0.91135 | 0.13196 | 0.40848 | 0.2151 | 0.84287 | 0.74656 | 0.75676
2111 | 0.19424 | 0.74611 | 0.64567 | 0.024637 | 0.54676 | 0.84464 | 0.13106 | 0.35365 | 0.23535 | 0.8029 | 0.75919 | 0.74324
2112 | 0.29456 | 0.74448 | 0.58694 | 0.10423 | 0.49435 | 0.67689 | 0.13367 | 0.3162 | 0.24696 | 0.74153 | 0.76253 | 0.69992
2113 | 0.3553 | 0.82275 | 0.51946 | 0.2444 | 0.45426 | 0.35653 | 0.14042 | 0.30399 | 0.2703 | 0.69049 | 0.76763 | 0.67125
2114 | 0.39576 | 0.89724 | 0.51798 | 0.28933 | 0.50832 | 0.13053 | 0.13881 | 0.28812 | 0.29021 | 0.59512 | 0.76019 | 0.64448
2115 | 0.44639 | 0.90615 | 0.48645 | 0.18233 | 0.55973 | 0.098765 | 0.13966 | 0.27691 | 0.30958 | 0.51162 | 0.749 | 0.61395
2116 | 0.39622 | 0.9052 | 0.40806 | 0.07651 | 0.60471 | 0.18396 | 0.14372 | 0.25964 | 0.32174 | 0.43155 | 0.72146 | 0.59428
2117 | 0.30824 | 0.90241 | 0.45222 | 0.057932 | 0.74335 | 0.27838 | 0.16213 | 0.23212 | 0.32026 | 0.37434 | 0.66163 | 0.60117
2118 | 0.1713 | 0.89939 | 0.39686 | 0.077894 | 0.7131 | 0.20405 | 0.19124 | 0.19438 | 0.31761 | 0.33258 | 0.58078 | 0.61704
2119 | 0.094455 | 0.90226 | 0.32198 | 0.24263 | 0.64559 | 0.059961 | 0.21986 | 0.166 | 0.31213 | 0.31576 | 0.50725 | 0.6316
2120 | 0.07039 | 0.90103 | 0.26081 | 0.56276 | 0.63704 | 0.022259 | 0.23464 | 0.14048 | 0.29814 | 0.30588 | 0.44827 | 0.64778
2121 | 0.078184 | 0.89803 | 0.19354 | 0.66963 | 0.6585 | 0.062742 | 0.2296 | 0.12684 | 0.28008 | 0.30279 | 0.40847 | 0.67201
2122 | 0.10738 | 0.88348 | 0.11042 | 0.67736 | 0.61636 | 0.34241 | 0.20612 | 0.11984 | 0.25611 | 0.3034 | 0.38442 | 0.66714
2123 | 0.1082 | 0.80419 | 0.058749 | 0.76932 | 0.6614 | 0.67971 | 0.17617 | 0.12148 | 0.22297 | 0.31625 | 0.36364 | 0.63235
2124 | 0.10025 | 0.70223 | 0.043755 | 0.83975 | 0.58206 | 0.73212 | 0.14843 | 0.11951 | 0.18268 | 0.33694 | 0.32937 | 0.599
2125 | 0.044953 | 0.47388 | 0.03564 | 0.66754 | 0.44337 | 0.73962 | 0.12821 | 0.14043 | 0.13297 | 0.37973 | 0.28755 | 0.59535
2126 | 0.10345 | 0.33208 | 0.051503 | 0.8577 | 0.37083 | 0.50833 | 0.11413 | 0.16946 | 0.10218 | 0.4194 | 0.21695 | 0.61511
2127 | 0.2866 | 0.25922 | 0.066597 | 0.8258 | 0.31027 | 0.71951 | 0.11347 | 0.18727 | 0.079563 | 0.45071 | 0.1465 | 0.66686
2128 | 0.40848 | 0.43301 | 0.088068 | 0.74557 | 0.17436 | 0.85127 | 0.1214 | 0.19278 | 0.063069 | 0.45697 | 0.10676 | 0.71106
2129 | 0.42706 | 0.73906 | 0.15313 | 0.77199 | 0.14198 | 0.92017 | 0.13024 | 0.17001 | 0.04558 | 0.43799 | 0.11448 | 0.73815
2130 | 0.44038 | 0.8047 | 0.13699 | 0.80135 | 0.063523 | 0.82884 | 0.14459 | 0.13086 | 0.041404 | 0.42625 | 0.18512 | 0.76555
2131 | 0.62252 | 0.75047 | 0.12995 | 0.78145 | 0.010579 | 0.31078 | 0.15542 | 0.092971 | 0.040386 | 0.42602 | 0.30382 | 0.78209
2132 | 0.74632 | 0.79649 | 0.15397 | 0.7518 | 0.01406 | 0.32953 | 0.14933 | 0.068608 | 0.042798 | 0.44878 | 0.39764 | 0.79027
2133 | 0.79129 | 0.82625 | 0.13389 | 0.73991 | 0.067599 | 0.62783 | 0.14095 | 0.0527 | 0.0443 | 0.4673 | 0.45973 | 0.79269
2134 | 0.8059 | 0.80979 | 0.11319 | 0.77623 | 0.16337 | 0.89166 | 0.13088 | 0.050082 | 0.05464 | 0.48537 | 0.47621 | 0.77824
2135 | 0.82821 | 0.79154 | 0.16342 | 0.8075 | 0.31898 | 0.72987 | 0.11766 | 0.051187 | 0.067614 | 0.51442 | 0.47246 | 0.77664
2136 | 0.79556 | 0.81254 | 0.18817 | 0.78093 | 0.48656 | 0.33608 | 0.10213 | 0.054398 | 0.082508 | 0.52079 | 0.43735 | 0.74748
2137 | 0.63841 | 0.83186 | 0.22086 | 0.65301 | 0.66392 | 0.20778 | 0.081022 | 0.055697 | 0.099689 | 0.54395 | 0.40158 | 0.7439
2138 | 0.53058 | 0.84678 | 0.29708 | 0.33697 | 0.74579 | 0.17273 | 0.062924 | 0.054845 | 0.12879 | 0.53737 | 0.38818 | 0.73735
2139 | 0.53095 | 0.84184 | 0.27685 | 0.20231 | 0.73565 | 0.22117 | 0.046122 | 0.057558 | 0.16227 | 0.54889 | 0.38266 | 0.74521
2140 | 0.43324 | 0.75726 | 0.27275 | 0.13362 | 0.75477 | 0.21827 | 0.039092 | 0.055911 | 0.19798 | 0.56027 | 0.37514 | 0.75661
2141 | 0.36354 | 0.69421 | 0.31345 | 0.096859 | 0.73717 | 0.22184 | 0.037036 | 0.048617 | 0.23602 | 0.57615 | 0.3851 | 0.76648
2142 | 0.41292 | 0.77386 | 0.28706 | 0.29101 | 0.78355 | 0.3009 | 0.040445 | 0.049455 | 0.26634 | 0.59114 | 0.39059 | 0.7686
2143 | 0.45157 | 0.78092 | 0.25107 | 0.52313 | 0.86127 | 0.46032 | 0.047911 | 0.051037 | 0.27285 | 0.60898 | 0.40338 | 0.77219
2144 | 0.53858 | 0.78174 | 0.24361 | 0.65733 | 0.88967 | 0.54575 | 0.065605 | 0.057361 | 0.27042 | 0.61626 | 0.40395 | 0.7721
2145 | 0.58119 | 0.73791 | 0.26473 | 0.6711 | 0.83415 | 0.44494 | 0.090104 | 0.062208 | 0.253 | 0.61563 | 0.40847 | 0.76241
2146 | 0.46617 | 0.62463 | 0.2493 | 0.70286 | 0.52665 | 0.35135 | 0.1134 | 0.064093 | 0.22782 | 0.59573 | 0.402 | 0.74573
2147 | 0.36339 | 0.44897 | 0.26304 | 0.80129 | 0.16515 | 0.22999 | 0.12911 | 0.05635 | 0.21026 | 0.57919 | 0.39185 | 0.73885
2148 | 0.47552 | 0.3422 | 0.31402 | 0.79162 | 0.091325 | 0.17394 | 0.13416 | 0.040149 | 0.20171 | 0.54632 | 0.38311 | 0.73289
2149 | 0.47403 | 0.29172 | 0.23036 | 0.59495 | 0.30418 | 0.1971 | 0.13598 | 0.024537 | 0.21254 | 0.51898 | 0.39759 | 0.74316
2150 | 0.38954 | 0.24257 | 0.25418 | 0.39305 | 0.63776 | 0.20912 | 0.13098 | 0.013003 | 0.22658 | 0.48232 | 0.43436 | 0.76284
2151 | 0.26344 | 0.20613 | 0.29693 | 0.28389 | 0.74266 | 0.30209 | 0.12274 | 0.0050386 | 0.24939 | 0.44854 | 0.45746 | 0.79798
2152 | 0.17108 | 0.26128 | 0.29375 | 0.20206 | 0.45439 | 0.56162 | 0.11641 | 0.0020295 | 0.26175 | 0.39256 | 0.48882 | 0.82507
2153 | 0.24276 | 0.31063 | 0.32247 | 0.11601 | 0.20548 | 0.69239 | 0.12303 | 0.0011763 | 0.25826 | 0.32897 | 0.51297 | 0.8442
2154 | 0.38988 | 0.47323 | 0.25689 | 0.038488 | 0.32786 | 0.60759 | 0.14113 | 0.0024699 | 0.25789 | 0.27334 | 0.51084 | 0.84748
2155 | 0.43249 | 0.56734 | 0.50901 | 0.045955 | 0.37738 | 0.51892 | 0.17021 | 0.0089891 | 0.25124 | 0.24368 | 0.49999 | 0.84609
2156 | 0.30298 | 0.53598 | 0.77074 | 0.1392 | 0.31648 | 0.47727 | 0.22256 | 0.021458 | 0.2376 | 0.23772 | 0.43545 | 0.84761
2157 | 0.19532 | 0.59378 | 0.57325 | 0.30909 | 0.16542 | 0.3197 | 0.27973 | 0.038805 | 0.23384 | 0.238 | 0.40146 | 0.84227
2158 | 0.12458 | 0.58664 | 0.24587 | 0.48404 | 0.055515 | 0.23329 | 0.34479 | 0.048099 | 0.2332 | 0.25145 | 0.40231 | 0.83535
2159 | 0.1402 | 0.58002 | 0.16301 | 0.52887 | 0.034849 | 0.14316 | 0.41462 | 0.054241 | 0.25298 | 0.27446 | 0.43873 | 0.82702
2160 | 0.087315 | 0.63839 | 0.6105 | 0.35153 | 0.017795 | 0.077523 | 0.466 | 0.050297 | 0.27989 | 0.30132 | 0.46741 | 0.8067
2161 | 0.050998 | 0.61366 | 0.76721 | 0.21752 | 0.018393 | 0.081795 | 0.4995 | 0.041278 | 0.30082 | 0.35656 | 0.45624 | 0.79717
2162 | 0.088915 | 0.62391 | 0.83987 | 0.21903 | 0.049991 | 0.31947 | 0.50999 | 0.042259 | 0.31491 | 0.36173 | 0.38323 | 0.78308
2163 | 0.28908 | 0.65664 | 0.89673 | 0.29532 | 0.063311 | 0.5966 | 0.51509 | 0.046937 | 0.32053 | 0.35821 | 0.28995 | 0.77128
2164 | 0.47462 | 0.58168 | 0.90394 | 0.28981 | 0.10061 | 0.64522 | 0.52231 | 0.05851 | 0.3151 | 0.3572 | 0.24197 | 0.77325
2165 | 0.59248 | 0.65237 | 0.85816 | 0.42156 | 0.34628 | 0.64716 | 0.5359 | 0.070984 | 0.29025 | 0.36506 | 0.24527 | 0.77069
2166 | 0.69053 | 0.5985 | 0.70139 | 0.45403 | 0.44735 | 0.6568 | 0.56522 | 0.098245 | 0.26115 | 0.35899 | 0.2791 | 0.77068
2167 | 0.71212 | 0.52419 | 0.63148 | 0.50935 | 0.45417 | 0.68239 | 0.59927 | 0.12954 | 0.2523 | 0.36545 | 0.31818 | 0.76496
2168 | 0.68534 | 0.52358 | 0.82367 | 0.60795 | 0.5206 | 0.71701 | 0.63696 | 0.16659 | 0.26809 | 0.36972 | 0.35307 | 0.72523
2169 | 0.61068 | 0.4744 | 0.8803 | 0.70542 | 0.41129 | 0.8274 | 0.65319 | 0.20947 | 0.29774 | 0.36578 | 0.36474 | 0.67375
2170 | 0.51995 | 0.29652 | 0.90005 | 0.75473 | 0.30272 | 0.7697 | 0.66025 | 0.25339 | 0.32001 | 0.3455 | 0.36056 | 0.63654
2171 | 0.371 | 0.28584 | 0.89912 | 0.83555 | 0.30766 | 0.47171 | 0.66016 | 0.29169 | 0.34963 | 0.31645 | 0.354 | 0.5884
2172 | 0.32246 | 0.22811 | 0.90182 | 0.89312 | 0.27247 | 0.30453 | 0.65347 | 0.32896 | 0.37969 | 0.293 | 0.34 | 0.54626
2173 | 0.21452 | 0.19342 | 0.90304 | 0.89385 | 0.2114 | 0.24746 | 0.64979 | 0.37071 | 0.41806 | 0.28709 | 0.35728 | 0.52032
2174 | 0.34754 | 0.20652 | 0.90176 | 0.59516 | 0.20291 | 0.20105 | 0.63974 | 0.41991 | 0.43946 | 0.29783 | 0.37071 | 0.47444
2175 | 0.45134 | 0.30163 | 0.89604 | 0.30538 | 0.13746 | 0.23193 | 0.60653 | 0.47314 | 0.45865 | 0.30427 | 0.38528 | 0.43015
2176 | 0.37313 | 0.34542 | 0.87964 | 0.12755 | 0.077904 | 0.26131 | 0.58364 | 0.5246 | 0.48134 | 0.31517 | 0.41535 | 0.39343
2177 | 0.30684 | 0.36089 | 0.89044 | 0.036237 | 0.051179 | 0.24984 | 0.57312 | 0.57491 | 0.54969 | 0.31569 | 0.45825 | 0.35429
2178 | 0.21946 | 0.44324 | 0.90063 | 0.16441 | 0.039013 | 0.27785 | 0.5567 | 0.61929 | 0.61472 | 0.31103 | 0.49393 | 0.32144
2179 | 0.11257 | 0.40377 | 0.68634 | 0.42809 | 0.047512 | 0.30351 | 0.55677 | 0.65913 | 0.68081 | 0.3225 | 0.52902 | 0.29083
2180 | 0.10826 | 0.38543 | 0.3829 | 0.4277 | 0.060553 | 0.64239 | 0.56777 | 0.69846 | 0.72756 | 0.33173 | 0.55012 | 0.25319
2181 | 0.15505 | 0.46824 | 0.48836 | 0.35141 | 0.050851 | 0.6382 | 0.59143 | 0.74957 | 0.75708 | 0.35078 | 0.58807 | 0.22466
2182 | 0.23147 | 0.4609 | 0.81631 | 0.48906 | 0.043638 | 0.651 | 0.60544 | 0.79279 | 0.77138 | 0.35782 | 0.64022 | 0.20308
2183 | 0.35102 | 0.60347 | 0.89826 | 0.65085 | 0.041271 | 0.55422 | 0.63425 | 0.83492 | 0.79851 | 0.36703 | 0.74777 | 0.18323
2184 | 0.64003 | 0.72906 | 0.8974 | 0.72836 | 0.045618 | 0.49479 | 0.63765 | 0.8474 | 0.80445 | 0.37002 | 0.79574 | 0.17003
2185 | 0.69134 | 0.79558 | 0.89454 | 0.76327 | 0.12084 | 0.53705 | 0.62759 | 0.85573 | 0.81242 | 0.3815 | 0.83322 | 0.15096
2186 | 0.64676 | 0.85306 | 0.88593 | 0.83928 | 0.22234 | 0.64708 | 0.60227 | 0.86266 | 0.82339 | 0.39064 | 0.8545 | 0.1356
2187 | 0.73897 | 0.88895 | 0.84919 | 0.84636 | 0.32432 | 0.74294 | 0.56343 | 0.87247 | 0.83482 | 0.41143 | 0.86364 | 0.12829
2188 | 0.74863 | 0.90147 | 0.73743 | 0.57482 | 0.2159 | 0.76975 | 0.5206 | 0.88072 | 0.83292 | 0.447 | 0.86674 | 0.12148
2189 | 0.80821 | 0.9127 | 0.67368 | 0.32549 | 0.19153 | 0.78793 | 0.49844 | 0.8878 | 0.83255 | 0.48916 | 0.87489 | 0.11215
2190 | 0.83382 | 0.91148 | 0.43427 | 0.4607 | 0.26462 | 0.71113 | 0.49634 | 0.89178 | 0.83418 | 0.52851 | 0.87063 | 0.10665
[7 empty] | 0.51607 | 0.89268 | 0.82427 | 0.5712 | 0.86889 | 0.10227
[7 empty] | 0.54321 | 0.88216 | 0.80132 | 0.6156 | 0.85651 | 0.09791
[7 empty] | 0.56584 | 0.8713 | 0.77486 | 0.63818 | 0.83555 | 0.0905
[7 empty] | 0.60111 | 0.8438 | 0.74673 | 0.64222 | 0.82176 | 0.085699
[7 empty] | 0.61062 | 0.78387 | 0.74472 | 0.63496 | 0.8096 | 0.081902
[7 empty] | 0.61867 | 0.73094 | 0.76607 | 0.62753 | 0.80793 | 0.083359
[7 empty] | 0.64699 | 0.6769 | 0.81699 | 0.62264 | 0.8225 | 0.095766
[7 empty] | 0.68364 | 0.60714 | 0.86687 | 0.62841 | 0.84526 | 0.11255
[7 empty] | 0.70017 | 0.54913 | 0.89147 | 0.62712 | 0.86938 | 0.13066
[7 empty] | 0.71806 | 0.51776 | 0.89932 | 0.62152 | 0.87634 | 0.14841
[7 empty] | 0.7482 | 0.50789 | 0.89793 | 0.63705 | 0.88004 | 0.15962
[7 empty] | 0.77004 | 0.51842 | 0.88275 | 0.6553 | 0.88239 | 0.17429
[7 empty] | 0.79364 | 0.52052 | 0.84654 | 0.66907 | 0.88636 | 0.18572
[7 empty] | 0.81308 | 0.53557 | 0.81842 | 0.65633 | 0.88388 | 0.1915
[7 empty] | 0.82701 | 0.54893 | 0.79826 | 0.63467 | 0.88979 | 0.19877
[7 empty] | 0.82855 | 0.54487 | 0.81301 | 0.61013 | 0.88679 | 0.20621
[7 empty] | 0.82358 | 0.55755 | 0.83906 | 0.60047 | 0.89243 | 0.21126
[7 empty] | 0.8036 | 0.55309 | 0.85086 | 0.58149 | 0.89154 | 0.21603
[7 empty] | 0.77402 | 0.55186 | 0.84651 | 0.55465 | 0.89087 | 0.21639
[7 empty] | 0.75221 | 0.55244 | 0.82732 | 0.52784 | 0.8898 | 0.22139
[7 empty] | 0.73044 | 0.53984 | 0.78779 | 0.49207 | 0.89364 | 0.23518
[7 empty] | 0.72507 | 0.52026 | 0.70951 | 0.44906 | 0.89433 | 0.25862
[7 empty] | 0.72207 | 0.47378 | 0.6017 | 0.39322 | 0.89174 | 0.29316
[7 empty] | 0.71988 | 0.40678 | 0.51728 | 0.34235 | 0.88826 | 0.32861
[7 empty] | 0.72643 | 0.34878 | 0.48603 | 0.31022 | 0.88135 | 0.3607
[7 empty] | 0.72419 | 0.29932 | 0.50597 | 0.29996 | 0.86954 | 0.37121
[7 empty] | 0.72545 | 0.26323 | 0.56421 | 0.29047 | 0.84333 | 0.35888
[7 empty] | 0.72729 | 0.23993 | 0.62544 | 0.2961 | 0.84439 | 0.34792
[7 empty] | 0.70686 | 0.24565 | 0.67074 | 0.30236 | 0.83185 | 0.33717
[7 empty] | 0.66821 | 0.27165 | 0.68976 | 0.32082 | 0.84422 | 0.33361
[7 empty] | 0.63176 | 0.3235 | 0.70518 | 0.35343 | 0.86761 | 0.3462
[7 empty] | 0.5681 | 0.39943 | 0.71291 | 0.3709 | 0.88703 | 0.36718
[7 empty] | 0.50209 | 0.4734 | 0.71171 | 0.35928 | 0.89087 | 0.3928
[7 empty] | 0.44897 | 0.54231 | 0.69588 | 0.34702 | 0.89209 | 0.4208
[7 empty] | 0.43428 | 0.57379 | 0.69113 | 0.34316 | 0.89034 | 0.46407
[7 empty] | 0.44838 | 0.58233 | 0.69268 | 0.34037 | 0.88843 | 0.52028
[7 empty] | 0.4788 | 0.5662 | 0.6853 | 0.34317 | 0.88559 | 0.5915
[7 empty] | 0.51147 | 0.54206 | 0.67044 | 0.3504 | 0.87753 | 0.66717
[7 empty] | 0.54228 | 0.51153 | 0.65179 | 0.35775 | 0.87263 | 0.73324
[7 empty] | 0.55297 | 0.4747 | 0.61675 | 0.34374 | 0.85516 | 0.75654
[7 empty] | 0.58222 | 0.46301 | 0.59415 | 0.31716 | 0.84166 | 0.77099
[7 empty] | 0.55431 | 0.44026 | 0.55047 | 0.28309 | 0.80149 | 0.74486
[7 empty] | 0.53454 | 0.41971 | 0.5147 | 0.23459 | 0.78163 | 0.70445
[7 empty] | 0.49529 | 0.39563 | 0.48935 | 0.18662 | 0.78864 | 0.6775
[7 empty] | 0.45381 | 0.37152 | 0.46306 | 0.14628 | 0.80771 | 0.65794
[7 empty] | 0.41673 | 0.35034 | 0.4367 | 0.11381 | 0.80319 | 0.64546
[7 empty] | 0.40083 | 0.32222 | 0.38486 | 0.092859 | 0.78644 | 0.64322
[7 empty] | 0.39467 | 0.30019 | 0.32658 | 0.072846 | 0.77557 | 0.64146
[7 empty] | 0.40093 | 0.29274 | 0.29007 | 0.061327 | 0.79556 | 0.65101
[7 empty] | 0.41493 | 0.29172 | 0.26395 | 0.048404 | 0.8528 | 0.64932
[7 empty] | 0.41328 | 0.30156 | 0.22623 | 0.040672 | 0.8837 | 0.64342
[7 empty] | 0.39415 | 0.30497 | 0.19093 | 0.035747 | 0.88754 | 0.63915
[7 empty] | 0.36415 | 0.28083 | 0.17589 | 0.036921 | 0.88644 | 0.60798
[7 empty] | 0.34621 | 0.24439 | 0.16476 | 0.045298 | 0.885 | 0.5758
[7 empty] | 0.3651 | 0.23454 | 0.16789 | 0.073121 | 0.89379 | 0.55863
[7 empty] | 0.40328 | 0.2427 | 0.18326 | 0.12339 | 0.90654 | 0.53977
[7 empty] | 0.44226 | 0.25715 | 0.20072 | 0.19111 | 0.9085 | 0.51699
[7 empty] | 0.46663 | 0.26296 | 0.23788 | 0.26556 | 0.91226 | 0.51692
[7 empty] | 0.45134 | 0.26362 | 0.2822 | 0.31778 | 0.91053 | 0.54843
[7 empty] | 0.39619 | 0.25279 | 0.33749 | 0.35039 | 0.90843 | 0.59609
[7 empty] | 0.37468 | 0.25532 | 0.3922 | 0.36431 | 0.91061 | 0.65358
[7 empty] | 0.38784 | 0.25746 | 0.43274 | 0.37499 | 0.90996 | 0.71885
[7 empty] | 0.46578 | 0.26315 | 0.4514 | 0.38374 | 0.90862 | 0.76241
[7 empty] | 0.58481 | 0.26323 | 0.4547 | 0.36275 | 0.90648 | 0.77025
[7 empty] | 0.69486 | 0.24318 | 0.44574 | 0.34859 | 0.90554 | 0.77403
[7 empty] | 0.74229 | 0.22776 | 0.4163 | 0.32515 | 0.90363 | 0.74887
[7 empty] | 0.75744 | 0.20399 | 0.38465 | 0.3229 | 0.90563 | 0.70803
[7 empty] | 0.7654 | 0.18186 | 0.3598 | 0.32999 | 0.91065 | 0.67911
[7 empty] | 0.75653 | 0.16093 | 0.34661 | 0.33289 | 0.90846 | 0.65882
[7 empty] | 0.75398 | 0.14926 | 0.34739 | 0.34301 | 0.90602 | 0.65182
[7 empty] | 0.74347 | 0.15018 | 0.3519 | 0.35085 | 0.90863 | 0.64904
[7 empty] | 0.73341 | 0.1511 | 0.3542 | 0.35654 | 0.90588 | 0.66029
[7 empty] | 0.73387 | 0.15484 | 0.34888 | 0.39284 | 0.90523 | 0.67501
[7 empty] | 0.72932 | 0.15891 | 0.33479 | 0.43006 | 0.9052 | 0.68089
[7 empty] | 0.7436 | 0.16446 | 0.30439 | 0.47748 | 0.90608 | 0.67808
[7 empty] | 0.76585 | 0.17239 | 0.27699 | 0.5194 | 0.908 | 0.67137
[7 empty] | 0.78289 | 0.18289 | 0.25003 | 0.55603 | 0.90686 | 0.65041
[7 empty] | 0.80373 | 0.20435 | 0.23215 | 0.60007 | 0.90317 | 0.61465
[7 empty] | 0.828 | 0.23922 | 0.22352 | 0.66202 | 0.90244 | 0.59552
[7 empty] | 0.84491 | 0.28199 | 0.22836 | 0.69803 | 0.89775 | 0.57405
[7 empty] | 0.84546 | 0.31688 | 0.23937 | 0.7211 | 0.89711 | 0.55473
[7 empty] | 0.8283 | 0.36015 | 0.24955 | 0.71646 | 0.89696 | 0.54758
[7 empty] | 0.79542 | 0.41261 | 0.27536 | 0.70567 | 0.90236 | 0.57373
[7 empty] | 0.79332 | 0.47572 | 0.32039 | 0.68389 | 0.90302 | 0.60483
[7 empty] | 0.79528 | 0.54103 | 0.36225 | 0.655 | 0.90357 | 0.6434
[7 empty] | 0.77435 | 0.58575 | 0.38619 | 0.65651 | 0.90328 | 0.66831
[7 empty] | 0.73806 | 0.62354 | 0.39402 | 0.65023 | 0.90361 | 0.68352
[7 empty] | 0.67383 | 0.64408 | 0.39536 | 0.62431 | 0.90333 | 0.67227
[7 empty] | 0.63908 | 0.66101 | 0.39359 | 0.60387 | 0.90272 | 0.65889
[7 empty] | 0.59197 | 0.65249 | 0.37454 | 0.54419 | 0.90236 | 0.60794
[7 empty] | 0.53965 | 0.63795 | 0.34272 | 0.47532 | 0.90457 | 0.55225
[7 empty] | 0.47023 | 0.6343 | 0.33051 | 0.42349 | 0.90439 | 0.52008
[7 empty] | 0.40318 | 0.62404 | 0.31524 | 0.37817 | 0.90654 | 0.50586
[7 empty] | 0.35253 | 0.62443 | 0.29107 | 0.33826 | 0.90812 | 0.50168
[7 empty] | 0.38057 | 0.63808 | 0.27105 | 0.30885 | 0.90985 | 0.48358
[7 empty] | 0.46586 | 0.66016 | 0.23926 | 0.29533 | 0.91164 | 0.4662
[7 empty] | 0.55984 | 0.67028 | 0.22176 | 0.30337 | 0.91206 | 0.46195
[7 empty] | 0.63517 | 0.68169 | 0.20422 | 0.3248 | 0.90817 | 0.46404
[7 empty] | 0.67792 | 0.69257 | 0.19167 | 0.35874 | 0.90336 | 0.47293
[7 empty] | 0.73175 | 0.70465 | 0.17518 | 0.40356 | 0.89917 | 0.45715
[7 empty] | 0.77482 | 0.71369 | 0.16775 | 0.44805 | 0.88943 | 0.42625
[7 empty] | 0.79924 | 0.72617 | 0.16771 | 0.49795 | 0.88268 | 0.38883
[7 empty] | 0.83012 | 0.74447 | 0.19838 | 0.53385 | 0.87833 | 0.38072
[7 empty] | 0.83834 | 0.76796 | 0.26789 | 0.5382 | 0.88275 | 0.3884
[7 empty] | 0.81831 | 0.79501 | 0.34443 | 0.51425 | 0.88771 | 0.40629
[7 empty] | 0.82505 | 0.81676 | 0.41352 | 0.47689 | 0.8927 | 0.43792
[7 empty] | 0.79639 | 0.83866 | 0.4375 | 0.45823 | 0.89522 | 0.47836
[7 empty] | 0.73509 | 0.85509 | 0.40793 | 0.45442 | 0.89191 | 0.53636
[7 empty] | 0.6146 | 0.87462 | 0.38017 | 0.47618 | 0.88571 | 0.57952
[7 empty] | 0.49492 | 0.88366 | 0.35577 | 0.56382 | 0.86593 | 0.60704
[7 empty] | 0.40362 | 0.88824 | 0.32329 | 0.63127 | 0.81586 | 0.62907
[7 empty] | 0.33852 | 0.88636 | 0.27077 | 0.68076 | 0.72555 | 0.63123
[7 empty] | 0.31063 | 0.8877 | 0.22061 | 0.72161 | 0.60126 | 0.6217
[7 empty] | 0.28074 | 0.87743 | 0.17223 | 0.74853 | 0.44125 | 0.57552
[7 empty] | 0.26079 | 0.86727 | 0.13343 | 0.76788 | 0.32623 | 0.54073
[7 empty] | 0.223 | 0.85518 | 0.11027 | 0.79814 | 0.2427 | 0.52317
[7 empty] | 0.19138 | 0.84725 | 0.11018 | 0.81474 | 0.20502 | 0.51173
[7 empty] | 0.16438 | 0.8482 | 0.12439 | 0.80987 | 0.21385 | 0.52434
[7 empty] | 0.15146 | 0.85024 | 0.14992 | 0.81552 | 0.25339 | 0.54772
[7 empty] | 0.15498 | 0.8559 | 0.19361 | 0.81415 | 0.31919 | 0.56514
[7 empty] | 0.16188 | 0.86836 | 0.25059 | 0.79856 | 0.40709 | 0.57617
[7 empty] | 0.16877 | 0.87528 | 0.31611 | 0.74447 | 0.49762 | 0.59637
[7 empty] | 0.16731 | 0.8819 | 0.38025 | 0.66643 | 0.55962 | 0.60942
[7 empty] | 0.15619 | 0.88238 | 0.46455 | 0.60171 | 0.61319 | 0.60905
[7 empty] | 0.13975 | 0.86679 | 0.56678 | 0.54482 | 0.66393 | 0.59696
[7 empty] | 0.11859 | 0.83247 | 0.66122 | 0.56398 | 0.71649 | 0.58713
[7 empty] | 0.10789 | 0.83823 | 0.73514 | 0.63853 | 0.75948 | 0.59724
[7 empty] | 0.10421 | 0.84882 | 0.7828 | 0.67871 | 0.78697 | 0.60358
[7 empty] | 0.11235 | 0.85299 | 0.79355 | 0.68695 | 0.80186 | 0.60544
[7 empty] | 0.12532 | 0.84441 | 0.79207 | 0.66294 | 0.80888 | 0.62775
[7 empty] | 0.16212 | 0.84571 | 0.78461 | 0.62821 | 0.81839 | 0.66795
[7 empty] | 0.21149 | 0.83078 | 0.77919 | 0.59853 | 0.84028 | 0.70304
[7 empty] | 0.25973 | 0.81338 | 0.76663 | 0.55925 | 0.85802 | 0.73288
[7 empty] | 0.28492 | 0.79778 | 0.76094 | 0.52829 | 0.8606 | 0.77727
[7 empty] | 0.29274 | 0.76031 | 0.74568 | 0.49399 | 0.87304 | 0.7842
[7 empty] | 0.27889 | 0.71853 | 0.72857 | 0.45193 | 0.89272 | 0.78372
[7 empty] | 0.23858 | 0.69769 | 0.70646 | 0.42044 | 0.90683 | 0.78967
[7 empty] | 0.18318 | 0.64273 | 0.64936 | 0.36742 | 0.91339 | 0.76785
[7 empty] | 0.14877 | 0.58472 | 0.59533 | 0.33822 | 0.91438 | 0.73502
[7 empty] | 0.12588 | 0.55081 | 0.57797 | 0.33235 | 0.91658 | 0.71694
[7 empty] | 0.11407 | 0.52414 | 0.57184 | 0.33463 | 0.91579 | 0.69416
[7 empty] | 0.11317 | 0.50681 | 0.57077 | 0.34464 | 0.91563 | 0.68677
[7 empty] | 0.10369 | 0.48694 | 0.55242 | 0.35933 | 0.91474 | 0.68607
[7 empty] | 0.089333 | 0.48442 | 0.53027 | 0.37104 | 0.91763 | 0.69504
[7 empty] | 0.080995 | 0.4813 | 0.51112 | 0.36062 | 0.91848 | 0.69767
[7 empty] | 0.064676 | 0.4718 | 0.49434 | 0.33807 | 0.92113 | 0.68789
[7 empty] | 0.052464 | 0.43914 | 0.46605 | 0.31017 | 0.92149 | 0.67041
[7 empty] | 0.043007 | 0.385 | 0.43543 | 0.2571 | 0.92112 | 0.65439
[7 empty] | 0.032857 | 0.32147 | 0.40652 | 0.20245 | 0.91753 | 0.62725
[7 empty] | 0.021019 | 0.2655 | 0.38797 | 0.16172 | 0.91984 | 0.58357
[7 empty] | 0.015555 | 0.21961 | 0.37847 | 0.12153 | 0.91988 | 0.55792
[7 empty] | 0.011769 | 0.18188 | 0.36205 | 0.076116 | 0.91873 | 0.52966
[7 empty] | 0.0097004 | 0.15038 | 0.3436 | 0.036336 | 0.91866 | 0.5005
[7 empty] | 0.0084538 | 0.12759 | 0.32303 | 0.02333 | 0.91875 | 0.48273
[7 empty] | 0.0077558 | 0.11785 | 0.30277 | 0.028514 | 0.92014 | 0.49701
[7 empty] | 0.013757 | 0.11373 | 0.28777 | 0.069185 | 0.91854 | 0.52713
[7 empty] | 0.027323 | 0.11232 | 0.27959 | 0.13975 | 0.9158 | 0.57583
[7 empty] | 0.046196 | 0.11981 | 0.27128 | 0.23218 | 0.91535 | 0.63393
[7 empty] | 0.069311 | 0.13155 | 0.26064 | 0.33506 | 0.91504 | 0.6841
[7 empty] | 0.089397 | 0.14988 | 0.24897 | 0.40918 | 0.91371 | 0.70144
[7 empty] | 0.093328 | 0.1647 | 0.23792 | 0.45027 | 0.91494 | 0.72437
[7 empty] | 0.095243 | 0.16386 | 0.21435 | 0.44034 | 0.91167 | 0.73145
[7 empty] | 0.099048 | 0.16035 | 0.18299 | 0.40976 | 0.91109 | 0.70718
[7 empty] | 0.09816 | 0.16048 | 0.15316 | 0.38525 | 0.91013 | 0.70195
[7 empty] | 0.10576 | 0.15279 | 0.12344 | 0.3751 | 0.91118 | 0.69076
[7 empty] | 0.11822 | 0.15238 | 0.093898 | 0.37014 | 0.91675 | 0.69172
[7 empty] | 0.14907 | 0.15885 | 0.071702 | 0.36319 | 0.90983 | 0.70059
[7 empty] | 0.20122 | 0.1715 | 0.054803 | 0.37284 | 0.909 | 0.70905
[7 empty] | 0.25096 | 0.18922 | 0.040623 | 0.37669 | 0.91121 | 0.71021
[7 empty] | 0.28509 | 0.20372 | 0.030102 | 0.38628 | 0.91388 | 0.70101
[7 empty] | 0.30395 | 0.21645 | 0.024067 | 0.3778 | 0.91582 | 0.67707
[7 empty] | 0.29582 | 0.23191 | 0.02039 | 0.34837 | 0.9186 | 0.6588
[7 empty] | 0.26686 | 0.24407 | 0.017743 | 0.3012 | 0.92083 | 0.64207
[7 empty] | 0.2324 | 0.24963 | 0.014656 | 0.25753 | 0.92188 | 0.61489
[7 empty] | 0.19894 | 0.27346 | 0.013535 | 0.2436 | 0.9223 | 0.60553
[7 empty] | 0.18002 | 0.28694 | 0.010521 | 0.25433 | 0.92145 | 0.59152
[7 empty] | 0.15731 | 0.29542 | 0.0068536 | 0.27564 | 0.91966 | 0.55001
[7 empty] | 0.1378 | 0.29447 | 0.0046895 | 0.3005 | 0.91741 | 0.50928
[7 empty] | 0.13008 | 0.29755 | 0.0037179 | 0.33296 | 0.92031 | 0.47789
[7 empty] | 0.13417 | 0.30782 | 0.005454 | 0.3695 | 0.92035 | 0.45945
[7 empty] | 0.14664 | 0.33968 | 0.009845 | 0.40846 | 0.92074 | 0.47702
[7 empty] | 0.18788 | 0.38159 | 0.025611 | 0.459 | 0.92054 | 0.51898
[7 empty] | 0.21773 | 0.42513 | 0.049375 | 0.50751 | 0.91591 | 0.56283
[7 empty] | 0.24464 | 0.46254 | 0.075532 | 0.5242 | 0.91545 | 0.57856
[7 empty] | 0.25217 | 0.48869 | 0.097825 | 0.5363 | 0.91561 | 0.57397
[7 empty] | 0.24065 | 0.45943 | 0.11387 | 0.52362 | 0.91269 | 0.52853
[7 empty] | 0.22865 | 0.39697 | 0.11514 | 0.51872 | 0.91381 | 0.48547
[7 empty] | 0.21792 | 0.30565 | 0.10054 | 0.51312 | 0.91311 | 0.46153
[7 empty] | 0.21864 | 0.21869 | 0.08669 | 0.51808 | 0.91289 | 0.4738
[7 empty] | 0.22775 | 0.13777 | 0.076481 | 0.54265 | 0.91544 | 0.50129
[7 empty] | 0.25399 | 0.083503 | 0.063235 | 0.55955 | 0.91775 | 0.54426
[7 empty] | 0.28471 | 0.058324 | 0.05243 | 0.57116 | 0.91876 | 0.59442
[7 empty] | 0.32792 | 0.057185 | 0.045648 | 0.58385 | 0.91872 | 0.62777
[7 empty] | 0.36973 | 0.076905 | 0.044856 | 0.60039 | 0.91643 | 0.66079
[7 empty] | 0.40964 | 0.11166 | 0.047258 | 0.61409 | 0.91871 | 0.66573
[7 empty] | 0.42856 | 0.15834 | 0.051497 | 0.63 | 0.91912 | 0.64711
[7 empty] | 0.42782 | 0.20535 | 0.05388 | 0.62233 | 0.91916 | 0.60281
[7 empty] | 0.43624 | 0.25313 | 0.049902 | 0.64025 | 0.91922 | 0.54346
[7 empty] | 0.4758 | 0.30869 | 0.046593 | 0.66993 | 0.91922 | 0.49788
[7 empty] | 0.50832 | 0.36565 | 0.036482 | 0.6895 | 0.9161 | 0.46215
[7 empty] | 0.52658 | 0.40668 | 0.031688 | 0.70783 | 0.9161 | 0.43647
[7 empty] | 0.55119 | 0.44937 | 0.021677 | 0.72278 | 0.91822 | 0.42749
[7 empty] | 0.5954 | 0.50448 | 0.013789 | 0.7478 | 0.91808 | 0.43178
[7 empty] | 0.6273 | 0.5687 | 0.0093379 | 0.77918 | 0.91802 | 0.45441
[7 empty] | 0.64083 | 0.61308 | 0.0067094 | 0.80499 | 0.91992 | 0.49213
[7 empty] | 0.66195 | 0.63731 | 0.0098092 | 0.82379 | 0.92018 | 0.54313
[7 empty] | 0.67182 | 0.65387 | 0.019193 | 0.83272 | 0.92199 | 0.57632
[7 empty] | 0.65212 | 0.66869 | 0.034005 | 0.82829 | 0.92217 | 0.60703
[7 empty] | 0.63729 | 0.69306 | 0.047515 | 0.83947 | 0.92221 | 0.6162
[7 empty] | 0.58908 | 0.70379 | 0.061815 | 0.83652 | 0.9244 | 0.59469
[7 empty] | 0.5455 | 0.71705 | 0.067755 | 0.81442 | 0.92222 | 0.56884
[7 empty] | 0.49496 | 0.74662 | 0.071289 | 0.82651 | 0.92218 | 0.55934
[7 empty] | 0.44618 | 0.75324 | 0.080511 | 0.83793 | 0.92216 | 0.54566
[7 empty] | 0.41901 | 0.74958 | 0.084651 | 0.83322 | 0.92177 | 0.53571
[7 empty] | 0.3926 | 0.73828 | 0.084426 | 0.82457 | 0.92336 | 0.52482
[7 empty] | 0.38436 | 0.71811 | 0.091036 | 0.81266 | 0.92155 | 0.50932
[7 empty] | 0.38044 | 0.67534 | 0.096364 | 0.79763 | 0.91803 | 0.50299
[7 empty] | 0.3678 | 0.63363 | 0.098363 | 0.77649 | 0.91062 | 0.50899
[7 empty] | 0.35056 | 0.59161 | 0.10203 | 0.74884 | 0.89551 | 0.49722
[7 empty] | 0.33182 | 0.55394 | 0.10427 | 0.73364 | 0.87431 | 0.48403
[7 empty] | 0.3115 | 0.50835 | 0.095555 | 0.72546 | 0.85268 | 0.45877
[7 empty] | 0.29607 | 0.45301 | 0.085003 | 0.71678 | 0.85413 | 0.43513
[7 empty] | 0.2879 | 0.41031 | 0.078004 | 0.72177 | 0.86509 | 0.42928
[7 empty] | 0.27507 | 0.36472 | 0.07304 | 0.7289 | 0.87673 | 0.41601
[7 empty] | 0.26327 | 0.32035 | 0.073417 | 0.73167 | 0.88499 | 0.39472
[7 empty] | 0.25893 | 0.27555 | 0.079045 | 0.71769 | 0.88167 | 0.37815
[7 empty] | 0.25975 | 0.24063 | 0.085574 | 0.69608 | 0.87972 | 0.35679
[7 empty] | 0.24824 | 0.21271 | 0.096987 | 0.68714 | 0.87651 | 0.35555
[7 empty] | 0.24342 | 0.19108 | 0.1105 | 0.68318 | 0.8346 | 0.37158
[7 empty] | 0.21821 | 0.15136 | 0.13162 | 0.7026 | 0.73867 | 0.40281
[7 empty] | 0.18961 | 0.12624 | 0.16238 | 0.73301 | 0.63188 | 0.45834
[7 empty] | 0.16894 | 0.10063 | 0.19112 | 0.74141 | 0.60508 | 0.49041
[7 empty] | 0.15637 | 0.077603 | 0.20797 | 0.74851 | 0.67693 | 0.52223
[7 empty] | 0.15167 | 0.06525 | 0.22735 | 0.72931 | 0.71461 | 0.53742
[7 empty] | 0.16451 | 0.044535 | 0.25186 | 0.70421 | 0.72889 | 0.53501
[7 empty] | 0.1854 | 0.030803 | 0.26066 | 0.68831 | 0.72129 | 0.54376
[7 empty] | 0.20645 | 0.024628 | 0.27259 | 0.68437 | 0.72851 | 0.55299
[7 empty] | 0.22548 | 0.020118 | 0.27856 | 0.69032 | 0.73901 | 0.56898
[7 empty] | 0.24635 | 0.020053 | 0.27962 | 0.70103 | 0.72733 | 0.58298
[7 empty] | 0.2672 | 0.02098 | 0.28298 | 0.71882 | 0.72794 | 0.60544
[7 empty] | 0.28706 | 0.023792 | 0.28229 | 0.73836 | 0.73373 | 0.62826
[7 empty] | 0.31888 | 0.02817 | 0.28057 | 0.74674 | 0.74023 | 0.66667
[7 empty] | 0.34505 | 0.040144 | 0.26196 | 0.74721 | 0.77751 | 0.69711
[7 empty] | 0.36961 | 0.056105 | 0.23148 | 0.75005 | 0.84014 | 0.71478
[7 empty] | 0.38932 | 0.075502 | 0.19807 | 0.7287 | 0.88263 | 0.71968
[7 empty] | 0.41367 | 0.10914 | 0.16483 | 0.71748 | 0.89892 | 0.71937
[7 empty] | 0.47289 | 0.14515 | 0.13365 | 0.74558 | 0.9072 | 0.721
[7 empty] | 0.52568 | 0.19135 | 0.10845 | 0.77289 | 0.90644 | 0.70956
[7 empty] | 0.57597 | 0.22666 | 0.083305 | 0.78395 | 0.90713 | 0.69833
[7 empty] | 0.61151 | 0.25422 | 0.06444 | 0.78073 | 0.90718 | 0.67377
[7 empty] | 0.62982 | 0.26637 | 0.050753 | 0.76329 | 0.9051 | 0.67229
[7 empty] | 0.63212 | 0.26497 | 0.049803 | 0.754 | 0.90426 | 0.67025
[7 empty] | 0.62468 | 0.26163 | 0.053109 | 0.74885 | 0.90598 | 0.67627
[7 empty] | 0.59803 | 0.24889 | 0.060674 | 0.73689 | 0.90667 | 0.70142
[7 empty] | 0.56409 | 0.23652 | 0.078652 | 0.73399 | 0.90654 | 0.71949
[7 empty] | 0.52636 | 0.22558 | 0.10473 | 0.71644 | 0.9075 | 0.71552
[7 empty] | 0.50651 | 0.21435 | 0.13231 | 0.72394 | 0.9078 | 0.717
[7 empty] | 0.48494 | 0.21119 | 0.15596 | 0.69283 | 0.90692 | 0.68987
[7 empty] | 0.45769 | 0.2085 | 0.1725 | 0.6517 | 0.90336 | 0.64501
[7 empty] | 0.39717 | 0.21215 | 0.17883 | 0.62472 | 0.90097 | 0.61348
[7 empty] | 0.33108 | 0.21997 | 0.17132 | 0.6039 | 0.89991 | 0.5853
[7 empty] | 0.26779 | 0.22395 | 0.16604 | 0.5811 | 0.90016 | 0.56004
[7 empty] | 0.20748 | 0.22121 | 0.15531 | 0.54159 | 0.89993 | 0.52996
[7 empty] | 0.15884 | 0.2119 | 0.14547 | 0.50375 | 0.9001 | 0.50943
[7 empty] | 0.12861 | 0.19651 | 0.1352 | 0.45207 | 0.89602 | 0.49612
[7 empty] | 0.10169 | 0.17465 | 0.11163 | 0.41033 | 0.89196 | 0.48272
[7 empty] | 0.092875 | 0.16692 | 0.088074 | 0.37814 | 0.88299 | 0.46469
[7 empty] | 0.096611 | 0.15917 | 0.074565 | 0.35127 | 0.88125 | 0.42752
[7 empty] | 0.097611 | 0.15131 | 0.066561 | 0.318 | 0.87769 | 0.38455
[7 empty] | 0.11042 | 0.15039 | 0.061841 | 0.29727 | 0.87898 | 0.33777
[7 empty] | 0.13419 | 0.1569 | 0.059333 | 0.31242 | 0.88619 | 0.30665
[7 empty] | 0.16101 | 0.17194 | 0.050923 | 0.34349 | 0.89197 | 0.26953
[7 empty] | 0.18171 | 0.19721 | 0.041379 | 0.36679 | 0.8921 | 0.23328
[7 empty] | 0.18142 | 0.22619 | 0.033189 | 0.37635 | 0.88563 | 0.21668
[7 empty] | 0.16877 | 0.25709 | 0.031183 | 0.36846 | 0.88528 | 0.22061
[7 empty] | 0.14487 | 0.26693 | 0.0443 | 0.33831 | 0.87877 | 0.24843
[7 empty] | 0.11502 | 0.29296 | 0.065545 | 0.31353 | 0.86988 | 0.2773
[7 empty] | 0.092397 | 0.31127 | 0.095244 | 0.27858 | 0.84801 | 0.31374
[7 empty] | 0.08906 | 0.3322 | 0.13248 | 0.24903 | 0.80712 | 0.33771
[7 empty] | 0.11161 | 0.3376 | 0.15598 | 0.22422 | 0.74836 | 0.34289
[7 empty] | 0.16584 | 0.32033 | 0.16131 | 0.20444 | 0.74907 | 0.33253
[7 empty] | 0.24278 | 0.3 | 0.13803 | 0.17896 | 0.73738 | 0.30768
[7 empty] | 0.34735 | 0.2746 | 0.12108 | 0.16172 | 0.7486 | 0.27126
[7 empty] | 0.45818 | 0.27123 | 0.11124 | 0.14184 | 0.77728 | 0.25338
[7 empty] | 0.53927 | 0.28845 | 0.10315 | 0.12991 | 0.81612 | 0.23148
[7 empty] | 0.63037 | 0.29887 | 0.10253 | 0.12055 | 0.84166 | 0.20961
[7 empty] | 0.71598 | 0.31553 | 0.094211 | 0.1104 | 0.862 | 0.19701
[7 empty] | 0.7655 | 0.33782 | 0.083874 | 0.09389 | 0.88325 | 0.19127
[7 empty] | 0.7873 | 0.3496 | 0.070194 | 0.080233 | 0.90094 | 0.18762
[7 empty] | 0.78437 | 0.35449 | 0.055341 | 0.063242 | 0.90848 | 0.19711
[7 empty] | 0.80282 | 0.36805 | 0.045656 | 0.043935 | 0.91579 | 0.1954
[7 empty] | 0.8094 | 0.38289 | 0.036107 | 0.03274 | 0.91999 | 0.18196
[7 empty] | 0.79855 | 0.38569 | 0.031483 | 0.025976 | 0.92519 | 0.16059
[7 empty] | 0.80476 | 0.3994 | 0.023358 | 0.02285 | 0.92669 | 0.13676
[7 empty] | 0.81237 | 0.42948 | 0.020591 | 0.021338 | 0.92679 | 0.11834
[7 empty] | 0.78086 | 0.46788 | 0.019946 | 0.021647 | 0.9231 | 0.10566
[7 empty] | 0.70846 | 0.50521 | 0.020122 | 0.02268 | 0.92413 | 0.099004
[7 empty] | 0.58157 | 0.53497 | 0.020862 | 0.027252 | 0.92227 | 0.10211
[7 empty] | 0.41477 | 0.57154 | 0.025096 | 0.032661 | 0.92121 | 0.10924
[7 empty] | 0.29265 | 0.60498 | 0.035817 | 0.042017 | 0.92295 | 0.12845
[7 empty] | 0.21887 | 0.62546 | 0.050198 | 0.052476 | 0.92016 | 0.13435
[7 empty] | 0.1927 | 0.65106 | 0.065921 | 0.060865 | 0.91843 | 0.13378
[7 empty] | 0.18774 | 0.67154 | 0.082808 | 0.066481 | 0.91741 | 0.11835
[7 empty] | 0.20571 | 0.69178 | 0.094418 | 0.067655 | 0.91736 | 0.099466
[7 empty] | 0.25611 | 0.70737 | 0.099467 | 0.062335 | 0.91731 | 0.088277
[7 empty] | 0.33646 | 0.70262 | 0.095794 | 0.054514 | 0.9155 | 0.080177
[7 empty] | 0.45705 | 0.69413 | 0.088536 | 0.049207 | 0.91394 | 0.066934
[7 empty] | 0.54348 | 0.69182 | 0.079705 | 0.048165 | 0.91425 | 0.054948
[7 empty] | 0.59682 | 0.68242 | 0.080705 | 0.050424 | 0.91728 | 0.045882
[7 empty] | 0.64163 | 0.67825 | 0.084238 | 0.060445 | 0.91637 | 0.041873
[7 empty] | 0.66644 | 0.67951 | 0.086268 | 0.084786 | 0.91719 | 0.040368
[7 empty] | 0.69787 | 0.68935 | 0.082795 | 0.13247 | 0.91345 | 0.039575
[7 empty] | 0.73716 | 0.71502 | 0.078122 | 0.1804 | 0.91319 | 0.0395
[7 empty] | 0.77275 | 0.73418 | 0.07192 | 0.20454 | 0.91309 | 0.045043
[7 empty] | 0.78765 | 0.74103 | 0.064849 | 0.20995 | 0.91529 | 0.059927
[7 empty] | 0.8069 | 0.73995 | 0.058666 | 0.19665 | 0.91637 | 0.073027
[7 empty] | 0.81069 | 0.7279 | 0.051385 | 0.19063 | 0.9173 | 0.090258
[7 empty] | 0.80847 | 0.71943 | 0.049209 | 0.18857 | 0.91721 | 0.10194
[7 empty] | 0.80886 | 0.73414 | 0.049301 | 0.20023 | 0.91746 | 0.11208
[7 empty] | 0.78938 | 0.7396 | 0.057965 | 0.23039 | 0.91731 | 0.1202
[7 empty] | 0.7589 | 0.7573 | 0.069105 | 0.25212 | 0.91732 | 0.12033
[7 empty] | 0.70823 | 0.7729 | 0.081458 | 0.27619 | 0.91505 | 0.14071
[7 empty] | 0.66351 | 0.79518 | 0.096109 | 0.28737 | 0.91489 | 0.18938
[7 empty] | 0.63676 | 0.81592 | 0.11581 | 0.30023 | 0.91204 | 0.2832
[7 empty] | 0.62767 | 0.8232 | 0.13319 | 0.3313 | 0.91063 | 0.40932
[7 empty] | 0.64376 | 0.82893 | 0.14872 | 0.3739 | 0.91143 | 0.51178
[7 empty] | 0.66363 | 0.83229 | 0.15778 | 0.41502 | 0.90949 | 0.57484
[7 empty] | 0.68867 | 0.83279 | 0.17443 | 0.4609 | 0.90657 | 0.60912
[7 empty] | 0.72876 | 0.83358 | 0.20237 | 0.5134 | 0.90597 | 0.65264
[7 empty] | 0.74445 | 0.8177 | 0.23511 | 0.51715 | 0.90339 | 0.66899
[7 empty] | 0.76232 | 0.79241 | 0.2498 | 0.51643 | 0.90016 | 0.66649
[7 empty] | 0.76117 | 0.76806 | 0.25461 | 0.51653 | 0.89912 | 0.67712
[7 empty] | 0.76061 | 0.73856 | 0.25165 | 0.5202 | 0.89537 | 0.67975
[7 empty] | 0.74744 | 0.73141 | 0.261 | 0.5315 | 0.89361 | 0.67343
[7 empty] | 0.73578 | 0.72124 | 0.27732 | 0.55088 | 0.89062 | 0.64605
[7 empty] | 0.72512 | 0.69762 | 0.30045 | 0.57147 | 0.88874 | 0.61981
[7 empty] | 0.70544 | 0.67633 | 0.31882 | 0.59258 | 0.88647 | 0.57466
[7 empty] | 0.68736 | 0.65094 | 0.33885 | 0.5951 | 0.87937 | 0.50889
[7 empty] | 0.65772 | 0.64462 | 0.36042 | 0.59407 | 0.86119 | 0.43614
[7 empty] | 0.62999 | 0.63848 | 0.3701 | 0.58308 | 0.85962 | 0.3313
[7 empty] | 0.59561 | 0.61049 | 0.38201 | 0.55505 | 0.85046 | 0.24175
[7 empty] | 0.56043 | 0.60709 | 0.4053 | 0.52395 | 0.85666 | 0.17998
[7 empty] | 0.54377 | 0.62563 | 0.45021 | 0.51641 | 0.87178 | 0.12765
[7 empty] | 0.50707 | 0.64855 | 0.50072 | 0.5195 | 0.88425 | 0.09471
[7 empty] | 0.45344 | 0.67276 | 0.54236 | 0.5146 | 0.88916 | 0.077589
[7 empty] | 0.37401 | 0.69238 | 0.56179 | 0.49402 | 0.88255 | 0.072767
[7 empty] | 0.29759 | 0.70946 | 0.57169 | 0.47195 | 0.87284 | 0.072712
[7 empty] | 0.22019 | 0.72718 | 0.57255 | 0.4574 | 0.86673 | 0.070947
[7 empty] | 0.16425 | 0.73812 | 0.59853 | 0.45109 | 0.84647 | 0.05974
[7 empty] | 0.12524 | 0.74206 | 0.64682 | 0.46338 | 0.81766 | 0.053443
[7 empty] | 0.098955 | 0.74103 | 0.71602 | 0.50148 | 0.77736 | 0.066439
[7 empty] | 0.082401 | 0.72461 | 0.76089 | 0.54148 | 0.72463 | 0.097547
[7 empty] | 0.07077 | 0.71075 | 0.77758 | 0.57864 | 0.7013 | 0.13945
[7 empty] | 0.064216 | 0.65626 | 0.75385 | 0.57577 | 0.64714 | 0.18832
[7 empty] | 0.059785 | 0.59353 | 0.71137 | 0.57598 | 0.61559 | 0.23899
[7 empty] | 0.054102 | 0.56047 | 0.66966 | 0.57523 | 0.58306 | 0.30093
[7 empty] | 0.051052 | 0.54424 | 0.6437 | 0.59052 | 0.55151 | 0.3741
[7 empty] | 0.041624 | 0.52292 | 0.62439 | 0.60804 | 0.51706 | 0.4358
[7 empty] | 0.032059 | 0.50684 | 0.60949 | 0.62156 | 0.47957 | 0.46952
[7 empty] | 0.02405 | 0.49292 | 0.6006 | 0.62769 | 0.44936 | 0.49163
[7 empty] | 0.019982 | 0.48468 | 0.59994 | 0.62746 | 0.41761 | 0.49658
[7 empty] | 0.017983 | 0.48531 | 0.60983 | 0.6101 | 0.38896 | 0.4986
[7 empty] | 0.015902 | 0.47276 | 0.62082 | 0.58158 | 0.37091 | 0.49174
[7 empty] | 0.0167 | 0.47203 | 0.61501 | 0.55198 | 0.34024 | 0.43848
[7 empty] | 0.015338 | 0.44909 | 0.61021 | 0.51688 | 0.31456 | 0.36313
[7 empty] | 0.01155 | 0.41014 | 0.60603 | 0.48014 | 0.29111 | 0.29347
[7 empty] | 0.0098735 | 0.38822 | 0.61976 | 0.4682 | 0.28706 | 0.25882
[7 empty] | 0.0096622 | 0.38709 | 0.64323 | 0.46328 | 0.28642 | 0.22436
[7 empty] | 0.008874 | 0.3815 | 0.66521 | 0.45251 | 0.2928 | 0.19815
[7 empty] | 0.0088931 | 0.37319 | 0.69497 | 0.44374 | 0.29311 | 0.18111
[7 empty] | 0.009106 | 0.37125 | 0.7147 | 0.43627 | 0.27918 | 0.19485
[7 empty] | 0.012874 | 0.36655 | 0.74305 | 0.44312 | 0.26449 | 0.228
[7 empty] | 0.019761 | 0.36468 | 0.78347 | 0.4541 | 0.24518 | 0.25143
[7 empty] | 0.028769 | 0.35945 | 0.81933 | 0.49679 | 0.22546 | 0.27421
[7 empty] | 0.043634 | 0.33851 | 0.83442 | 0.57462 | 0.20472 | 0.28422
[7 empty] | 0.059537 | 0.31173 | 0.84483 | 0.62392 | 0.18473 | 0.26972
[7 empty] | 0.069922 | 0.28571 | 0.85412 | 0.65588 | 0.17495 | 0.24502
[7 empty] | 0.074242 | 0.26504 | 0.84602 | 0.65512 | 0.15929 | 0.2073
[7 empty] | 0.074229 | 0.22715 | 0.82853 | 0.64657 | 0.14874 | 0.17529
[7 empty] | 0.068704 | 0.18554 | 0.80494 | 0.64717 | 0.14859 | 0.15192
[7 empty] | 0.064186 | 0.14527 | 0.75487 | 0.64296 | 0.1508 | 0.13138
[7 empty] | 0.061672 | 0.1119 | 0.73069 | 0.64804 | 0.15929 | 0.12009
[7 empty] | 0.060958 | 0.088657 | 0.73529 | 0.64436 | 0.16433 | 0.1132
[7 empty] | 0.062645 | 0.068118 | 0.73691 | 0.65623 | 0.1714 | 0.12268
[7 empty] | 0.069959 | 0.052431 | 0.73189 | 0.65687 | 0.19051 | 0.15185
[7 empty] | 0.075926 | 0.043147 | 0.70906 | 0.63928 | 0.22612 | 0.21209
[7 empty] | 0.079226 | 0.0368 | 0.69435 | 0.60262 | 0.28522 | 0.3038
[7 empty] | 0.07915 | 0.031988 | 0.68727 | 0.57312 | 0.34325 | 0.3763
[7 empty] | 0.069664 | 0.029396 | 0.68643 | 0.54222 | 0.38817 | 0.43459
[7 empty] | 0.058288 | 0.029591 | 0.68904 | 0.50613 | 0.3968 | 0.48387
[7 empty] | 0.050488 | 0.04283 | 0.71387 | 0.50807 | 0.35238 | 0.5223
[7 empty] | 0.040342 | 0.05497 | 0.72932 | 0.50112 | 0.2547 | 0.56037
[7 empty] | 0.03276 | 0.060129 | 0.7503 | 0.47833 | 0.15632 | 0.59487
[7 empty] | 0.025082 | 0.060045 | 0.76611 | 0.45923 | 0.11784 | 0.62723
[7 empty] | 0.019918 | 0.059749 | 0.77487 | 0.45347 | 0.11908 | 0.64649
[7 empty] | 0.016457 | 0.057995 | 0.7936 | 0.46669 | 0.1341 | 0.67759
[7 empty] | 0.014091 | 0.056596 | 0.80368 | 0.50561 | 0.15711 | 0.70247
[7 empty] | 0.014243 | 0.057717 | 0.80984 | 0.58643 | 0.16568 | 0.73681
[7 empty] | 0.01543 | 0.065896 | 0.80185 | 0.66176 | 0.17668 | 0.77628
[7 empty] | 0.017442 | 0.076612 | 0.78742 | 0.69537 | 0.18315 | 0.80825
[7 empty] | 0.022091 | 0.096583 | 0.77549 | 0.71528 | 0.20176 | 0.84117
[7 empty] | 0.029477 | 0.12033 | 0.72049 | 0.70583 | 0.21805 | 0.84028
[7 empty] | 0.03664 | 0.13314 | 0.65413 | 0.67714 | 0.22189 | 0.82137
[7 empty] | 0.041227 | 0.1307 | 0.59095 | 0.66892 | 0.22037 | 0.78721
[7 empty] | 0.045625 | 0.12037 | 0.53194 | 0.64624 | 0.22293 | 0.71987
[7 empty] | 0.048381 | 0.10769 | 0.4954 | 0.63658 | 0.24359 | 0.64667
[7 empty] | 0.04608 | 0.10293 | 0.4778 | 0.62725 | 0.28561 | 0.56247
[7 empty] | 0.042137 | 0.096315 | 0.47288 | 0.62281 | 0.35251 | 0.49119
[7 empty] | 0.036858 | 0.10113 | 0.47 | 0.61298 | 0.45023 | 0.45682
[7 empty] | 0.030695 | 0.1086 | 0.46164 | 0.58074 | 0.55163 | 0.46823
[7 empty] | 0.024938 | 0.12053 | 0.43017 | 0.53189 | 0.65682 | 0.50453
[7 empty] | 0.018768 | 0.12851 | 0.36785 | 0.48242 | 0.75993 | 0.55049
[7 empty] | 0.015226 | 0.12356 | 0.32721 | 0.41371 | 0.8117 | 0.58213
[7 empty] | 0.0080579 | 0.10808 | 0.286 | 0.3332 | 0.85799 | 0.60025
[7 empty] | 0.0073528 | 0.088197 | 0.25712 | 0.2694 | 0.8839 | 0.62221
[7 empty] | 0.0054876 | 0.061718 | 0.23272 | 0.20265 | 0.89592 | 0.6403
[7 empty] | 0.0051282 | 0.041276 | 0.21324 | 0.15129 | 0.89895 | 0.66184
[7 empty] | 0.0043291 | 0.024765 | 0.20042 | 0.11609 | 0.90066 | 0.66488
[7 empty] | 0.0050439 | 0.014309 | 0.20162 | 0.10209 | 0.90448 | 0.65894
[7 empty] | 0.0088976 | 0.011451 | 0.1952 | 0.094061 | 0.90531 | 0.65573
[7 empty] | 0.018303 | 0.01407 | 0.19193 | 0.10222 | 0.90235 | 0.65656
[7 empty] | 0.029733 | 0.02282 | 0.18732 | 0.10641 | 0.90067 | 0.65055
[7 empty] | 0.043214 | 0.038934 | 0.18619 | 0.10906 | 0.89424 | 0.64845
[7 empty] | 0.054917 | 0.061325 | 0.18411 | 0.10842 | 0.87847 | 0.63767
[7 empty] | 0.057446 | 0.087638 | 0.17611 | 0.10674 | 0.85803 | 0.64486
[7 empty] | 0.053813 | 0.12346 | 0.1569 | 0.098686 | 0.8185 | 0.63638
[7 empty] | 0.054162 | 0.1521 | 0.14373 | 0.088603 | 0.77046 | 0.61936
[7 empty] | 0.056935 | 0.18401 | 0.13983 | 0.080909 | 0.72615 | 0.61267
[7 empty] | 0.070418 | 0.20858 | 0.13888 | 0.081435 | 0.68373 | 0.60026
[7 empty] | 0.088502 | 0.22504 | 0.13908 | 0.088358 | 0.65596 | 0.59417
[7 empty] | 0.11706 | 0.22383 | 0.13835 | 0.1022 | 0.63921 | 0.59093
[7 empty] | 0.15216 | 0.22675 | 0.13316 | 0.13449 | 0.62237 | 0.60227
[7 empty] | 0.1948 | 0.21211 | 0.12471 | 0.18063 | 0.60585 | 0.62068
[7 empty] | 0.23371 | 0.18528 | 0.12089 | 0.21217 | 0.59063 | 0.6516
[7 empty] | 0.25666 | 0.15692 | 0.11067 | 0.21631 | 0.57651 | 0.67939
[7 empty] | 0.27259 | 0.12862 | 0.10006 | 0.20467 | 0.56441 | 0.6977
[7 empty] | 0.27225 | 0.10767 | 0.085367 | 0.18404 | 0.55097 | 0.70026
[7 empty] | 0.27965 | 0.080958 | 0.076318 | 0.16207 | 0.54857 | 0.70127
[7 empty] | 0.29343 | 0.062699 | 0.083032 | 0.1518 | 0.57246 | 0.72266
[7 empty] | 0.30785 | 0.044168 | 0.10451 | 0.15424 | 0.60364 | 0.72927
[7 empty] | 0.31814 | 0.030658 | 0.14596 | 0.15881 | 0.64311 | 0.7329
[7 empty] | 0.34408 | 0.017941 | 0.20391 | 0.17375 | 0.66951 | 0.71675
[7 empty] | 0.39026 | 0.011355 | 0.24514 | 0.18403 | 0.68705 | 0.687
[7 empty] | 0.45442 | 0.00768 | 0.27689 | 0.20755 | 0.68667 | 0.64505
[7 empty] | 0.50722 | 0.010066 | 0.2881 | 0.25647 | 0.67611 | 0.60232
[7 empty] | 0.51645 | 0.014246 | 0.27542 | 0.32242 | 0.65145 | 0.60757
[7 empty] | 0.51807 | 0.017357 | 0.24661 | 0.39779 | 0.61329 | 0.61241
[7 empty] | 0.50728 | 0.02167 | 0.20552 | 0.44188 | 0.56396 | 0.60301
[7 empty] | 0.49922 | 0.023743 | 0.17514 | 0.45949 | 0.52385 | 0.61013
[7 empty] | 0.46692 | 0.024245 | 0.15338 | 0.43169 | 0.47034 | 0.58604
[7 empty] | 0.43768 | 0.024891 | 0.14198 | 0.40242 | 0.42576 | 0.55264
[7 empty] | 0.40454 | 0.029208 | 0.14905 | 0.37589 | 0.3876 | 0.52136
[7 empty] | 0.40663 | 0.036294 | 0.15787 | 0.35472 | 0.35142 | 0.49916
[7 empty] | 0.4136 | 0.044209 | 0.16342 | 0.33947 | 0.30752 | 0.4735
[7 empty] | 0.44757 | 0.046012 | 0.15083 | 0.33724 | 0.25942 | 0.4481
[7 empty] | 0.48622 | 0.048938 | 0.12823 | 0.35412 | 0.2116 | 0.42667
[7 empty] | 0.51027 | 0.048361 | 0.11044 | 0.3854 | 0.17494 | 0.43014
[7 empty] | 0.51919 | 0.047733 | 0.10453 | 0.41626 | 0.13997 | 0.43689
[7 empty] | 0.50055 | 0.046934 | 0.10566 | 0.4456 | 0.10501 | 0.42667
[7 empty] | 0.46361 | 0.047301 | 0.11493 | 0.44879 | 0.082334 | 0.4089
[7 empty] | 0.41833 | 0.045572 | 0.11664 | 0.44309 | 0.080083 | 0.37952
[7 empty] | 0.37433 | 0.047431 | 0.12214 | 0.43936 | 0.093945 | 0.34334
[7 empty] | 0.35722 | 0.048388 | 0.13477 | 0.44189 | 0.12566 | 0.33428
[7 empty] | 0.35568 | 0.057613 | 0.18021 | 0.44044 | 0.1827 | 0.3329
[7 empty] | 0.36451 | 0.062517 | 0.24218 | 0.43372 | 0.23865 | 0.32529
[7 empty] | 0.38139 | 0.069871 | 0.29018 | 0.427 | 0.27734 | 0.31243
[7 empty] | 0.40889 | 0.079132 | 0.3066 | 0.43272 | 0.30535 | 0.30378
[7 empty] | 0.41235 | 0.096937 | 0.31636 | 0.43484 | 0.32566 | 0.29377
[7 empty] | 0.41784 | 0.11891 | 0.31625 | 0.43484 | 0.3299 | 0.2889
[7 empty] | 0.40966 | 0.13758 | 0.30432 | 0.40252 | 0.33279 | 0.28746
[7 empty] | 0.39553 | 0.14691 | 0.2764 | 0.35952 | 0.34224 | 0.29799
[7 empty] | 0.36501 | 0.15156 | 0.22921 | 0.3023 | 0.345 | 0.30514
[7 empty] | 0.32547 | 0.15505 | 0.18354 | 0.25434 | 0.3694 | 0.3176
[7 empty] | 0.2721 | 0.14593 | 0.1631 | 0.2214 | 0.41023 | 0.32173
[7 empty] | 0.23269 | 0.13541 | 0.16273 | 0.20364 | 0.48241 | 0.31574
[7 empty] | 0.20294 | 0.12202 | 0.18411 | 0.19478 | 0.52126 | 0.31291
[7 empty] | 0.19453 | 0.10682 | 0.22992 | 0.19287 | 0.53218 | 0.30767
[7 empty] | 0.19218 | 0.096483 | 0.27655 | 0.20493 | 0.53548 | 0.29961
[7 empty] | 0.19892 | 0.093949 | 0.28651 | 0.22326 | 0.50685 | 0.28592
[7 empty] | 0.20571 | 0.094917 | 0.28687 | 0.24284 | 0.48062 | 0.28607
[7 empty] | 0.21217 | 0.10006 | 0.28552 | 0.26135 | 0.45438 | 0.30417
[7 empty] | 0.20268 | 0.10128 | 0.28222 | 0.27312 | 0.43618 | 0.32981
[7 empty] | 0.18915 | 0.10559 | 0.27457 | 0.27345 | 0.41115 | 0.36154
[7 empty] | 0.17246 | 0.10739 | 0.26456 | 0.27187 | 0.38274 | 0.39459
[7 empty] | 0.16657 | 0.10095 | 0.27618 | 0.27562 | 0.34503 | 0.40398
[7 empty] | 0.1695 | 0.094765 | 0.29604 | 0.27055 | 0.31259 | 0.41247
[7 empty] | 0.18855 | 0.099261 | 0.34408 | 0.27603 | 0.28922 | 0.46925
[7 empty] | 0.22055 | 0.102 | 0.38251 | 0.26879 | 0.2708 | 0.53439
[7 empty] | 0.24498 | 0.099957 | 0.41667 | 0.24555 | 0.26101 | 0.60191
[7 empty] | 0.26301 | 0.10095 | 0.43486 | 0.22796 | 0.23202 | 0.64875
[7 empty] | 0.27902 | 0.10808 | 0.44945 | 0.20796 | 0.21751 | 0.65857
[7 empty] | 0.29156 | 0.11402 | 0.4234 | 0.19449 | 0.19524 | 0.64626
[7 empty] | 0.29245 | 0.1083 | 0.40827 | 0.18347 | 0.16701 | 0.61108
[7 empty] | 0.28403 | 0.085372 | 0.3906 | 0.17811 | 0.14139 | 0.58353
[7 empty] | 0.2443 | 0.065713 | 0.36457 | 0.17519 | 0.11621 | 0.54261
[7 empty] | 0.19799 | 0.060338 | 0.32848 | 0.16122 | 0.094277 | 0.4919
[7 empty] | 0.14511 | 0.078213 | 0.29839 | 0.14855 | 0.07764 | 0.43583
[7 empty] | 0.10479 | 0.11261 | 0.28367 | 0.13439 | 0.069761 | 0.37894
[7 empty] | 0.076442 | 0.1293 | 0.26182 | 0.11109 | 0.065854 | 0.32421
[7 empty] | 0.058876 | 0.12967 | 0.26196 | 0.089629 | 0.06001 | 0.28097
[7 empty] | 0.055423 | 0.11478 | 0.25954 | 0.068252 | 0.058103 | 0.24135
[7 empty] | 0.051862 | 0.091232 | 0.26044 | 0.050783 | 0.054859 | 0.21419
[7 empty] | 0.050913 | 0.071061 | 0.26103 | 0.036245 | 0.045225 | 0.19647
[7 empty] | 0.046505 | 0.052793 | 0.26875 | 0.025176 | 0.038244 | 0.17676
[7 empty] | 0.046836 | 0.043153 | 0.29258 | 0.019311 | 0.033826 | 0.16703
[7 empty] | 0.041603 | 0.042088 | 0.34673 | 0.015018 | 0.033029 | 0.15844
[7 empty] | 0.033643 | 0.043924 | 0.40856 | 0.012664 | 0.03128 | 0.16814
[7 empty] | 0.027178 | 0.049401 | 0.47046 | 0.013851 | 0.030536 | 0.19884
[7 empty] | 0.020933 | 0.053044 | 0.51116 | 0.011446 | 0.024288 | 0.22509
[7 empty] | 0.015231 | 0.05211 | 0.54649 | 0.0082871 | 0.015151 | 0.25637
[7 empty] | 0.017283 | 0.046148 | 0.59303 | 0.0083161 | 0.011563 | 0.30723
[7 empty] | 0.023016 | 0.033215 | 0.62836 | 0.010488 | 0.0071915 | 0.35955
[7 empty] | 0.039297 | 0.022976 | 0.64553 | 0.012803 | 0.006589 | 0.3773
[7 empty] | 0.069706 | 0.011822 | 0.65041 | 0.016153 | 0.0083911 | 0.37255
[7 empty] | 0.12243 | 0.0059469 | 0.65544 | 0.025542 | 0.016237 | 0.34956
[7 empty] | 0.17931 | 0.0037656 | 0.6681 | 0.040348 | 0.028711 | 0.32091
[7 empty] | 0.22631 | 0.0017734 | 0.66969 | 0.059098 | 0.040156 | 0.2875
[7 empty] | 0.26639 | 0.0014864 | 0.67649 | 0.086683 | 0.058706 | 0.25153
[7 empty] | 0.29348 | 0.0023301 | 0.69926 | 0.11265 | 0.085 | 0.244
[7 empty] | 0.31659 | 0.0022211 | 0.70233 | 0.13253 | 0.10037 | 0.25412
[7 empty] | 0.35044 | 0.001854 | 0.6992 | 0.14558 | 0.10721 | 0.29126
[7 empty] | 0.38682 | 0.001738 | 0.66183 | 0.15382 | 0.10541 | 0.33463
[7 empty] | 0.42746 | 0.00048319 | 0.60906 | 0.16975 | 0.097693 | 0.3687
[7 empty] | 0.49008 | 0.00028057 | 0.55252 | 0.20726 | 0.089615 | 0.37823
[7 empty] | 0.53928 | 0 | 0.50412 | 0.26636 | 0.085511 | 0.38135
[7 empty] | 0.59301 | 0 | 0.46353 | 0.32362 | 0.086168 | 0.38508
[7 empty] | 0.62908 | 0.00015038 | 0.42685 | 0.35394 | 0.095571 | 0.41811
[7 empty] | 0.66078 | 0.0021502 | 0.41154 | 0.36316 | 0.10585 | 0.45189
[7 empty] | 0.7009 | 0.0050675 | 0.41785 | 0.34135 | 0.11632 | 0.47643
[7 empty] | 0.74124 | 0.010481 | 0.4442 | 0.30306 | 0.11108 | 0.47109
[7 empty] | 0.7792 | 0.014997 | 0.48577 | 0.23125 | 0.1028 | 0.44513
[7 empty] | 0.81251 | 0.015364 | 0.52378 | 0.17485 | 0.092118 | 0.39902
[7 empty] | 0.83128 | 0.014107 | 0.52969 | 0.14272 | 0.079111 | 0.38295
[7 empty] | 0.84723 | 0.011157 | 0.54894 | 0.11993 | 0.073827 | 0.38383
[7 empty] | 0.86064 | 0.0097125 | 0.57683 | 0.10847 | 0.073505 | 0.40548
[7 empty] | 0.86756 | 0.0098821 | 0.60883 | 0.1114 | 0.080221 | 0.42386
[7 empty] | 0.86802 | 0.010992 | 0.63624 | 0.12069 | 0.095006 | 0.42627
[7 empty] | 0.8637 | 0.013788 | 0.65206 | 0.12216 | 0.12476 | 0.42041
[7 empty] | 0.85808 | 0.015295 | 0.65442 | 0.12088 | 0.17056 | 0.39651
[7 empty] | 0.86263 | 0.024107 | 0.64988 | 0.11713 | 0.21374 | 0.35641
[7 empty] | 0.86487 | 0.031657 | 0.62319 | 0.13485 | 0.24825 | 0.33717
[7 empty] | 0.86811 | 0.037123 | 0.59707 | 0.16032 | 0.26302 | 0.35425
[7 empty] | 0.86949 | 0.039789 | 0.57249 | 0.20288 | 0.25643 | 0.33725
[7 empty] | 0.85947 | 0.039112 | 0.53795 | 0.26131 | 0.2323 | 0.28103
[7 empty] | 0.8523 | 0.035231 | 0.49066 | 0.30312 | 0.20435 | 0.24597
[7 empty] | 0.81929 | 0.030134 | 0.41831 | 0.33989 | 0.17604 | 0.25584
[7 empty] | 0.78748 | 0.026266 | 0.36432 | 0.38402 | 0.16563 | 0.29322
[7 empty] | 0.75862 | 0.026666 | 0.32495 | 0.43393 | 0.16139 | 0.29393
[7 empty] | 0.74206 | 0.028415 | 0.29476 | 0.46713 | 0.15786 | 0.24406
[7 empty] | 0.73016 | 0.029821 | 0.27761 | 0.48171 | 0.16409 | 0.18623
[7 empty] | 0.70962 | 0.034201 | 0.25775 | 0.46491 | 0.16984 | 0.13392
[7 empty] | 0.69984 | 0.034724 | 0.23578 | 0.43119 | 0.17415 | 0.085705
[7 empty] | 0.69159 | 0.034641 | 0.21643 | 0.40016 | 0.17032 | 0.061686
[7 empty] | 0.69699 | 0.034007 | 0.20301 | 0.3913 | 0.16044 | 0.045648
[7 empty] | 0.70162 | 0.032866 | 0.1975 | 0.37627 | 0.15187 | 0.044452
[7 empty] | 0.70489 | 0.025685 | 0.18996 | 0.35499 | 0.14544 | 0.057842
[7 empty] | 0.68727 | 0.019599 | 0.18904 | 0.33195 | 0.14331 | 0.073423
[7 empty] | 0.6623 | 0.016633 | 0.18548 | 0.29926 | 0.15003 | 0.088992
[7 empty] | 0.65016 | 0.019068 | 0.19634 | 0.29685 | 0.17332 | 0.10405
[7 empty] | 0.63262 | 0.022342 | 0.20353 | 0.28344 | 0.21768 | 0.13954
[7 empty] | 0.60491 | 0.029375 | 0.21607 | 0.26454 | 0.26387 | 0.18614
[7 empty] | 0.5996 | 0.036125 | 0.23495 | 0.23866 | 0.30121 | 0.21994
[7 empty] | 0.6361 | 0.043111 | 0.25592 | 0.20394 | 0.34814 | 0.24067
[7 empty] | 0.6654 | 0.051121 | 0.27739 | 0.17648 | 0.37982 | 0.25405
[7 empty] | 0.68194 | 0.059871 | 0.31576 | 0.13747 | 0.4051 | 0.29074
[7 empty] | 0.68545 | 0.06703 | 0.36249 | 0.096267 | 0.40083 | 0.3305
[7 empty] | 0.68035 | 0.074393 | 0.42925 | 0.066535 | 0.36075 | 0.3844
[7 empty] | 0.66166 | 0.073409 | 0.50651 | 0.049357 | 0.32799 | 0.44605
[7 empty] | 0.66044 | 0.066042 | 0.5874 | 0.032524 | 0.30108 | 0.51235
[7 empty] | 0.63115 | 0.06345 | 0.62861 | 0.026321 | 0.27531 | 0.56087
[7 empty] | 0.61265 | 0.06466 | 0.6327 | 0.017665 | 0.27651 | 0.58468
[7 empty] | 0.58174 | 0.071044 | 0.62775 | 0.014202 | 0.31328 | 0.61922
[7 empty] | 0.5577 | 0.077353 | 0.61294 | 0.012197 | 0.36298 | 0.65174
[7 empty] | 0.52868 | 0.079447 | 0.60628 | 0.013085 | 0.42329 | 0.67512
[7 empty] | 0.48755 | 0.085991 | 0.59196 | 0.019016 | 0.4513 | 0.69713
[7 empty] | 0.4502 | 0.088552 | 0.58511 | 0.024352 | 0.46823 | 0.70674
[7 empty] | 0.41337 | 0.08567 | 0.57357 | 0.029291 | 0.46944 | 0.71678
[7 empty] | 0.38932 | 0.079688 | 0.58126 | 0.030908 | 0.45785 | 0.70156
[7 empty] | 0.37279 | 0.079664 | 0.58399 | 0.029882 | 0.44918 | 0.6792
[7 empty] | 0.34603 | 0.0819 | 0.59698 | 0.026641 | 0.4414 | 0.66053
[7 empty] | 0.31037 | 0.083691 | 0.60108 | 0.023392 | 0.44124 | 0.63928
[7 empty] | 0.28818 | 0.097109 | 0.60064 | 0.018334 | 0.46239 | 0.60882
[7 empty] | 0.29541 | 0.12414 | 0.60992 | 0.01381 | 0.51422 | 0.59091
[7 empty] | 0.30671 | 0.17565 | 0.61336 | 0.0095321 | 0.57738 | 0.5654
[7 empty] | 0.34127 | 0.23912 | 0.61665 | 0.007072 | 0.63699 | 0.52604
[7 empty] | 0.37831 | 0.31459 | 0.60457 | 0.0053148 | 0.67443 | 0.46551
[7 empty] | 0.42071 | 0.35802 | 0.59645 | 0.0061192 | 0.70548 | 0.39622
[7 empty] | 0.43 | 0.37718 | 0.5921 | 0.012335 | 0.73328 | 0.31797
[7 empty] | 0.41353 | 0.39139 | 0.58486 | 0.025365 | 0.74343 | 0.24537
[7 empty] | 0.37731 | 0.39369 | 0.59372 | 0.049187 | 0.75962 | 0.19722
[7 empty] | 0.30555 | 0.39027 | 0.59918 | 0.090687 | 0.77595 | 0.1683
[7 empty] | 0.25407 | 0.37562 | 0.59287 | 0.13277 | 0.78501 | 0.15476
[7 empty] | 0.22909 | 0.35722 | 0.61261 | 0.17504 | 0.81153 | 0.14833
[7 empty] | 0.22904 | 0.32711 | 0.5707 | 0.20807 | 0.81748 | 0.13894
[7 empty] | 0.24655 | 0.29789 | 0.50801 | 0.23503 | 0.82224 | 0.1307
[7 empty] | 0.27641 | 0.28321 | 0.43384 | 0.2581 | 0.82708 | 0.12802
[7 empty] | 0.31171 | 0.26633 | 0.36348 | 0.27645 | 0.81866 | 0.12061
[7 empty] | 0.33337 | 0.25012 | 0.30763 | 0.29382 | 0.81011 | 0.11567
[7 empty] | 0.34147 | 0.23906 | 0.26457 | 0.30187 | 0.80807 | 0.11531
[7 empty] | 0.33735 | 0.22957 | 0.23944 | 0.31756 | 0.80134 | 0.11263
[7 empty] | 0.31821 | 0.21663 | 0.22566 | 0.33445 | 0.79376 | 0.10078
[7 empty] | 0.29465 | 0.18912 | 0.22494 | 0.34483 | 0.76586 | 0.089145
[7 empty] | 0.27421 | 0.16663 | 0.24302 | 0.34101 | 0.7534 | 0.076963
[7 empty] | 0.26445 | 0.14971 | 0.28248 | 0.32161 | 0.71958 | 0.059225
[7 empty] | 0.26676 | 0.14388 | 0.33368 | 0.28713 | 0.67221 | 0.041848
[7 empty] | 0.28346 | 0.15234 | 0.38928 | 0.25251 | 0.61744 | 0.02888
[7 empty] | 0.32346 | 0.16273 | 0.46254 | 0.24925 | 0.59281 | 0.019471
[7 empty] | 0.37129 | 0.18055 | 0.5146 | 0.26372 | 0.58294 | 0.013414
[7 empty] | 0.42006 | 0.19166 | 0.54818 | 0.29607 | 0.57611 | 0.011845
[7 empty] | 0.45158 | 0.20486 | 0.56117 | 0.33588 | 0.57207 | 0.013958
[7 empty] | 0.48423 | 0.21739 | 0.57275 | 0.37213 | 0.57625 | 0.025442
[7 empty] | 0.48563 | 0.23611 | 0.56893 | 0.42618 | 0.56705 | 0.052583
[7 empty] | 0.46899 | 0.24999 | 0.55802 | 0.50547 | 0.54068 | 0.097657
[7 empty] | 0.42905 | 0.26442 | 0.54992 | 0.61944 | 0.48441 | 0.12101
[7 empty] | 0.38283 | 0.25254 | 0.54446 | 0.69698 | 0.42344 | 0.1415
[7 empty] | 0.34028 | 0.23824 | 0.53318 | 0.70809 | 0.35917 | 0.14965
[7 empty] | 0.30188 | 0.2203 | 0.55184 | 0.71965 | 0.29825 | 0.15068
[7 empty] | 0.26588 | 0.198 | 0.54654 | 0.7119 | 0.23833 | 0.19002
[7 empty] | 0.25467 | 0.18149 | 0.54489 | 0.69521 | 0.19607 | 0.3202
[7 empty] | 0.27479 | 0.16889 | 0.55795 | 0.70697 | 0.16295 | 0.4577
[7 empty] | 0.30598 | 0.15822 | 0.56773 | 0.7127 | 0.12892 | 0.56094
[7 empty] | 0.31754 | 0.15478 | 0.57009 | 0.71625 | 0.097776 | 0.60826
[7 empty] | 0.30147 | 0.15416 | 0.55861 | 0.71929 | 0.074285 | 0.58965
[7 empty] | 0.28485 | 0.15558 | 0.53219 | 0.7031 | 0.055441 | 0.53621
[7 empty] | 0.26619 | 0.16968 | 0.51336 | 0.68352 | 0.045845 | 0.51286
[7 empty] | 0.2377 | 0.17362 | 0.49876 | 0.67501 | 0.040363 | 0.5265
[7 empty] | 0.20198 | 0.18086 | 0.4866 | 0.64421 | 0.039425 | 0.56617
[7 empty] | 0.17512 | 0.17848 | 0.48195 | 0.62818 | 0.040662 | 0.59464
[7 empty] | 0.15476 | 0.1742 | 0.46981 | 0.60747 | 0.046383 | 0.58259
[7 empty] | 0.13528 | 0.16537 | 0.45804 | 0.57363 | 0.053479 | 0.54266
[7 empty] | 0.12738 | 0.16175 | 0.4768 | 0.54656 | 0.063576 | 0.49814
[7 empty] | 0.13324 | 0.16745 | 0.49982 | 0.49058 | 0.084294 | 0.44032
[7 empty] | 0.13922 | 0.17727 | 0.49949 | 0.43423 | 0.11761 | 0.38402
[7 empty] | 0.14046 | 0.19408 | 0.4774 | 0.38795 | 0.14923 | 0.33921
[7 empty] | 0.13006 | 0.21595 | 0.43914 | 0.33395 | 0.17714 | 0.3059
[7 empty] | 0.11675 | 0.243 | 0.39772 | 0.27708 | 0.19507 | 0.27275
[7 empty] | 0.097052 | 0.26734 | 0.35221 | 0.2088 | 0.21392 | 0.25623
[7 empty] | 0.072988 | 0.29412 | 0.29844 | 0.14266 | 0.2324 | 0.23297
[7 empty] | 0.058565 | 0.31128 | 0.25871 | 0.11306 | 0.24146 | 0.20959
[7 empty] | 0.058957 | 0.30981 | 0.23236 | 0.13381 | 0.25108 | 0.1849
[7 empty] | 0.083424 | 0.29237 | 0.22089 | 0.21241 | 0.26304 | 0.16627
[7 empty] | 0.13504 | 0.2668 | 0.21711 | 0.30124 | 0.28465 | 0.1417
[7 empty] | 0.22015 | 0.23849 | 0.19981 | 0.38771 | 0.30751 | 0.1296
[7 empty] | 0.29425 | 0.22456 | 0.19159 | 0.41123 | 0.33413 | 0.13028
[7 empty] | 0.36015 | 0.23232 | 0.18398 | 0.42323 | 0.36142 | 0.13112
[7 empty] | 0.40541 | 0.25291 | 0.17114 | 0.4373 | 0.3892 | 0.11377
[7 empty] | 0.4479 | 0.27967 | 0.14976 | 0.47291 | 0.41015 | 0.089173
[7 empty] | 0.50102 | 0.31379 | 0.13703 | 0.52649 | 0.42836 | 0.057964
[7 empty] | 0.54819 | 0.34202 | 0.12736 | 0.57456 | 0.44162 | 0.039078
[7 empty] | 0.58516 | 0.3621 | 0.12547 | 0.59424 | 0.44583 | 0.043096
[7 empty] | 0.60424 | 0.37237 | 0.12456 | 0.58177 | 0.42826 | 0.069104
[7 empty] | 0.62637 | 0.38743 | 0.14289 | 0.55642 | 0.40156 | 0.10703
[7 empty] | 0.61271 | 0.40773 | 0.13799 | 0.48017 | 0.38034 | 0.13907
[7 empty] | 0.59065 | 0.43222 | 0.1307 | 0.40126 | 0.36891 | 0.15887
[7 empty] | 0.5829 | 0.46383 | 0.11708 | 0.35598 | 0.38141 | 0.16852
[7 empty] | 0.60163 | 0.48158 | 0.10628 | 0.33051 | 0.41833 | 0.17166
[7 empty] | 0.63192 | 0.49912 | 0.095951 | 0.31485 | 0.45762 | 0.17482
[7 empty] | 0.65415 | 0.53646 | 0.094001 | 0.2984 | 0.50651 | 0.17529
[7 empty] | 0.67135 | 0.57345 | 0.10443 | 0.26548 | 0.53905 | 0.18351
[7 empty] | 0.6466 | 0.61462 | 0.1365 | 0.2368 | 0.56045 | 0.19438
[7 empty] | 0.63398 | 0.63005 | 0.19666 | 0.23066 | 0.55256 | 0.20406
[7 empty] | 0.63996 | 0.63392 | 0.25762 | 0.24647 | 0.54349 | 0.21332
[7 empty] | 0.65031 | 0.63346 | 0.33572 | 0.27939 | 0.52956 | 0.22637
[7 empty] | 0.64969 | 0.63545 | 0.38674 | 0.32683 | 0.51837 | 0.24049
[7 empty] | 0.65072 | 0.65638 | 0.46482 | 0.376 | 0.52211 | 0.24334
[7 empty] | 0.63271 | 0.6524 | 0.48672 | 0.42663 | 0.51625 | 0.2427
[7 empty] | 0.66153 | 0.64971 | 0.49519 | 0.45621 | 0.51961 | 0.24376
[7 empty] | 0.67335 | 0.63512 | 0.48827 | 0.51869 | 0.51072 | 0.23873
[7 empty] | 0.69007 | 0.60753 | 0.47123 | 0.57827 | 0.50795 | 0.22242
[7 empty] | 0.69382 | 0.57599 | 0.45558 | 0.60912 | 0.50536 | 0.20174
[7 empty] | 0.66977 | 0.52938 | 0.43715 | 0.62526 | 0.50158 | 0.17557
[7 empty] | 0.64682 | 0.49026 | 0.42113 | 0.63021 | 0.50174 | 0.1467
[7 empty] | 0.62645 | 0.45173 | 0.42263 | 0.63836 | 0.49454 | 0.13321
[7 empty] | 0.62325 | 0.43211 | 0.41619 | 0.65006 | 0.48374 | 0.13449
[7 empty] | 0.6367 | 0.41268 | 0.39893 | 0.66396 | 0.45542 | 0.14693
[7 empty] | 0.66552 | 0.41625 | 0.38287 | 0.67205 | 0.43166 | 0.16196
[7 empty] | 0.70769 | 0.42482 | 0.34355 | 0.66936 | 0.40365 | 0.1692
[7 empty] | 0.74284 | 0.44798 | 0.29148 | 0.64877 | 0.39049 | 0.17748
[7 empty] | 0.79245 | 0.50538 | 0.23767 | 0.63962 | 0.40842 | 0.20298
[7 empty] | 0.82711 | 0.54537 | 0.18599 | 0.64847 | 0.43017 | 0.24261
[7 empty] | 0.84029 | 0.57495 | 0.12936 | 0.63026 | 0.44572 | 0.30421
[7 empty] | 0.84776 | 0.58699 | 0.079421 | 0.5787 | 0.44429 | 0.37529
[7 empty] | 0.85112 | 0.60624 | 0.045733 | 0.51877 | 0.44864 | 0.4412
[7 empty] | 0.85343 | 0.61846 | 0.024328 | 0.44887 | 0.43383 | 0.50386
[7 empty] | 0.85037 | 0.60154 | 0.01599 | 0.37439 | 0.39936 | 0.54812
[7 empty] | 0.8485 | 0.58023 | 0.019142 | 0.33488 | 0.3569 | 0.5825
[7 empty] | 0.84896 | 0.55012 | 0.024168 | 0.30885 | 0.32388 | 0.62012
[7 empty] | 0.8387 | 0.51943 | 0.030305 | 0.29194 | 0.28159 | 0.64796
[7 empty] | 0.83519 | 0.50456 | 0.033734 | 0.29401 | 0.25137 | 0.6894
[7 empty] | 0.79964 | 0.4846 | 0.042287 | 0.29736 | 0.22243 | 0.70839
[7 empty] | 0.80293 | 0.66786 | 0.088273 | 0.33847 | 0.27931 | 0.72572
[7 empty] | 0.77143 | 0.68402 | 0.1007 | 0.37789 | 0.25598 | 0.73478
[7 empty] | 0.70669 | 0.69438 | 0.10781 | 0.42021 | 0.24084 | 0.73993
[7 empty] | 0.62634 | 0.70519 | 0.12272 | 0.44842 | 0.24108 | 0.74812
[7 empty] | 0.52859 | 0.70358 | 0.13449 | 0.46172 | 0.24141 | 0.75845
[7 empty] | 0.43557 | 0.68714 | 0.13839 | 0.47362 | 0.23168 | 0.76976
[7 empty] | 0.36587 | 0.65682 | 0.13546 | 0.46905 | 0.2244 | 0.74495
[7 empty] | 0.30374 | 0.60209 | 0.13331 | 0.45296 | 0.21549 | 0.70175
[7 empty] | 0.24831 | 0.54856 | 0.12197 | 0.41891 | 0.19867 | 0.64246
[7 empty] | 0.22306 | 0.50617 | 0.11543 | 0.39489 | 0.18463 | 0.59009
[7 empty] | 0.18426 | 0.4777 | 0.10523 | 0.37464 | 0.17086 | 0.54641
[7 empty] | 0.12849 | 0.47605 | 0.099872 | 0.36093 | 0.15707 | 0.52486
[7 empty] | 0.085095 | 0.49838 | 0.10037 | 0.35832 | 0.16251 | 0.50634
[7 empty] | 0.054004 | 0.49515 | 0.10854 | 0.33082 | 0.16947 | 0.45484
[7 empty] | 0.050842 | 0.47116 | 0.1119 | 0.28711 | 0.16299 | 0.40451
[7 empty] | 0.060868 | 0.45728 | 0.12198 | 0.23491 | 0.16741 | 0.37595
[7 empty] | 0.055156 | 0.42979 | 0.13938 | 0.19326 | 0.16086 | 0.37128
[7 empty] | 0.080316 | 0.41153 | 0.15027 | 0.15115 | 0.15327 | 0.37426
[7 empty] | 0.13911 | 0.39019 | 0.159 | 0.12009 | 0.13948 | 0.3813
[7 empty] | 0.20711 | 0.35116 | 0.1632 | 0.089946 | 0.11808 | 0.34916
[7 empty] | 0.27701 | 0.33043 | 0.1701 | 0.078065 | 0.1022 | 0.31003
[7 empty] | 0.3128 | 0.32443 | 0.17614 | 0.065915 | 0.085353 | 0.2579
[7 empty] | 0.31713 | 0.34167 | 0.18182 | 0.050544 | 0.07396 | 0.22456
[7 empty] | 0.27862 | 0.36417 | 0.19645 | 0.039173 | 0.067352 | 0.18383
[7 empty] | 0.25278 | 0.38164 | 0.20333 | 0.034074 | 0.065499 | 0.14934
[7 empty] | 0.24081 | 0.39601 | 0.20217 | 0.037262 | 0.069159 | 0.11645
[7 empty] | 0.22985 | 0.42085 | 0.19083 | 0.047936 | 0.074432 | 0.095378
[7 empty] | 0.19636 | 0.42798 | 0.18373 | 0.067504 | 0.070352 | 0.082579
[7 empty] | 0.17126 | 0.42788 | 0.17367 | 0.077843 | 0.06303 | 0.074465
[7 empty] | 0.14092 | 0.43026 | 0.16052 | 0.084085 | 0.05338 | 0.073564
[7 empty] | 0.14679 | 0.43377 | 0.15866 | 0.079896 | 0.046529 | 0.074828
[7 empty] | 0.22023 | 0.44365 | 0.15553 | 0.080589 | 0.04768 | 0.071371
[7 empty] | 0.34778 | 0.45252 | 0.15196 | 0.080275 | 0.0453 | 0.064387
[7 empty] | 0.48654 | 0.45712 | 0.14881 | 0.080862 | 0.045219 | 0.060649
[7 empty] | 0.56363 | 0.4596 | 0.15292 | 0.073066 | 0.045672 | 0.055214
[7 empty] | 0.58157 | 0.46296 | 0.14781 | 0.068392 | 0.039303 | 0.063846
[7 empty] | 0.59541 | 0.50077 | 0.14896 | 0.066514 | 0.034192 | 0.095826
[7 empty] | 0.5877 | 0.50401 | 0.13958 | 0.061375 | 0.02548 | 0.17008
[7 empty] | 0.59585 | 0.51736 | 0.12602 | 0.053387 | 0.019821 | 0.25627
[7 empty] | 0.61583 | 0.52538 | 0.11382 | 0.06342 | 0.013575 | 0.35481
[7 empty] | 0.58162 | 0.50745 | 0.11289 | 0.10502 | 0.0085012 | 0.42676
[7 empty] | 0.5173 | 0.48216 | 0.114 | 0.16155 | 0.0050504 | 0.47668
[7 empty] | 0.47413 | 0.47323 | 0.12909 | 0.24079 | 0.0027975 | 0.51612
[7 empty] | 0.44298 | 0.4634 | 0.14404 | 0.36642 | 0.0011972 | 0.53668
[7 empty] | 0.4541 | 0.46758 | 0.16964 | 0.54506 | 0.00059321 | 0.55898
[7 empty] | 0.48924 | 0.48123 | 0.20256 | 0.68115 | 0.00026868 | 0.56959
[7 empty] | 0.54996 | 0.52796 | 0.22685 | 0.79773 | 0.00036888 | 0.59937
[7 empty] | 0.57718 | 0.553 | 0.22923 | 0.84314 | 0.000811 | 0.59047
[7 empty] | 0.55936 | 0.57728 | 0.21958 | 0.87408 | 0.0015869 | 0.54387
[7 empty] | 0.5627 | 0.60141 | 0.21633 | 0.8869 | 0.0022721 | 0.51989
[7 empty] | 0.54453 | 0.61379 | 0.21145 | 0.89473 | 0.0018663 | 0.49199
[7 empty] | 0.51831 | 0.61377 | 0.21867 | 0.89722 | 0.00096202 | 0.42579
[7 empty] | 0.48699 | 0.57549 | 0.22951 | 0.89723 | 0.00053018 | 0.37103
[7 empty] | 0.46394 | 0.54494 | 0.23658 | 0.89782 | 0.00038037 | 0.4624
[7 empty] | 0.44967 | 0.52816 | 0.26727 | 0.89741 | 0.00011821 | 0.59702
[7 empty] | 0.45522 | 0.5304 | 0.30503 | 0.8981 | 8.06e-05 | 0.66564
[7 empty] | 0.46169 | 0.56369 | 0.32939 | 0.89589 | 8.05e-05 | 0.69343
[7 empty] | 0.49413 | 0.59649 | 0.31716 | 0.8921 | 0.00036933 | 0.6917
[7 empty] | 0.5173 | 0.64659 | 0.26728 | 0.88758 | 0.00095135 | 0.66797
[7 empty] | 0.5396 | 0.71524 | 0.21164 | 0.8838 | 0.0037406 | 0.64021
[7 empty] | 0.56672 | 0.77232 | 0.16643 | 0.88065 | 0.0099866 | 0.64359
[7 empty] | 0.55509 | 0.81039 | 0.13933 | 0.87316 | 0.021168 | 0.62853
[7 empty] | 0.52874 | 0.83067 | 0.12376 | 0.85512 | 0.033824 | 0.5802
[7 empty] | 0.50761 | 0.83991 | 0.12588 | 0.82079 | 0.048393 | 0.50699
[7 empty] | 0.48005 | 0.83763 | 0.12817 | 0.7463 | 0.061548 | 0.41733
[7 empty] | 0.43889 | 0.84114 | 0.13589 | 0.62187 | 0.07731 | 0.31298
[7 empty] | 0.40661 | 0.84221 | 0.14752 | 0.49591 | 0.091208 | 0.2399
[7 empty] | 0.36483 | 0.83343 | 0.13604 | 0.37404 | 0.095973 | 0.16313
[7 empty] | 0.33061 | 0.82352 | 0.1184 | 0.31306 | 0.10426 | 0.11831
[7 empty] | 0.30095 | 0.81609 | 0.10623 | 0.31178 | 0.10758 | 0.095356
[7 empty] | 0.28543 | 0.83214 | 0.10164 | 0.3854 | 0.098939 | 0.11371
[7 empty] | 0.26928 | 0.8257 | 0.10446 | 0.47579 | 0.086283 | 0.16468
[7 empty] | 0.24696 | 0.79628 | 0.11526 | 0.54836 | 0.072403 | 0.24927
[7 empty] | 0.222 | 0.77228 | 0.12608 | 0.60761 | 0.066138 | 0.35465
[7 empty] | 0.19524 | 0.73903 | 0.13395 | 0.64114 | 0.064343 | 0.41509
[7 empty] | 0.17656 | 0.69623 | 0.15735 | 0.66414 | 0.069095 | 0.45157
[7 empty] | 0.1615 | 0.65282 | 0.19169 | 0.65255 | 0.077774 | 0.44873
[7 empty] | 0.16219 | 0.59709 | 0.25902 | 0.62052 | 0.092125 | 0.43839
[7 empty] | 0.18487 | 0.55556 | 0.32577 | 0.57104 | 0.10541 | 0.42462
[7 empty] | 0.23539 | 0.53488 | 0.37353 | 0.52667 | 0.11604 | 0.40662
[7 empty] | 0.28824 | 0.52711 | 0.39123 | 0.49533 | 0.11692 | 0.38551
[7 empty] | 0.34723 | 0.54132 | 0.40752 | 0.49047 | 0.11451 | 0.3634
[7 empty] | 0.40054 | 0.56982 | 0.41502 | 0.477 | 0.10561 | 0.32554
[7 empty] | 0.44619 | 0.60023 | 0.41873 | 0.46472 | 0.097456 | 0.27577
[7 empty] | 0.49318 | 0.65691 | 0.43786 | 0.47602 | 0.10809 | 0.24024
[7 empty] | 0.52135 | 0.67997 | 0.44139 | 0.47027 | 0.12881 | 0.2143
[7 empty] | 0.53876 | 0.69912 | 0.42903 | 0.46201 | 0.16509 | 0.20176
[7 empty] | 0.55397 | 0.71923 | 0.44416 | 0.41577 | 0.21881 | 0.21102
[7 empty] | 0.56676 | 0.73047 | 0.48442 | 0.34999 | 0.25938 | 0.22836
[7 empty] | 0.58867 | 0.73871 | 0.55029 | 0.2797 | 0.28082 | 0.24488
[7 empty] | 0.61349 | 0.76193 | 0.61093 | 0.29109 | 0.30814 | 0.2717
[7 empty] | 0.62335 | 0.75824 | 0.63981 | 0.39273 | 0.32112 | 0.31146
[7 empty] | 0.63412 | 0.74109 | 0.66857 | 0.54164 | 0.34321 | 0.36556
[7 empty] | 0.63838 | 0.71055 | 0.67061 | 0.64499 | 0.36828 | 0.39222
[7 empty] | 0.68707 | 0.70281 | 0.70331 | 0.7136 | 0.40445 | 0.37562
[7 empty] | 0.71115 | 0.67102 | 0.6984 | 0.73347 | 0.416 | 0.30133
[7 empty] | 0.70513 | 0.6408 | 0.66644 | 0.73303 | 0.40149 | 0.25171
[7 empty] | 0.70965 | 0.62457 | 0.65592 | 0.7314 | 0.41837 | 0.25885
[7 empty] | 0.68565 | 0.60767 | 0.64831 | 0.73146 | 0.43058 | 0.27066
[7 empty] | 0.66291 | 0.57767 | 0.66126 | 0.73231 | 0.44894 | 0.2735
[7 empty] | 0.64214 | 0.53205 | 0.66118 | 0.74091 | 0.46994 | 0.23368
[7 empty] | 0.61046 | 0.48585 | 0.66848 | 0.76002 | 0.50638 | 0.17991
[7 empty] | 0.58308 | 0.44771 | 0.6802 | 0.79714 | 0.54537 | 0.15508
[7 empty] | 0.58025 | 0.40051 | 0.69347 | 0.83031 | 0.57081 | 0.16062
[7 empty] | 0.58607 | 0.3706 | 0.69837 | 0.86413 | 0.59811 | 0.18666
[7 empty] | 0.62088 | 0.34372 | 0.69352 | 0.88564 | 0.61766 | 0.2104
[7 empty] | 0.65541 | 0.30391 | 0.69077 | 0.88835 | 0.62348 | 0.20652
[7 empty] | 0.70565 | 0.27961 | 0.66795 | 0.89013 | 0.62751 | 0.19391
[7 empty] | 0.76019 | 0.25766 | 0.66335 | 0.88671 | 0.67066 | 0.20512
[7 empty] | 0.7867 | 0.24283 | 0.63633 | 0.88339 | 0.70003 | 0.22877
[7 empty] | 0.80451 | 0.23874 | 0.5944 | 0.88341 | 0.72048 | 0.2673
[7 empty] | 0.81897 | 0.25198 | 0.55881 | 0.88273 | 0.75295 | 0.31139
[7 empty] | 0.80822 | 0.27515 | 0.52287 | 0.88172 | 0.77222 | 0.36257
[7 empty] | 0.79737 | 0.31622 | 0.5011 | 0.88143 | 0.79354 | 0.43786
[7 empty] | 0.78778 | 0.34371 | 0.49043 | 0.88563 | 0.81083 | 0.51088
[7 empty] | 0.75338 | 0.35289 | 0.49753 | 0.8828 | 0.81885 | 0.55238
[7 empty] | 0.71254 | 0.36422 | 0.50432 | 0.88189 | 0.81987 | 0.57814
[7 empty] | 0.68277 | 0.37527 | 0.50161 | 0.88011 | 0.81815 | 0.59816
[7 empty] | 0.70591 | 0.39058 | 0.49603 | 0.88263 | 0.83681 | 0.64875
[7 empty] | 0.70553 | 0.40204 | 0.45208 | 0.8833 | 0.83132 | 0.66237
[7 empty] | 0.70494 | 0.41339 | 0.40469 | 0.87952 | 0.81769 | 0.66916
[7 empty] | 0.75338 | 0.42589 | 0.36494 | 0.87405 | 0.81947 | 0.67455
[7 empty] | 0.79229 | 0.42309 | 0.32778 | 0.87041 | 0.81937 | 0.67207
[7 empty] | 0.82253 | 0.42449 | 0.29534 | 0.8592 | 0.82406 | 0.66794
[7 empty] | 0.84187 | 0.424 | 0.26806 | 0.84296 | 0.82254 | 0.65585
[7 empty] | 0.84609 | 0.41197 | 0.2407 | 0.8264 | 0.82695 | 0.64838
[7 empty] | 0.84144 | 0.40313 | 0.22208 | 0.80071 | 0.83663 | 0.64529
[7 empty] | 0.82673 | 0.39162 | 0.23156 | 0.76942 | 0.83585 | 0.65571
[7 empty] | 0.79981 | 0.37534 | 0.27434 | 0.73305 | 0.82934 | 0.66487
[7 empty] | 0.74323 | 0.36386 | 0.32496 | 0.69245 | 0.83552 | 0.66958
[7 empty] | 0.66769 | 0.35174 | 0.36095 | 0.65367 | 0.83016 | 0.6493
[7 empty] | 0.57889 | 0.34488 | 0.3572 | 0.62086 | 0.8269 | 0.63997
[7 empty] | 0.49501 | 0.34766 | 0.34536 | 0.58818 | 0.81805 | 0.63976
[7 empty] | 0.41734 | 0.3378 | 0.2874 | 0.54615 | 0.80152 | 0.62262
[7 empty] | 0.37078 | 0.31964 | 0.21973 | 0.48897 | 0.7935 | 0.5728
[7 empty] | 0.34982 | 0.31349 | 0.17005 | 0.44177 | 0.79177 | 0.50659
[7 empty] | 0.33644 | 0.3086 | 0.11836 | 0.39285 | 0.77657 | 0.41838
[7 empty] | 0.32652 | 0.30109 | 0.080852 | 0.34838 | 0.77818 | 0.32707
[7 empty] | 0.29946 | 0.29542 | 0.056876 | 0.30082 | 0.78116 | 0.2616
[7 empty] | 0.24895 | 0.27722 | 0.038203 | 0.24997 | 0.77887 | 0.19811
[7 empty] | 0.1958 | 0.25149 | 0.025417 | 0.21637 | 0.77982 | 0.16895
[7 empty] | 0.15308 | 0.22873 | 0.011579 | 0.19403 | 0.77204 | 0.16306
[7 empty] | 0.13202 | 0.2073 | 0.0099079 | 0.18647 | 0.76082 | 0.18418
[7 empty] | 0.11595 | 0.17837 | 0.01937 | 0.18428 | 0.70396 | 0.2296
[7 empty] | 0.095572 | 0.15659 | 0.039195 | 0.18889 | 0.6233 | 0.28918
[7 empty] | 0.081769 | 0.13437 | 0.064757 | 0.20649 | 0.56027 | 0.36026
[7 empty] | 0.073933 | 0.11143 | 0.09618 | 0.24065 | 0.50445 | 0.41407
[7 empty] | 0.068678 | 0.082514 | 0.1286 | 0.30161 | 0.46403 | 0.44027
[7 empty] | 0.058747 | 0.049431 | 0.17468 | 0.34843 | 0.43598 | 0.43804
[7 empty] | 0.045003 | 0.032505 | 0.20316 | 0.37705 | 0.41671 | 0.4113
[7 empty] | 0.035432 | 0.022601 | 0.22282 | 0.39982 | 0.40471 | 0.37556
[7 empty] | 0.02646 | 0.012009 | 0.22557 | 0.41453 | 0.40122 | 0.33037
[7 empty] | 0.022202 | 0.010694 | 0.19748 | 0.40597 | 0.40027 | 0.28785
[7 empty] | 0.019995 | 0.013661 | 0.16264 | 0.35845 | 0.38874 | 0.25267
[7 empty] | 0.020237 | 0.015368 | 0.12873 | 0.26803 | 0.36554 | 0.23059
[7 empty] | 0.021199 | 0.010597 | 0.10379 | 0.17373 | 0.34082 | 0.2304
[7 empty] | 0.028493 | 0.0096149 | 0.091605 | 0.10926 | 0.32881 | 0.24746
[7 empty] | 0.038743 | 0.007942 | 0.090197 | 0.080529 | 0.32977 | 0.25115
[7 empty] | 0.046742 | 0.010305 | 0.10438 | 0.066911 | 0.344 | 0.24122
[7 empty] | 0.049802 | 0.013256 | 0.11788 | 0.070741 | 0.36944 | 0.23213
[7 empty] | 0.044748 | 0.016576 | 0.10196 | 0.080281 | 0.39542 | 0.21631
[7 empty] | 0.036179 | 0.024436 | 0.082744 | 0.10435 | 0.41455 | 0.2088
[7 empty] | 0.027201 | 0.033425 | 0.090688 | 0.13691 | 0.42132 | 0.20457
[7 empty] | 0.024675 | 0.036014 | 0.12761 | 0.17995 | 0.41742 | 0.2012
[7 empty] | 0.025184 | 0.039462 | 0.19285 | 0.24541 | 0.41903 | 0.21019
[7 empty] | 0.032171 | 0.050747 | 0.26996 | 0.31929 | 0.41177 | 0.2096
[7 empty] | 0.051166 | 0.065828 | 0.33695 | 0.38412 | 0.41728 | 0.22543
[7 empty] | 0.079171 | 0.080879 | 0.37156 | 0.41559 | 0.40525 | 0.2286
[7 empty] | 0.0969 | 0.094335 | 0.38141 | 0.42446 | 0.39031 | 0.22515
[7 empty] | 0.10832 | 0.10583 | 0.365 | 0.43638 | 0.35915 | 0.21456
[7 empty] | 0.11165 | 0.11064 | 0.31925 | 0.42228 | 0.32157 | 0.18744
[7 empty] | 0.11419 | 0.12735 | 0.25589 | 0.39556 | 0.29721 | 0.16808
[7 empty] | 0.11537 | 0.14741 | 0.20083 | 0.35435 | 0.27131 | 0.13397
[7 empty] | 0.13009 | 0.18039 | 0.16105 | 0.3181 | 0.24868 | 0.10525
[7 empty] | 0.15246 | 0.22139 | 0.13144 | 0.29832 | 0.23187 | 0.087887
[7 empty] | 0.17844 | 0.25861 | 0.096883 | 0.29603 | 0.21823 | 0.075263
[7 empty] | 0.21117 | 0.29313 | 0.070313 | 0.28927 | 0.20669 | 0.070162
[7 empty] | 0.24113 | 0.31169 | 0.046242 | 0.27876 | 0.19036 | 0.067179
[7 empty] | 0.26738 | 0.31452 | 0.029643 | 0.2475 | 0.17784 | 0.060303
[7 empty] | 0.28249 | 0.32846 | 0.019464 | 0.20343 | 0.16299 | 0.053839
[7 empty] | 0.2978 | 0.36248 | 0.011288 | 0.16853 | 0.16658 | 0.053107
[7 empty] | 0.29073 | 0.3871 | 0.0061269 | 0.13458 | 0.16525 | 0.051521
[7 empty] | 0.26338 | 0.39679 | 0.0032227 | 0.11484 | 0.1648 | 0.056001
[7 empty] | 0.23394 | 0.41294 | 0.0051129 | 0.11155 | 0.17817 | 0.067141
[7 empty] | 0.21655 | 0.40748 | 0.012694 | 0.11058 | 0.19242 | 0.078562
[7 empty] | 0.20545 | 0.37803 | 0.032643 | 0.10879 | 0.20396 | 0.09252
[7 empty] | 0.19773 | 0.35677 | 0.05534 | 0.10815 | 0.21294 | 0.10235
[7 empty] | 0.19381 | 0.32587 | 0.070641 | 0.095222 | 0.21498 | 0.11149
[7 empty] | 0.19152 | 0.28468 | 0.080479 | 0.088365 | 0.21701 | 0.11742
[7 empty] | 0.18386 | 0.23619 | 0.082677 | 0.086532 | 0.20958 | 0.12073
[7 empty] | 0.17268 | 0.19982 | 0.083923 | 0.095971 | 0.1989 | 0.14321
[7 empty] | 0.15477 | 0.18169 | 0.083773 | 0.10594 | 0.17863 | 0.18671
[7 empty] | 0.13516 | 0.18662 | 0.083991 | 0.12342 | 0.15165 | 0.24246
[7 empty] | 0.12987 | 0.20325 | 0.087042 | 0.14397 | 0.14658 | 0.34335
[7 empty] | 0.13636 | 0.20356 | 0.093481 | 0.16146 | 0.14727 | 0.45572
[7 empty] | 0.17768 | 0.20143 | 0.10328 | 0.19268 | 0.15524 | 0.55421
[7 empty] | 0.24244 | 0.19205 | 0.12582 | 0.2187 | 0.15646 | 0.61894
[7 empty] | 0.34642 | 0.17213 | 0.15328 | 0.23294 | 0.15965 | 0.64432
[7 empty] | 0.46248 | 0.14801 | 0.16635 | 0.22133 | 0.16315 | 0.64322
[7 empty] | 0.56393 | 0.13493 | 0.15412 | 0.18424 | 0.15137 | 0.60074
[7 empty] | 0.65378 | 0.10665 | 0.14157 | 0.13733 | 0.12786 | 0.50314
[7 empty] | 0.70214 | 0.087383 | 0.13647 | 0.098778 | 0.11172 | 0.41446
[7 empty] | 0.72124 | 0.056161 | 0.13671 | 0.065803 | 0.10563 | 0.29993
[7 empty] | 0.72522 | 0.036143 | 0.14272 | 0.047821 | 0.10632 | 0.22556
[7 empty] | 0.72295 | 0.030389 | 0.15839 | 0.037938 | 0.11609 | 0.2205
[7 empty] | 0.72525 | 0.031268 | 0.18361 | 0.037388 | 0.12469 | 0.23048
[7 empty] | 0.72862 | 0.047199 | 0.20077 | 0.041988 | 0.13378 | 0.24225
[7 empty] | 0.73951 | 0.10285 | 0.21464 | 0.055787 | 0.14519 | 0.24452
[7 empty] | 0.75009 | 0.18948 | 0.19968 | 0.072178 | 0.15412 | 0.23034
[7 empty] | 0.76756 | 0.29302 | 0.18569 | 0.098506 | 0.16502 | 0.21347
[7 empty] | 0.79336 | 0.40179 | 0.18212 | 0.14741 | 0.17798 | 0.19256
[7 empty] | 0.81779 | 0.50141 | 0.18974 | 0.22774 | 0.19158 | 0.15594
[7 empty] | 0.84835 | 0.59672 | 0.21691 | 0.34769 | 0.21709 | 0.12533
[7 empty] | 0.87079 | 0.66301 | 0.2253 | 0.47587 | 0.23536 | 0.10013
[7 empty] | 0.88849 | 0.71933 | 0.22781 | 0.56897 | 0.23838 | 0.086382
[7 empty] | 0.88836 | 0.7444 | 0.21248 | 0.59018 | 0.22902 | 0.077573
[7 empty] | 0.88032 | 0.75858 | 0.18001 | 0.59398 | 0.1977 | 0.068721
[7 empty] | 0.86646 | 0.75647 | 0.1492 | 0.60204 | 0.16988 | 0.064165
[7 empty] | 0.84895 | 0.74107 | 0.12091 | 0.60573 | 0.14613 | 0.060869
[7 empty] | 0.81657 | 0.7173 | 0.10513 | 0.61415 | 0.13237 | 0.05988
[7 empty] | 0.76209 | 0.69166 | 0.092565 | 0.61906 | 0.12117 | 0.055457
[7 empty] | 0.68894 | 0.65606 | 0.077838 | 0.6192 | 0.11644 | 0.050148
[7 empty] | 0.58796 | 0.60417 | 0.072395 | 0.60333 | 0.11262 | 0.045955
[7 empty] | 0.49157 | 0.5592 | 0.06716 | 0.57542 | 0.097845 | 0.045589
[7 empty] | 0.39849 | 0.51172 | 0.060276 | 0.52343 | 0.082596 | 0.045542
[7 empty] | 0.34571 | 0.4677 | 0.059329 | 0.45924 | 0.070593 | 0.048405
[7 empty] | 0.31829 | 0.42667 | 0.060558 | 0.38333 | 0.06929 | 0.051273
[7 empty] | 0.32549 | 0.3814 | 0.056079 | 0.30801 | 0.073488 | 0.049017
[7 empty] | 0.37583 | 0.36541 | 0.055187 | 0.24901 | 0.097382 | 0.046214
[7 empty] | 0.41728 | 0.33746 | 0.062145 | 0.20433 | 0.13857 | 0.044649
[7 empty] | 0.4586 | 0.31455 | 0.082062 | 0.18188 | 0.19259 | 0.040488
[7 empty] | 0.4721 | 0.29821 | 0.09457 | 0.16894 | 0.25712 | 0.039454
[7 empty] | 0.46646 | 0.27562 | 0.082155 | 0.16862 | 0.31545 | 0.038298
[7 empty] | 0.45631 | 0.24831 | 0.05158 | 0.17477 | 0.38918 | 0.040511
[7 empty] | 0.44707 | 0.23666 | 0.036289 | 0.221 | 0.45466 | 0.041936
[7 empty] | 0.42603 | 0.20661 | 0.047042 | 0.31101 | 0.49714 | 0.041837
[7 empty] | 0.41736 | 0.18292 | 0.07179 | 0.4334 | 0.52479 | 0.045205
[7 empty] | 0.43329 | 0.15637 | 0.10142 | 0.51268 | 0.55132 | 0.054047
[7 empty] | 0.49838 | 0.14741 | 0.12505 | 0.57515 | 0.58448 | 0.068042
[7 empty] | 0.53184 | 0.14571 | 0.13283 | 0.58633 | 0.58283 | 0.094841
[7 empty] | 0.53478 | 0.16049 | 0.14621 | 0.57326 | 0.56534 | 0.12251
[7 empty] | 0.55726 | 0.19924 | 0.1702 | 0.53699 | 0.57262 | 0.15873
[7 empty] | 0.56878 | 0.26119 | 0.20024 | 0.47193 | 0.5964 | 0.19756
[7 empty] | 0.55476 | 0.30599 | 0.2071 | 0.41095 | 0.61278 | 0.24236
[7 empty] | 0.51017 | 0.33093 | 0.2004 | 0.3548 | 0.62563 | 0.25978
[7 empty] | 0.44806 | 0.34318 | 0.18995 | 0.33408 | 0.65154 | 0.26023
[7 empty] | 0.39625 | 0.34293 | 0.17754 | 0.33278 | 0.69295 | 0.23496
[7 empty] | 0.3545 | 0.33476 | 0.16216 | 0.34432 | 0.69992 | 0.19946
[7 empty] | 0.32277 | 0.31663 | 0.14148 | 0.35314 | 0.70036 | 0.16219
[7 empty] | 0.29638 | 0.29854 | 0.12652 | 0.35701 | 0.70814 | 0.13008
[7 empty] | 0.26698 | 0.27507 | 0.10425 | 0.34404 | 0.70213 | 0.1092
[7 empty] | 0.23845 | 0.25861 | 0.090376 | 0.32233 | 0.69225 | 0.093394
[7 empty] | 0.20979 | 0.26809 | 0.097197 | 0.31336 | 0.70962 | 0.085312
[7 empty] | 0.18618 | 0.28899 | 0.11875 | 0.28549 | 0.73975 | 0.070898
[7 empty] | 0.14714 | 0.32589 | 0.15195 | 0.25547 | 0.76603 | 0.060159
[7 empty] | 0.12053 | 0.38553 | 0.19564 | 0.2398 | 0.79324 | 0.055001
[7 empty] | 0.10181 | 0.46355 | 0.23196 | 0.23352 | 0.80956 | 0.047687
[7 empty] | 0.080995 | 0.55457 | 0.23905 | 0.22694 | 0.82232 | 0.044562
[7 empty] | 0.066962 | 0.62117 | 0.23436 | 0.22074 | 0.83426 | 0.056214
[7 empty] | 0.049875 | 0.64953 | 0.20715 | 0.18095 | 0.83372 | 0.074124
[7 empty] | 0.036869 | 0.67024 | 0.16454 | 0.15796 | 0.83374 | 0.10926
[7 empty] | 0.033065 | 0.67349 | 0.122 | 0.1375 | 0.82613 | 0.15462
[7 empty] | 0.030661 | 0.70155 | 0.098372 | 0.12488 | 0.8266 | 0.20363
[7 empty] | 0.030668 | 0.70444 | 0.082148 | 0.11762 | 0.80891 | 0.22885
[7 empty] | 0.034416 | 0.68497 | 0.075358 | 0.1057 | 0.78836 | 0.23768
[7 empty] | 0.036605 | 0.66274 | 0.066309 | 0.099832 | 0.77541 | 0.24256
[7 empty] | 0.036704 | 0.63316 | 0.061935 | 0.1002 | 0.76258 | 0.25253
[7 empty] | 0.033461 | 0.60742 | 0.061118 | 0.10315 | 0.75899 | 0.25402
[7 empty] | 0.02599 | 0.57243 | 0.063387 | 0.11116 | 0.76549 | 0.24619
[7 empty] | 0.021157 | 0.55015 | 0.063364 | 0.11743 | 0.77661 | 0.23852
[7 empty] | 0.018011 | 0.53078 | 0.066413 | 0.11402 | 0.78199 | 0.21367
[7 empty] | 0.01857 | 0.51759 | 0.073383 | 0.10517 | 0.78402 | 0.17662
[7 empty] | 0.019007 | 0.50674 | 0.078789 | 0.082978 | 0.7812 | 0.12814
[7 empty] | 0.02445 | 0.49951 | 0.085686 | 0.069965 | 0.78476 | 0.10282
[7 empty] | 0.030728 | 0.48575 | 0.082251 | 0.060228 | 0.78448 | 0.082003
[7 empty] | 0.031107 | 0.47601 | 0.086554 | 0.051237 | 0.788 | 0.069445
[7 empty] | 0.033093 | 0.48669 | 0.096758 | 0.047751 | 0.79256 | 0.06149
[7 empty] | 0.033704 | 0.48076 | 0.11761 | 0.0486 | 0.80282 | 0.048973
[7 empty] | 0.035961 | 0.46366 | 0.14434 | 0.047161 | 0.81037 | 0.03815
[7 empty] | 0.034422 | 0.44827 | 0.18331 | 0.048554 | 0.81401 | 0.027536
[7 empty] | 0.033993 | 0.43393 | 0.23528 | 0.047217 | 0.81544 | 0.021808
[7 empty] | 0.035768 | 0.43625 | 0.27403 | 0.052312 | 0.81224 | 0.01955
[7 empty] | 0.03371 | 0.47047 | 0.32712 | 0.052004 | 0.80588 | 0.022085
[7 empty] | 0.030713 | 0.52084 | 0.34967 | 0.051422 | 0.79382 | 0.026286
[7 empty] | 0.022665 | 0.59319 | 0.37186 | 0.050704 | 0.78487 | 0.044386
[7 empty] | 0.017604 | 0.66618 | 0.36678 | 0.049082 | 0.77072 | 0.057833
[7 empty] | 0.015999 | 0.74948 | 0.34072 | 0.04411 | 0.7701 | 0.070185
[7 empty] | 0.015273 | 0.76602 | 0.29063 | 0.037416 | 0.74241 | 0.077617
[7 empty] | 0.013621 | 0.76354 | 0.24496 | 0.032207 | 0.70977 | 0.085115
[7 empty] | 0.015402 | 0.75582 | 0.25042 | 0.031053 | 0.68259 | 0.091994
[7 empty] | 0.016156 | 0.75057 | 0.27264 | 0.03125 | 0.64669 | 0.098181
[7 empty] | 0.016393 | 0.74283 | 0.30218 | 0.034131 | 0.60571 | 0.11216
[7 empty] | 0.015342 | 0.74359 | 0.2984 | 0.035793 | 0.5719 | 0.13235
[7 empty] | 0.013827 | 0.7476 | 0.28132 | 0.039175 | 0.51427 | 0.15526
[7 empty] | 0.013482 | 0.75802 | 0.25852 | 0.038698 | 0.45629 | 0.16167
[7 empty] | 0.012613 | 0.76628 | 0.23329 | 0.034097 | 0.39748 | 0.14413
[7 empty] | 0.010966 | 0.77646 | 0.20693 | 0.027473 | 0.34785 | 0.10436
[7 empty] | 0.010747 | 0.78627 | 0.1922 | 0.022253 | 0.311 | 0.074239
[7 empty] | 0.011724 | 0.78634 | 0.16575 | 0.017853 | 0.29299 | 0.047728
[7 empty] | 0.014318 | 0.78972 | 0.1537 | 0.015414 | 0.28781 | 0.030462
[7 empty] | 0.015676 | 0.79118 | 0.15505 | 0.014098 | 0.30407 | 0.020876
[7 empty] | 0.017143 | 0.77915 | 0.15388 | 0.014897 | 0.31318 | 0.014841
[7 empty] | 0.019361 | 0.75347 | 0.15154 | 0.016974 | 0.32771 | 0.011763
[7 empty] | 0.023785 | 0.70751 | 0.15711 | 0.019377 | 0.34827 | 0.013092
[7 empty] | 0.02809 | 0.66086 | 0.16718 | 0.02574 | 0.35383 | 0.025636
[7 empty] | 0.029959 | 0.617 | 0.18873 | 0.033073 | 0.3596 | 0.063537
[7 empty] | 0.039981 | 0.58147 | 0.22224 | 0.043218 | 0.35765 | 0.14324
[7 empty] | 0.044755 | 0.56684 | 0.25382 | 0.053358 | 0.32884 | 0.25906
[7 empty] | 0.056093 | 0.5596 | 0.28663 | 0.06747 | 0.29605 | 0.40878
[7 empty] | 0.068188 | 0.55127 | 0.29536 | 0.080046 | 0.26949 | 0.55807
[7 empty] | 0.082713 | 0.56194 | 0.29622 | 0.084832 | 0.22851 | 0.68853
[7 empty] | 0.098907 | 0.53812 | 0.26536 | 0.078502 | 0.16449 | 0.74067
[7 empty] | 0.11474 | 0.48723 | 0.2439 | 0.067537 | 0.11832 | 0.75597
[7 empty] | 0.13333 | 0.42749 | 0.24305 | 0.05978 | 0.087692 | 0.73133
[7 empty] | 0.14631 | 0.34172 | 0.2503 | 0.050249 | 0.068992 | 0.67387
[7 empty] | 0.16413 | 0.28182 | 0.26263 | 0.047353 | 0.061624 | 0.5825
[7 empty] | 0.18673 | 0.23864 | 0.26785 | 0.045399 | 0.060559 | 0.53395
[7 empty] | 0.21982 | 0.21766 | 0.27373 | 0.041017 | 0.061688 | 0.52779
[7 empty] | 0.24206 | 0.21048 | 0.27977 | 0.034368 | 0.06316 | 0.52709
[7 empty] | 0.27735 | 0.2022 | 0.29034 | 0.020659 | 0.061369 | 0.52003
[7 empty] | 0.31401 | 0.19083 | 0.28769 | 0.0096276 | 0.057377 | 0.49065
[7 empty] | 0.34403 | 0.18231 | 0.29329 | 0.0049817 | 0.053568 | 0.45153
[7 empty] | 0.36806 | 0.1641 | 0.2919 | 0.0028952 | 0.050214 | 0.41181
[7 empty] | 0.38177 | 0.13086 | 0.28847 | 0.0013232 | 0.042912 | 0.37397
[7 empty] | 0.40188 | 0.10206 | 0.31495 | 0.001067 | 0.044207 | 0.3604
[7 empty] | 0.39332 | 0.076804 | 0.3294 | 0.00088916 | 0.054744 | 0.35508
[7 empty] | 0.37326 | 0.05639 | 0.33688 | 0.00063579 | 0.067003 | 0.35583
[7 empty] | 0.35947 | 0.046406 | 0.35633 | 0.00059605 | 0.080377 | 0.36336
[7 empty] | 0.34699 | 0.039026 | 0.36113 | 0.00063309 | 0.095374 | 0.3746
[7 empty] | 0.34204 | 0.036551 | 0.35615 | 0.00078934 | 0.1048 | 0.38329
[7 empty] | 0.35674 | 0.030797 | 0.3674 | 0.0018308 | 0.099209 | 0.38734
[7 empty] | 0.3728 | 0.025124 | 0.34316 | 0.0041467 | 0.080603 | 0.3909
[7 empty] | 0.40092 | 0.032545 | 0.33422 | 0.007352 | 0.061144 | 0.40731
[7 empty] | 0.4474 | 0.058 | 0.3168 | 0.011996 | 0.03698 | 0.41773
[7 empty] | 0.5256 | 0.11144 | 0.31107 | 0.014338 | 0.016449 | 0.43984
[7 empty] | 0.53117 | 0.1778 | 0.29361 | 0.013711 | 0.0083256 | 0.44064
[7 empty] | 0.47777 | 0.26586 | 0.26848 | 0.011177 | 0.004853 | 0.44366
[7 empty] | 0.41303 | 0.35187 | 0.22587 | 0.0093512 | 0.0038026 | 0.44881
[7 empty] | 0.40726 | 0.4265 | 0.18227 | 0.0058591 | 0.0038338 | 0.45946
[7 empty] | 0.44618 | 0.48602 | 0.16223 | 0.0042663 | 0.0039489 | 0.47711
[7 empty] | 0.47271 | 0.54381 | 0.1542 | 0.0035654 | 0.0052312 | 0.49425
[7 empty] | 0.46393 | 0.59524 | 0.16539 | 0.0038653 | 0.0097585 | 0.51922
[7 empty] | 0.44848 | 0.61914 | 0.17085 | 0.0042149 | 0.017678 | 0.54381
[7 empty] | 0.44832 | 0.64161 | 0.15391 | 0.0059478 | 0.030623 | 0.56154
[7 empty] | 0.44091 | 0.66007 | 0.13623 | 0.0071774 | 0.054553 | 0.57148
[7 empty] | 0.44603 | 0.67695 | 0.11518 | 0.01013 | 0.089568 | 0.58929
[7 empty] | 0.46171 | 0.69526 | 0.097419 | 0.015139 | 0.12926 | 0.61068
[7 empty] | 0.47879 | 0.70541 | 0.084864 | 0.017362 | 0.17023 | 0.65237
[7 empty] | 0.49244 | 0.72291 | 0.083057 | 0.01802 | 0.22761 | 0.70816
[7 empty] | 0.47585 | 0.73469 | 0.095796 | 0.017554 | 0.30588 | 0.75891
[7 empty] | 0.44777 | 0.74749 | 0.10236 | 0.020105 | 0.38442 | 0.80538
[7 empty] | 0.42711 | 0.74897 | 0.11544 | 0.026141 | 0.47715 | 0.83231
[7 empty] | 0.40355 | 0.7431 | 0.13327 | 0.034955 | 0.56322 | 0.84882
[7 empty] | 0.38751 | 0.73421 | 0.14346 | 0.050092 | 0.6456 | 0.85499
[7 empty] | 0.41148 | 0.7271 | 0.15131 | 0.060592 | 0.70663 | 0.87568
[7 empty] | 0.42109 | 0.71658 | 0.13632 | 0.0659 | 0.72933 | 0.87452
[7 empty] | 0.43802 | 0.72162 | 0.11333 | 0.07028 | 0.75032 | 0.8814
[7 empty] | 0.45793 | 0.72009 | 0.078083 | 0.060524 | 0.76166 | 0.8745
[7 empty] | 0.49589 | 0.7381 | 0.044326 | 0.036595 | 0.80059 | 0.88638
[7 empty] | 0.50592 | 0.73021 | 0.02857 | 0.018777 | 0.81471 | 0.88446
[7 empty] | 0.49121 | 0.70615 | 0.025761 | 0.0076026 | 0.82663 | 0.88734
[7 empty] | 0.49703 | 0.68177 | 0.030861 | 0.0025889 | 0.84256 | 0.88711
[7 empty] | 0.48877 | 0.63454 | 0.041123 | 0.0011578 | 0.86104 | 0.88575
[7 empty] | 0.46614 | 0.59207 | 0.050317 | 0.00081908 | 0.87016 | 0.88412
[7 empty] | 0.41773 | 0.55294 | 0.050782 | 0.00049671 | 0.87066 | 0.88247
[7 empty] | 0.37525 | 0.51074 | 0.046811 | 0.00083447 | 0.87576 | 0.88532
[7 empty] | 0.34167 | 0.48198 | 0.034357 | 0.00065565 | 0.88169 | 0.88407
[7 empty] | 0.32905 | 0.45669 | 0.02472 | 0.0010928 | 0.88416 | 0.88144
[7 empty] | 0.33689 | 0.42512 | 0.023149 | 0.0013041 | 0.88065 | 0.87254
[7 empty] | 0.35951 | 0.38628 | 0.026034 | 0.0020301 | 0.87854 | 0.86142
[7 empty] | 0.39193 | 0.34558 | 0.031013 | 0.0046366 | 0.87581 | 0.85308
[7 empty] | 0.42331 | 0.29401 | 0.034967 | 0.012012 | 0.87791 | 0.84739
[7 empty] | 0.48364 | 0.24088 | 0.043985 | 0.024894 | 0.87925 | 0.84685
[7 empty] | 0.524 | 0.17721 | 0.057566 | 0.0437 | 0.88067 | 0.85144
[7 empty] | 0.55097 | 0.12794 | 0.079357 | 0.07586 | 0.88091 | 0.84974
[7 empty] | 0.57775 | 0.099479 | 0.10213 | 0.11825 | 0.88024 | 0.85208
[7 empty] | 0.60688 | 0.081135 | 0.12684 | 0.17618 | 0.8788 | 0.84278
[7 empty] | 0.61592 | 0.064793 | 0.13866 | 0.23625 | 0.87666 | 0.83547
[7 empty] | 0.62952 | 0.052528 | 0.13309 | 0.33502 | 0.8762 | 0.84145
[7 empty] | 0.61636 | 0.032801 | 0.10165 | 0.43701 | 0.87467 | 0.8328
[7 empty] | 0.60946 | 0.019624 | 0.072368 | 0.52969 | 0.87057 | 0.83488
[7 empty] | 0.59766 | 0.015085 | 0.043446 | 0.58629 | 0.86992 | 0.83722
[7 empty] | 0.62337 | 0.012859 | 0.028012 | 0.64181 | 0.87025 | 0.85383
[7 empty] | 0.62896 | 0.0086369 | 0.02549 | 0.64782 | 0.87016 | 0.85221
[7 empty] | 0.59216 | 0.0072794 | 0.026915 | 0.62374 | 0.86957 | 0.85314
[7 empty] | 0.58342 | 0.0051799 | 0.026812 | 0.61279 | 0.86177 | 0.85048
[7 empty] | 0.56506 | 0.0042595 | 0.029733 | 0.5894 | 0.8622 | 0.84402
[7 empty] | 0.53477 | 0.0040353 | 0.028195 | 0.57661 | 0.85729 | 0.82879
[7 empty] | 0.48767 | 0.0040678 | 0.026301 | 0.57721 | 0.85763 | 0.81837
[7 empty] | 0.43575 | 0.0050308 | 0.023601 | 0.58501 | 0.85926 | 0.79746
[7 empty] | 0.40292 | 0.00668 | 0.021401 | 0.58544 | 0.86093 | 0.78558
[7 empty] | 0.38816 | 0.0069488 | 0.020937 | 0.57928 | 0.85685 | 0.77725
[7 empty] | 0.38599 | 0.006497 | 0.019621 | 0.56811 | 0.84772 | 0.76825
[7 empty] | 0.39602 | 0.0069787 | 0.024273 | 0.57607 | 0.8444 | 0.75649
[7 empty] | 0.3883 | 0.014872 | 0.038088 | 0.57294 | 0.83683 | 0.74064
[7 empty] | 0.39474 | 0.02071 | 0.059309 | 0.59918 | 0.82248 | 0.73801
[7 empty] | 0.4224 | 0.034589 | 0.086504 | 0.6248 | 0.80842 | 0.74172
[7 empty] | 0.45305 | 0.054491 | 0.11026 | 0.63909 | 0.79856 | 0.7513
[7 empty] | 0.4747 | 0.093229 | 0.13075 | 0.66485 | 0.79831 | 0.7605
[7 empty] | 0.50324 | 0.13474 | 0.15407 | 0.68827 | 0.79685 | 0.76677
[7 empty] | 0.52688 | 0.18171 | 0.18494 | 0.7091 | 0.79625 | 0.7436
[7 empty] | 0.55463 | 0.21055 | 0.22784 | 0.73982 | 0.80081 | 0.73001
[7 empty] | 0.56306 | 0.23383 | 0.26635 | 0.77552 | 0.80452 | 0.70205
[7 empty] | 0.58776 | 0.2175 | 0.29617 | 0.79058 | 0.79364 | 0.65981
[7 empty] | 0.62242 | 0.19811 | 0.30491 | 0.80316 | 0.78589 | 0.63144
[7 empty] | 0.63635 | 0.1783 | 0.29644 | 0.80484 | 0.76797 | 0.59139
[7 empty] | 0.6925 | 0.18288 | 0.29718 | 0.82588 | 0.76571 | 0.60135
[7 empty] | 0.69612 | 0.18321 | 0.28136 | 0.83068 | 0.74466 | 0.56622
[7 empty] | 0.6705 | 0.17747 | 0.28279 | 0.82827 | 0.69391 | 0.52773
[7 empty] | 0.66244 | 0.17188 | 0.32218 | 0.82265 | 0.6654 | 0.50963
[7 empty] | 0.63373 | 0.174 | 0.37619 | 0.81404 | 0.64558 | 0.48335
[7 empty] | 0.59585 | 0.18513 | 0.41387 | 0.80895 | 0.62461 | 0.46577
[7 empty] | 0.57256 | 0.19648 | 0.41606 | 0.80849 | 0.61039 | 0.44028
[7 empty] | 0.55076 | 0.21773 | 0.41779 | 0.80628 | 0.59761 | 0.41291
[7 empty] | 0.51789 | 0.24538 | 0.41046 | 0.79799 | 0.58147 | 0.39358
[7 empty] | 0.50602 | 0.26656 | 0.39698 | 0.78902 | 0.55145 | 0.37423
[7 empty] | 0.48773 | 0.29025 | 0.38872 | 0.77246 | 0.5168 | 0.34057
[7 empty] | 0.49415 | 0.31287 | 0.38954 | 0.74953 | 0.47059 | 0.31783
[7 empty] | 0.50529 | 0.31746 | 0.394 | 0.72316 | 0.44573 | 0.27859
[7 empty] | 0.52484 | 0.31227 | 0.39992 | 0.71805 | 0.44439 | 0.24524
[7 empty] | 0.54562 | 0.33147 | 0.44425 | 0.72118 | 0.45282 | 0.21698
[7 empty] | 0.54028 | 0.33968 | 0.5017 | 0.72675 | 0.4567 | 0.18358
[7 empty] | 0.51125 | 0.36479 | 0.54526 | 0.73823 | 0.4702 | 0.15284
[7 empty] | 0.47632 | 0.4071 | 0.58152 | 0.75768 | 0.5007 | 0.12651
[7 empty] | 0.41127 | 0.45629 | 0.59314 | 0.76911 | 0.53048 | 0.098164
[7 empty] | 0.35581 | 0.49305 | 0.59112 | 0.77385 | 0.54701 | 0.065461
[7 empty] | 0.31445 | 0.5305 | 0.58311 | 0.77213 | 0.55566 | 0.041621
[7 empty] | 0.26552 | 0.5179 | 0.57514 | 0.74596 | 0.54863 | 0.021753
[7 empty] | 0.23611 | 0.49931 | 0.58515 | 0.7168 | 0.54842 | 0.023938
[7 empty] | 0.20954 | 0.47841 | 0.58588 | 0.70028 | 0.55135 | 0.036335
[7 empty] | 0.19997 | 0.51133 | 0.60489 | 0.72996 | 0.58637 | 0.057347
[7 empty] | 0.19327 | 0.52684 | 0.60435 | 0.73524 | 0.60504 | 0.077473
[7 empty] | 0.18589 | 0.53923 | 0.58188 | 0.74102 | 0.61076 | 0.099598
[7 empty] | 0.18223 | 0.5456 | 0.59854 | 0.74047 | 0.64244 | 0.12441
[7 empty] | 0.18701 | 0.53045 | 0.62057 | 0.72538 | 0.66475 | 0.1516
[7 empty] | 0.19132 | 0.5196 | 0.62894 | 0.70899 | 0.68077 | 0.19225
[7 empty] | 0.1898 | 0.49582 | 0.63687 | 0.70131 | 0.69556 | 0.22464
[7 empty] | 0.18393 | 0.47663 | 0.62419 | 0.69951 | 0.70401 | 0.24945
[7 empty] | 0.18014 | 0.455 | 0.61972 | 0.69339 | 0.71236 | 0.26965
[7 empty] | 0.18215 | 0.41957 | 0.6021 | 0.68234 | 0.70943 | 0.27379
[7 empty] | 0.20006 | 0.36933 | 0.59502 | 0.66298 | 0.70256 | 0.25359
[7 empty] | 0.23227 | 0.32071 | 0.60834 | 0.65477 | 0.70812 | 0.22771
[7 empty] | 0.28068 | 0.25768 | 0.6072 | 0.65255 | 0.69837 | 0.18521
[7 empty] | 0.33988 | 0.20686 | 0.62154 | 0.67124 | 0.68869 | 0.14203
[7 empty] | 0.41434 | 0.17331 | 0.64653 | 0.7161 | 0.68063 | 0.11471
[7 empty] | 0.4778 | 0.16469 | 0.65022 | 0.75489 | 0.69106 | 0.085104
[7 empty] | 0.51779 | 0.16448 | 0.64861 | 0.79021 | 0.69564 | 0.064564
[7 empty] | 0.55232 | 0.1648 | 0.64095 | 0.82423 | 0.70582 | 0.054315
[7 empty] | 0.56532 | 0.15016 | 0.62796 | 0.84351 | 0.71271 | 0.050636
[7 empty] | 0.56063 | 0.12787 | 0.61262 | 0.86051 | 0.71958 | 0.056161
[7 empty] | 0.56399 | 0.12055 | 0.60012 | 0.87113 | 0.72859 | 0.061143
[7 empty] | 0.56096 | 0.11278 | 0.56599 | 0.87653 | 0.72008 | 0.052108
[7 empty] | 0.56111 | 0.10926 | 0.53035 | 0.87921 | 0.71501 | 0.036453
[7 empty] | 0.55809 | 0.10622 | 0.50757 | 0.88472 | 0.71039 | 0.022624
[7 empty] | 0.58451 | 0.099395 | 0.49914 | 0.89637 | 0.73431 | 0.011042
[7 empty] | 0.58249 | 0.080953 | 0.4666 | 0.90139 | 0.73466 | 0.0070821
[7 empty] | 0.56301 | 0.066664 | 0.4353 | 0.89851 | 0.72391 | 0.010606
[7 empty] | 0.56168 | 0.059345 | 0.41165 | 0.8921 | 0.72458 | 0.019683
[7 empty] | 0.55916 | 0.054194 | 0.38986 | 0.88518 | 0.72543 | 0.032648
[7 empty] | 0.55569 | 0.043708 | 0.37616 | 0.87865 | 0.7277 | 0.048748
[7 empty] | 0.55984 | 0.038388 | 0.37396 | 0.87042 | 0.71927 | 0.057291
[7 empty] | 0.55622 | 0.035608 | 0.37768 | 0.85727 | 0.69952 | 0.060835
[7 empty] | 0.53932 | 0.035899 | 0.38951 | 0.83837 | 0.69601 | 0.060884
[7 empty] | 0.50591 | 0.036218 | 0.3908 | 0.81526 | 0.68978 | 0.06451
[7 empty] | 0.46082 | 0.033334 | 0.38496 | 0.78037 | 0.68605 | 0.06839
[7 empty] | 0.42954 | 0.040179 | 0.38448 | 0.74944 | 0.6923 | 0.067917
[7 empty] | 0.41679 | 0.052234 | 0.38189 | 0.72852 | 0.70224 | 0.066089
[7 empty] | 0.42212 | 0.070173 | 0.38524 | 0.71504 | 0.71035 | 0.060987
[7 empty] | 0.44985 | 0.098561 | 0.41273 | 0.71699 | 0.72454 | 0.05559
[7 empty] | 0.47493 | 0.14361 | 0.43984 | 0.72298 | 0.74628 | 0.054069
[7 empty] | 0.50322 | 0.19381 | 0.46481 | 0.73625 | 0.75941 | 0.05194
[7 empty] | 0.54252 | 0.2457 | 0.49939 | 0.7485 | 0.7745 | 0.049387
[7 empty] | 0.58265 | 0.28771 | 0.51348 | 0.7678 | 0.78187 | 0.051381
[7 empty] | 0.60842 | 0.30554 | 0.51126 | 0.77996 | 0.78435 | 0.05191
[7 empty] | 0.61597 | 0.3298 | 0.51958 | 0.77455 | 0.78562 | 0.052071
[7 empty] | 0.60493 | 0.33772 | 0.51417 | 0.76142 | 0.76445 | 0.052908
[7 empty] | 0.57711 | 0.38039 | 0.5104 | 0.74286 | 0.74264 | 0.066483
[7 empty] | 0.55344 | 0.45604 | 0.52482 | 0.73265 | 0.71348 | 0.086644
[7 empty] | 0.58035 | 0.60671 | 0.56674 | 0.75986 | 0.72596 | 0.11455
[7 empty] | 0.59903 | 0.71793 | 0.60418 | 0.76904 | 0.73147 | 0.13792
[7 empty] | 0.57618 | 0.75283 | 0.63247 | 0.77816 | 0.73589 | 0.15156
[7 empty] | 0.57219 | 0.77099 | 0.65599 | 0.78366 | 0.76009 | 0.15222
[7 empty] | 0.55011 | 0.77215 | 0.68465 | 0.77363 | 0.7773 | 0.14394
[7 empty] | 0.53596 | 0.76456 | 0.70693 | 0.7736 | 0.78593 | 0.14853
[7 empty] | 0.53236 | 0.75875 | 0.71712 | 0.77693 | 0.78833 | 0.16125
[7 empty] | 0.53801 | 0.74806 | 0.71967 | 0.77449 | 0.77174 | 0.1806
[7 empty] | 0.54714 | 0.74438 | 0.71928 | 0.7774 | 0.76451 | 0.20658
[7 empty] | 0.57531 | 0.74239 | 0.71803 | 0.78239 | 0.74303 | 0.22456
[7 empty] | 0.6014 | 0.73209 | 0.69716 | 0.78813 | 0.70911 | 0.22768
[7 empty] | 0.62499 | 0.73971 | 0.68476 | 0.80576 | 0.68219 | 0.23434
[7 empty] | 0.63828 | 0.73144 | 0.6691 | 0.80712 | 0.63994 | 0.23139
[7 empty] | 0.63048 | 0.71777 | 0.65577 | 0.81909 | 0.63329 | 0.22821
[7 empty] | 0.62169 | 0.69673 | 0.65843 | 0.82951 | 0.65788 | 0.23865
[7 empty] | 0.60182 | 0.65963 | 0.65068 | 0.83212 | 0.67681 | 0.23578
[7 empty] | 0.56876 | 0.58343 | 0.62542 | 0.84037 | 0.68202 | 0.21884
[7 empty] | 0.52893 | 0.49726 | 0.59387 | 0.84092 | 0.6898 | 0.201
[7 empty] | 0.46563 | 0.43242 | 0.5334 | 0.83729 | 0.70955 | 0.17522
[7 empty] | 0.40109 | 0.40141 | 0.47372 | 0.83561 | 0.72217 | 0.15285
[7 empty] | 0.34911 | 0.39793 | 0.42808 | 0.82999 | 0.72345 | 0.13262
[7 empty] | 0.30737 | 0.38536 | 0.39829 | 0.80488 | 0.70704 | 0.11538
[7 empty] | 0.29016 | 0.39424 | 0.37652 | 0.78152 | 0.67936 | 0.10747
[7 empty] | 0.27607 | 0.39381 | 0.35491 | 0.75962 | 0.64035 | 0.10591
[7 empty] | 0.25717 | 0.42738 | 0.35809 | 0.75921 | 0.63926 | 0.10927
[7 empty] | 0.21877 | 0.42301 | 0.35909 | 0.74855 | 0.62026 | 0.10848
[7 empty] | 0.18508 | 0.41892 | 0.36449 | 0.74609 | 0.57039 | 0.10077
[7 empty] | 0.1512 | 0.42292 | 0.37498 | 0.74428 | 0.57544 | 0.092178
[7 empty] | 0.12644 | 0.42377 | 0.36564 | 0.72982 | 0.58016 | 0.081583
[7 empty] | 0.11149 | 0.40106 | 0.38071 | 0.71709 | 0.60102 | 0.07718
[7 empty] | 0.10319 | 0.36782 | 0.41551 | 0.70918 | 0.6084 | 0.072776
[7 empty] | 0.091368 | 0.3311 | 0.471 | 0.70727 | 0.61179 | 0.070042
[7 empty] | 0.083673 | 0.30791 | 0.5169 | 0.71212 | 0.60133 | 0.073617
[7 empty] | 0.074589 | 0.25622 | 0.55987 | 0.70854 | 0.59866 | 0.079537
[7 empty] | 0.067991 | 0.22096 | 0.58544 | 0.69918 | 0.58443 | 0.090882
[7 empty] | 0.059041 | 0.20252 | 0.59289 | 0.70134 | 0.59405 | 0.098481
[7 empty] | 0.053569 | 0.18263 | 0.59245 | 0.69981 | 0.59223 | 0.097618
[7 empty] | 0.049268 | 0.16036 | 0.59897 | 0.69962 | 0.61314 | 0.095375
[7 empty] | 0.0507 | 0.14876 | 0.64034 | 0.70339 | 0.65565 | 0.092732
[7 empty] | 0.050227 | 0.13249 | 0.68628 | 0.70896 | 0.67814 | 0.091391
[7 empty] | 0.05335 | 0.11158 | 0.74017 | 0.70446 | 0.68348 | 0.08764
[7 empty] | 0.064725 | 0.09299 | 0.79149 | 0.71168 | 0.68665 | 0.084629
[7 empty] | 0.076135 | 0.073143 | 0.83116 | 0.70879 | 0.67694 | 0.084216
[7 empty] | 0.091628 | 0.046385 | 0.85209 | 0.70842 | 0.66859 | 0.076228
[7 empty] | 0.10584 | 0.030386 | 0.86057 | 0.71011 | 0.651 | 0.069451
[7 empty] | 0.11921 | 0.013602 | 0.8525 | 0.68276 | 0.61006 | 0.047993
[7 empty] | 0.12992 | 0.0085678 | 0.8461 | 0.63782 | 0.59879 | 0.022543
[7 empty] | 0.13122 | 0.0052289 | 0.83447 | 0.59491 | 0.61138 | 0.015063
[7 empty] | 0.12754 | 0.0065752 | 0.8452 | 0.56981 | 0.66722 | 0.014206
[7 empty] | 0.1087 | 0.0095608 | 0.82511 | 0.51149 | 0.7101 | 0.015222
[7 empty] | 0.087793 | 0.018098 | 0.80067 | 0.45255 | 0.72362 | 0.020001
[7 empty] | 0.066298 | 0.024913 | 0.76187 | 0.41756 | 0.76139 | 0.023837
[7 empty] | 0.048617 | 0.03208 | 0.73502 | 0.38264 | 0.79918 | 0.026885
[7 empty] | 0.033262 | 0.035233 | 0.72305 | 0.35374 | 0.82216 | 0.033028
[7 empty] | 0.03122 | 0.035218 | 0.72464 | 0.32558 | 0.83183 | 0.040612
[7 empty] | 0.030434 | 0.033272 | 0.71975 | 0.31939 | 0.83177 | 0.04996
[7 empty] | 0.033935 | 0.032885 | 0.7407 | 0.31938 | 0.83271 | 0.059453
[7 empty] | 0.036609 | 0.034809 | 0.76883 | 0.32134 | 0.83636 | 0.066171
[7 empty] | 0.034959 | 0.036009 | 0.79012 | 0.32342 | 0.83911 | 0.065277
[7 empty] | 0.033509 | 0.036259 | 0.80985 | 0.32467 | 0.85121 | 0.058822
[7 empty] | 0.033007 | 0.03463 | 0.80929 | 0.3145 | 0.84914 | 0.045528
[7 empty] | 0.033703 | 0.026503 | 0.81221 | 0.30431 | 0.84689 | 0.035402
[7 empty] | 0.033398 | 0.020477 | 0.80779 | 0.30734 | 0.84076 | 0.028702
[7 empty] | 0.032069 | 0.017011 | 0.7952 | 0.30742 | 0.8371 | 0.024296
[7 empty] | 0.02843 | 0.017965 | 0.76386 | 0.29043 | 0.83086 | 0.025149
[7 empty] | 0.025155 | 0.033191 | 0.70961 | 0.28643 | 0.8277 | 0.033608
[7 empty] | 0.021605 | 0.056251 | 0.62583 | 0.27863 | 0.81577 | 0.047605
[7 empty] | 0.019119 | 0.094375 | 0.52292 | 0.26227 | 0.8013 | 0.076863
[7 empty] | 0.015907 | 0.13786 | 0.42694 | 0.23644 | 0.7963 | 0.12554
[7 empty] | 0.012905 | 0.15856 | 0.36725 | 0.18889 | 0.75777 | 0.19267
[7 empty] | 0.014414 | 0.17295 | 0.36157 | 0.14756 | 0.70915 | 0.278
[7 empty] | 0.017358 | 0.19197 | 0.37426 | 0.10294 | 0.66535 | 0.36656
[7 empty] | 0.021461 | 0.19152 | 0.42 | 0.082592 | 0.66491 | 0.45054
[7 empty] | 0.031542 | 0.18554 | 0.43916 | 0.06805 | 0.66104 | 0.48404
[7 empty] | 0.060182 | 0.17359 | 0.44807 | 0.058994 | 0.64514 | 0.48577
[7 empty] | 0.084388 | 0.15809 | 0.47763 | 0.054359 | 0.65426 | 0.49343
[7 empty] | 0.097414 | 0.14741 | 0.49986 | 0.050433 | 0.67121 | 0.4872
[7 empty] | 0.10915 | 0.15487 | 0.50772 | 0.045739 | 0.66532 | 0.47575
[7 empty] | 0.10884 | 0.16651 | 0.48887 | 0.040717 | 0.65325 | 0.44412
[7 empty] | 0.097495 | 0.18921 | 0.46725 | 0.036382 | 0.63048 | 0.39477
[7 empty] | 0.085245 | 0.19146 | 0.43674 | 0.034114 | 0.59329 | 0.33237
[7 empty] | 0.079942 | 0.15361 | 0.40202 | 0.030916 | 0.55576 | 0.25991
[7 empty] | 0.075976 | 0.11922 | 0.37797 | 0.02562 | 0.50873 | 0.20971
[7 empty] | 0.072391 | 0.10228 | 0.35615 | 0.023216 | 0.48298 | 0.20285
[7 empty] | 0.068683 | 0.10409 | 0.34859 | 0.017871 | 0.45459 | 0.22098
[7 empty] | 0.059683 | 0.11482 | 0.35764 | 0.010257 | 0.4436 | 0.24695
[7 empty] | 0.05001 | 0.13289 | 0.41465 | 0.0068058 | 0.44559 | 0.28236
[7 empty] | 0.040426 | 0.16163 | 0.46027 | 0.0057459 | 0.43127 | 0.29452
[7 empty] | 0.028066 | 0.18431 | 0.49412 | 0.0061095 | 0.40531 | 0.28084
[7 empty] | 0.020046 | 0.21108 | 0.50932 | 0.011305 | 0.38604 | 0.26851
[7 empty] | 0.014857 | 0.23975 | 0.49646 | 0.020578 | 0.35855 | 0.2563
[7 empty] | 0.010819 | 0.25655 | 0.45033 | 0.035586 | 0.31931 | 0.24153
[7 empty] | 0.010148 | 0.26886 | 0.403 | 0.05136 | 0.29289 | 0.24856
[7 empty] | 0.0096879 | 0.23968 | 0.33416 | 0.063579 | 0.25277 | 0.27945
[7 empty] | 0.011824 | 0.20838 | 0.29603 | 0.071385 | 0.22191 | 0.36899
[7 empty] | 0.01422 | 0.16976 | 0.30307 | 0.0718 | 0.18483 | 0.45581
[7 empty] | 0.01975 | 0.14792 | 0.34705 | 0.071364 | 0.15342 | 0.55696
[7 empty] | 0.026692 | 0.12848 | 0.38996 | 0.069066 | 0.11829 | 0.60979
[7 empty] | 0.032081 | 0.11115 | 0.40803 | 0.069442 | 0.094342 | 0.65506
[7 empty] | 0.038076 | 0.10416 | 0.36944 | 0.072308 | 0.089443 | 0.68
[7 empty] | 0.044142 | 0.098844 | 0.30325 | 0.073509 | 0.087881 | 0.68901
[7 empty] | 0.045697 | 0.097318 | 0.25678 | 0.073344 | 0.088777 | 0.68258
[7 empty] | 0.044186 | 0.097347 | 0.22993 | 0.066358 | 0.080525 | 0.6469
[7 empty] | 0.043021 | 0.093947 | 0.22267 | 0.059535 | 0.068189 | 0.5913
[7 empty] | 0.04131 | 0.0853 | 0.21915 | 0.055438 | 0.050757 | 0.53562
[7 empty] | 0.042585 | 0.075343 | 0.22709 | 0.058444 | 0.035449 | 0.46266
[7 empty] | 0.042122 | 0.061135 | 0.23689 | 0.064238 | 0.027715 | 0.36496
[7 empty] | 0.045628 | 0.05071 | 0.25122 | 0.064793 | 0.022281 | 0.29198
[7 empty] | 0.055306 | 0.042521 | 0.27172 | 0.05829 | 0.019189 | 0.22563
[7 empty] | 0.061493 | 0.033675 | 0.29582 | 0.04752 | 0.020222 | 0.17944
[7 empty] | 0.081385 | 0.032318 | 0.32941 | 0.041961 | 0.025551 | 0.1635
[7 empty] | 0.10053 | 0.045051 | 0.34463 | 0.044583 | 0.033512 | 0.14532
[7 empty] | 0.12113 | 0.072258 | 0.33007 | 0.050883 | 0.039399 | 0.12494
[7 empty] | 0.14742 | 0.12298 | 0.30562 | 0.065322 | 0.041507 | 0.10607
[7 empty] | 0.17053 | 0.17736 | 0.27708 | 0.085672 | 0.041198 | 0.094172
[7 empty] | 0.18434 | 0.22113 | 0.24211 | 0.10436 | 0.035501 | 0.096877
[7 empty] | 0.17684 | 0.23683 | 0.20877 | 0.11466 | 0.028142 | 0.10528
[7 empty] | 0.14316 | 0.2269 | 0.17668 | 0.10832 | 0.021504 | 0.12518
[7 empty] | 0.11459 | 0.205 | 0.15136 | 0.097933 | 0.017017 | 0.18173
[7 empty] | 0.088589 | 0.17902 | 0.13429 | 0.094593 | 0.012262 | 0.26399
[7 empty] | 0.085762 | 0.14747 | 0.13272 | 0.11305 | 0.010116 | 0.39672
[7 empty] | 0.094689 | 0.13145 | 0.12925 | 0.14037 | 0.010738 | 0.50769
[7 empty] | 0.10327 | 0.12373 | 0.12777 | 0.1722 | 0.01255 | 0.5828
[7 empty] | 0.10559 | 0.13551 | 0.13121 | 0.21892 | 0.014103 | 0.62504
[7 empty] | 0.10009 | 0.14469 | 0.12894 | 0.28819 | 0.016277 | 0.64303
[7 empty] | 0.086015 | 0.16124 | 0.12602 | 0.36058 | 0.015712 | 0.65675
[7 empty] | 0.065909 | 0.16293 | 0.1154 | 0.38954 | 0.012876 | 0.65429
[7 empty] | 0.050686 | 0.15729 | 0.10923 | 0.40866 | 0.010109 | 0.65152
[7 empty] | 0.047799 | 0.14272 | 0.11018 | 0.38031 | 0.0073832 | 0.6441
[7 empty] | 0.051525 | 0.13036 | 0.12057 | 0.31101 | 0.0055243 | 0.62954
[7 empty] | 0.053001 | 0.11939 | 0.13795 | 0.23177 | 0.005124 | 0.60752
[7 empty] | 0.054251 | 0.12372 | 0.16127 | 0.21006 | 0.0050487 | 0.53863
[7 empty] | 0.055523 | 0.12647 | 0.16155 | 0.21868 | 0.0055531 | 0.45597
[7 empty] | 0.053335 | 0.13604 | 0.14927 | 0.27128 | 0.0048738 | 0.3665
[7 empty] | 0.067167 | 0.15381 | 0.13424 | 0.3535 | 0.0056334 | 0.28534
[7 empty] | 0.084442 | 0.19152 | 0.12107 | 0.40854 | 0.0091886 | 0.2301
[7 empty] | 0.099087 | 0.24833 | 0.11637 | 0.43102 | 0.017387 | 0.20779
[7 empty] | 0.12118 | 0.32602 | 0.12383 | 0.45963 | 0.029738 | 0.21727
[7 empty] | 0.13435 | 0.41805 | 0.14503 | 0.46769 | 0.040805 | 0.22699
[7 empty] | 0.14462 | 0.4931 | 0.18684 | 0.44413 | 0.056689 | 0.24058
[7 empty] | 0.15757 | 0.54832 | 0.24829 | 0.40134 | 0.075143 | 0.24975
[7 empty] | 0.16329 | 0.57619 | 0.2967 | 0.35773 | 0.087795 | 0.25488
[7 empty] | 0.1808 | 0.58698 | 0.3502 | 0.31288 | 0.099295 | 0.26115
[7 empty] | 0.20736 | 0.59493 | 0.40321 | 0.27639 | 0.10591 | 0.28705
[7 empty] | 0.22882 | 0.62966 | 0.46394 | 0.25782 | 0.10938 | 0.34125
[7 empty] | 0.23876 | 0.6321 | 0.47997 | 0.22447 | 0.10873 | 0.40156
[7 empty] | 0.2184 | 0.6092 | 0.47604 | 0.2064 | 0.11131 | 0.46689
[7 empty] | 0.18228 | 0.61221 | 0.49075 | 0.19879 | 0.11489 | 0.51627
[7 empty] | 0.15216 | 0.59895 | 0.49688 | 0.18994 | 0.12669 | 0.53561
[7 empty] | 0.12701 | 0.5775 | 0.49506 | 0.1848 | 0.15114 | 0.5258
[7 empty] | 0.10999 | 0.55099 | 0.45538 | 0.18186 | 0.16733 | 0.50564
[7 empty] | 0.10467 | 0.49254 | 0.42979 | 0.17535 | 0.17914 | 0.48273
[7 empty] | 0.09694 | 0.44516 | 0.3987 | 0.17511 | 0.19093 | 0.46347
[7 empty] | 0.090027 | 0.37612 | 0.37518 | 0.16817 | 0.19665 | 0.46483
[7 empty] | 0.094472 | 0.32535 | 0.36688 | 0.15401 | 0.19663 | 0.47369
[7 empty] | 0.12437 | 0.30363 | 0.32124 | 0.13878 | 0.19694 | 0.47767
[7 empty] | 0.16885 | 0.29626 | 0.26065 | 0.12515 | 0.19538 | 0.4671
[7 empty] | 0.22863 | 0.31203 | 0.19665 | 0.1131 | 0.20522 | 0.47383
[7 empty] | 0.30821 | 0.36626 | 0.14693 | 0.10883 | 0.23584 | 0.49144
[7 empty] | 0.36825 | 0.41724 | 0.11123 | 0.10061 | 0.26178 | 0.50921
[7 empty] | 0.40694 | 0.44881 | 0.096696 | 0.094139 | 0.29628 | 0.50898
[7 empty] | 0.42637 | 0.47693 | 0.091746 | 0.094486 | 0.33426 | 0.53133
[7 empty] | 0.4229 | 0.48252 | 0.10311 | 0.10642 | 0.37556 | 0.54703
[7 empty] | 0.38722 | 0.47988 | 0.11852 | 0.11204 | 0.40443 | 0.55167
[7 empty] | 0.35505 | 0.48992 | 0.13317 | 0.11408 | 0.42851 | 0.54233
[7 empty] | 0.32062 | 0.50223 | 0.14534 | 0.096352 | 0.43182 | 0.51405
[7 empty] | 0.31148 | 0.52094 | 0.1785 | 0.076375 | 0.43731 | 0.4716
[7 empty] | 0.31334 | 0.53516 | 0.21957 | 0.066499 | 0.43169 | 0.44334
[7 empty] | 0.33395 | 0.56477 | 0.29127 | 0.070871 | 0.44791 | 0.4391
[7 empty] | 0.36712 | 0.5748 | 0.36401 | 0.082552 | 0.43016 | 0.40483
[7 empty] | 0.39189 | 0.56282 | 0.42939 | 0.092484 | 0.3812 | 0.3866
[7 empty] | 0.45061 | 0.57924 | 0.47235 | 0.10986 | 0.36251 | 0.36949
[7 empty] | 0.51327 | 0.59267 | 0.52071 | 0.12343 | 0.34635 | 0.35016
[7 empty] | 0.55121 | 0.59143 | 0.55905 | 0.15272 | 0.35409 | 0.32913
[7 empty] | 0.55102 | 0.58925 | 0.57283 | 0.18006 | 0.37782 | 0.30727
[7 empty] | 0.52773 | 0.57845 | 0.56823 | 0.20567 | 0.40192 | 0.29667
[7 empty] | 0.51304 | 0.55543 | 0.55477 | 0.22412 | 0.41716 | 0.31404
[7 empty] | 0.5101 | 0.52963 | 0.53891 | 0.22084 | 0.41628 | 0.334
[7 empty] | 0.50309 | 0.4894 | 0.50357 | 0.18276 | 0.41398 | 0.35663
[7 empty] | 0.49703 | 0.46885 | 0.45246 | 0.14165 | 0.40076 | 0.39291
[7 empty] | 0.49214 | 0.46185 | 0.39876 | 0.099822 | 0.39636 | 0.41354
[7 empty] | 0.48603 | 0.46977 | 0.34743 | 0.063093 | 0.39546 | 0.4408
[7 empty] | 0.50457 | 0.48561 | 0.315 | 0.043358 | 0.41627 | 0.47546
[7 empty] | 0.53469 | 0.49432 | 0.2878 | 0.035167 | 0.43118 | 0.48535
[7 empty] | 0.57209 | 0.50703 | 0.27018 | 0.033477 | 0.46111 | 0.4686
[7 empty] | 0.61327 | 0.52813 | 0.28031 | 0.033014 | 0.49979 | 0.44176
[7 empty] | 0.6481 | 0.55001 | 0.32341 | 0.032742 | 0.54916 | 0.40527
[7 empty] | 0.66748 | 0.57359 | 0.38907 | 0.03741 | 0.58145 | 0.37832
[7 empty] | 0.67418 | 0.60377 | 0.4806 | 0.048786 | 0.61092 | 0.38371
[7 empty] | 0.6588 | 0.61089 | 0.55027 | 0.059845 | 0.62514 | 0.40458
[7 empty] | 0.6347 | 0.62624 | 0.60691 | 0.082431 | 0.63966 | 0.44092
[7 empty] | 0.61846 | 0.63141 | 0.62684 | 0.11458 | 0.64729 | 0.46452
[7 empty] | 0.64223 | 0.6548 | 0.65172 | 0.15645 | 0.67392 | 0.48088
[7 empty] | 0.64079 | 0.64131 | 0.6284 | 0.1887 | 0.65853 | 0.47595
[7 empty] | 0.60366 | 0.61152 | 0.57997 | 0.21137 | 0.61635 | 0.46361
[7 empty] | 0.61126 | 0.60329 | 0.51668 | 0.23497 | 0.59 | 0.45882
[7 empty] | 0.60124 | 0.58854 | 0.43036 | 0.26822 | 0.56705 | 0.44253
[7 empty] | 0.60364 | 0.57888 | 0.35562 | 0.31219 | 0.54961 | 0.41856
[7 empty] | 0.60222 | 0.57871 | 0.28261 | 0.34575 | 0.54843 | 0.39867
[7 empty] | 0.59598 | 0.57945 | 0.23153 | 0.38207 | 0.54322 | 0.37688
[7 empty] | 0.59539 | 0.57136 | 0.19192 | 0.39429 | 0.53385 | 0.37021
[7 empty] | 0.59739 | 0.55633 | 0.16501 | 0.37655 | 0.52157 | 0.38758
[7 empty] | 0.61261 | 0.53531 | 0.15716 | 0.34654 | 0.51169 | 0.41331
[7 empty] | 0.62868 | 0.51061 | 0.15056 | 0.32525 | 0.49204 | 0.45158
[7 empty] | 0.64331 | 0.49948 | 0.14546 | 0.31708 | 0.47597 | 0.47774
[7 empty] | 0.66156 | 0.49694 | 0.13996 | 0.3254 | 0.47217 | 0.50828
[7 empty] | 0.6842 | 0.50571 | 0.13843 | 0.34424 | 0.47831 | 0.54606
[7 empty] | 0.68712 | 0.51325 | 0.13565 | 0.32578 | 0.47712 | 0.57101
[7 empty] | 0.67792 | 0.52013 | 0.12275 | 0.29309 | 0.46808 | 0.55109
[7 empty] | 0.66528 | 0.54224 | 0.11859 | 0.25715 | 0.49535 | 0.52122
[7 empty] | 0.64772 | 0.55001 | 0.12097 | 0.23201 | 0.51369 | 0.47499
[7 empty] | 0.61575 | 0.55633 | 0.12366 | 0.22237 | 0.52978 | 0.41147
[7 empty] | 0.58432 | 0.56841 | 0.13194 | 0.24589 | 0.5482 | 0.35249
[7 empty] | 0.51404 | 0.57536 | 0.12155 | 0.28703 | 0.55089 | 0.3063
[7 empty] | 0.47579 | 0.5882 | 0.11667 | 0.36907 | 0.5549 | 0.27255
[7 empty] | 0.45645 | 0.58535 | 0.11614 | 0.46277 | 0.55566 | 0.25213
[7 empty] | 0.47234 | 0.60309 | 0.13027 | 0.56148 | 0.57877 | 0.25214
[7 empty] | 0.47655 | 0.58285 | 0.12983 | 0.57662 | 0.56935 | 0.22928
[7 empty] | 0.45829 | 0.55266 | 0.12685 | 0.56989 | 0.51443 | 0.20113
[7 empty] | 0.45428 | 0.54786 | 0.13052 | 0.55467 | 0.4845 | 0.17166
[7 empty] | 0.43082 | 0.5447 | 0.13742 | 0.51936 | 0.43961 | 0.13717
[7 empty] | 0.39205 | 0.53869 | 0.14062 | 0.48831 | 0.412 | 0.11504
[7 empty] | 0.34455 | 0.53288 | 0.14923 | 0.44959 | 0.39697 | 0.093733
[7 empty] | 0.30731 | 0.51365 | 0.15796 | 0.40138 | 0.3821 | 0.076527
[7 empty] | 0.27707 | 0.48446 | 0.16323 | 0.33644 | 0.35991 | 0.06859
[7 empty] | 0.26093 | 0.4444 | 0.16191 | 0.25718 | 0.33507 | 0.062949
[7 empty] | 0.26838 | 0.40485 | 0.15142 | 0.18317 | 0.29798 | 0.055839
[7 empty] | 0.29343 | 0.36325 | 0.13607 | 0.11332 | 0.26669 | 0.049624
[7 empty] | 0.32069 | 0.32814 | 0.10556 | 0.07176 | 0.23501 | 0.041857
[7 empty] | 0.35438 | 0.29541 | 0.078169 | 0.05049 | 0.20631 | 0.033293
[7 empty] | 0.41519 | 0.29524 | 0.057529 | 0.043697 | 0.19268 | 0.026937
[7 empty] | 0.44941 | 0.30193 | 0.046332 | 0.041912 | 0.19285 | 0.021567
[7 empty] | 0.4725 | 0.32008 | 0.03844 | 0.043648 | 0.19182 | 0.014502
[7 empty] | 0.49978 | 0.3436 | 0.04262 | 0.056971 | 0.2023 | 0.014141
[7 empty] | 0.52836 | 0.35429 | 0.056284 | 0.091641 | 0.20883 | 0.020491
[7 empty] | 0.55883 | 0.36258 | 0.096885 | 0.15543 | 0.20931 | 0.028984
[7 empty] | 0.56686 | 0.37244 | 0.14824 | 0.24078 | 0.21562 | 0.042572
[7 empty] | 0.55804 | 0.36871 | 0.23414 | 0.29541 | 0.21699 | 0.054318
[7 empty] | 0.53969 | 0.36686 | 0.32596 | 0.34437 | 0.22049 | 0.071377
[7 empty] | 0.53742 | 0.38576 | 0.43992 | 0.39046 | 0.2177 | 0.088458
[7 empty] | 0.57032 | 0.4206 | 0.53505 | 0.46347 | 0.19458 | 0.11582
[7 empty] | 0.56631 | 0.43027 | 0.58024 | 0.52517 | 0.14916 | 0.14071
[7 empty] | 0.55118 | 0.42754 | 0.5878 | 0.55206 | 0.1105 | 0.16363
[7 empty] | 0.54932 | 0.4329 | 0.60549 | 0.55972 | 0.082278 | 0.19629
[7 empty] | 0.54248 | 0.42831 | 0.59445 | 0.50494 | 0.055181 | 0.22953
[7 empty] | 0.53174 | 0.42848 | 0.57221 | 0.44162 | 0.037699 | 0.28804
[7 empty] | 0.51669 | 0.40288 | 0.53859 | 0.3601 | 0.027317 | 0.35252
[7 empty] | 0.50164 | 0.37948 | 0.51343 | 0.28683 | 0.018219 | 0.41037
[7 empty] | 0.49353 | 0.34968 | 0.51642 | 0.24766 | 0.014831 | 0.43301
[7 empty] | 0.48658 | 0.31396 | 0.54833 | 0.22661 | 0.016185 | 0.43747
[7 empty] | 0.46944 | 0.26713 | 0.59323 | 0.20969 | 0.027076 | 0.43351
[7 empty] | 0.466 | 0.21765 | 0.64767 | 0.19712 | 0.039432 | 0.44281
[7 empty] | 0.46691 | 0.16755 | 0.70199 | 0.17945 | 0.064596 | 0.44695
[7 empty] | 0.47523 | 0.12609 | 0.72702 | 0.15145 | 0.095045 | 0.47199
[7 empty] | 0.50442 | 0.11176 | 0.76013 | 0.12846 | 0.14317 | 0.52347
[7 empty] | 0.51527 | 0.1134 | 0.75237 | 0.097694 | 0.19832 | 0.55162
[7 empty] | 0.52676 | 0.11883 | 0.72245 | 0.076444 | 0.26106 | 0.5729
[7 empty] | 0.53377 | 0.1245 | 0.69234 | 0.060286 | 0.32017 | 0.59973
[7 empty] | 0.53749 | 0.13297 | 0.66828 | 0.047391 | 0.37477 | 0.60221
[7 empty] | 0.53333 | 0.14328 | 0.63845 | 0.039099 | 0.40706 | 0.59702
[7 empty] | 0.5258 | 0.14182 | 0.62029 | 0.035635 | 0.4286 | 0.59195
[7 empty] | 0.50741 | 0.14695 | 0.62483 | 0.035098 | 0.44145 | 0.56948
[7 empty] | 0.50036 | 0.14622 | 0.67179 | 0.050143 | 0.45104 | 0.56125
[7 empty] | 0.51483 | 0.15034 | 0.7244 | 0.085566 | 0.45631 | 0.55572
[7 empty] | 0.55751 | 0.15653 | 0.78698 | 0.14124 | 0.46048 | 0.59324
[7 empty] | 0.56514 | 0.16368 | 0.79576 | 0.1988 | 0.42939 | 0.61085
[7 empty] | 0.54097 | 0.16192 | 0.77264 | 0.2958 | 0.32679 | 0.69907
[7 empty] | 0.53706 | 0.15806 | 0.75161 | 0.31128 | 0.24229 | 0.70663
[7 empty] | 0.52046 | 0.15022 | 0.7338 | 0.30695 | 0.17236 | 0.70806
[7 empty] | 0.51443 | 0.14667 | 0.73045 | 0.29676 | 0.12459 | 0.7121
[7 empty] | 0.49684 | 0.13451 | 0.73145 | 0.2829 | 0.084649 | 0.71256
[7 empty] | 0.46149 | 0.12878 | 0.74127 | 0.2546 | 0.063086 | 0.6895
[7 empty] | 0.42744 | 0.11184 | 0.75358 | 0.21241 | 0.053279 | 0.6661
[7 empty] | 0.39924 | 0.088954 | 0.77614 | 0.16611 | 0.044393 | 0.65741
[7 empty] | 0.37144 | 0.061214 | 0.79945 | 0.11985 | 0.037971 | 0.64883
[7 empty] | 0.35566 | 0.040854 | 0.80815 | 0.081677 | 0.031964 | 0.6369
[7 empty] | 0.33633 | 0.024192 | 0.79913 | 0.05654 | 0.023917 | 0.63131
[7 empty] | 0.31824 | 0.018066 | 0.78703 | 0.03852 | 0.016314 | 0.63766
[7 empty] | 0.3031 | 0.020107 | 0.77946 | 0.025104 | 0.014148 | 0.65042
[7 empty] | 0.27095 | 0.026809 | 0.76064 | 0.014031 | 0.010614 | 0.67693
[7 empty] | 0.23537 | 0.033766 | 0.71849 | 0.0058568 | 0.010507 | 0.69789
[7 empty] | 0.20359 | 0.038584 | 0.66317 | 0.002511 | 0.013157 | 0.71504
[7 empty] | 0.17433 | 0.038083 | 0.61059 | 0.0014813 | 0.019651 | 0.726
[7 empty] | 0.14865 | 0.034665 | 0.55902 | 0.002095 | 0.023771 | 0.715
[7 empty] | 0.13109 | 0.033982 | 0.47264 | 0.0041538 | 0.029603 | 0.69464
[7 empty] | 0.10792 | 0.035258 | 0.35867 | 0.011494 | 0.03553 | 0.65379
[7 empty] | 0.088566 | 0.040261 | 0.28555 | 0.024219 | 0.041748 | 0.60362
[7 empty] | 0.074944 | 0.040029 | 0.23253 | 0.042048 | 0.042117 | 0.57954
[7 empty] | 0.067629 | 0.041256 | 0.21371 | 0.056394 | 0.04098 | 0.58771
[7 empty] | 0.061643 | 0.042121 | 0.20788 | 0.066765 | 0.033947 | 0.59995
[7 empty] | 0.069898 | 0.039958 | 0.21588 | 0.069411 | 0.023535 | 0.61469
[7 empty] | 0.077304 | 0.034251 | 0.2074 | 0.072072 | 0.015857 | 0.63415
[7 empty] | 0.089505 | 0.028907 | 0.18725 | 0.082054 | 0.010992 | 0.64284
[7 empty] | 0.099866 | 0.024672 | 0.16844 | 0.10078 | 0.0096865 | 0.64488
[7 empty] | 0.10586 | 0.022274 | 0.15528 | 0.12812 | 0.0082826 | 0.63118
[7 empty] | 0.11088 | 0.020934 | 0.1407 | 0.15193 | 0.010182 | 0.62336
[7 empty] | 0.12469 | 0.018814 | 0.13084 | 0.17319 | 0.013138 | 0.62071
[7 empty] | 0.15156 | 0.016277 | 0.12047 | 0.18295 | 0.01754 | 0.63543
[7 empty] | 0.17305 | 0.013171 | 0.11549 | 0.18682 | 0.022741 | 0.65982
[7 empty] | 0.19541 | 0.011848 | 0.11133 | 0.19666 | 0.031477 | 0.66936
[7 empty] | 0.20429 | 0.011379 | 0.10426 | 0.21501 | 0.043017 | 0.653
[7 empty] | 0.21064 | 0.011919 | 0.09225 | 0.2446 | 0.05464 | 0.64005
[7 empty] | 0.21298 | 0.015107 | 0.082642 | 0.30167 | 0.074008 | 0.61592
[7 empty] | 0.21393 | 0.018521 | 0.070953 | 0.3565 | 0.099505 | 0.59422
[7 empty] | 0.21621 | 0.025846 | 0.064819 | 0.41191 | 0.1221 | 0.56693
[7 empty] | 0.21759 | 0.037551 | 0.079635 | 0.46624 | 0.13988 | 0.53701
[7 empty] | 0.2115 | 0.052634 | 0.097044 | 0.49617 | 0.15023 | 0.4872
[7 empty] | 0.21439 | 0.064036 | 0.10442 | 0.51611 | 0.14732 | 0.41086
[7 empty] | 0.21417 | 0.079708 | 0.10094 | 0.50168 | 0.13875 | 0.34397
[7 empty] | 0.2244 | 0.094095 | 0.10342 | 0.47411 | 0.12587 | 0.26931
[7 empty] | 0.24308 | 0.10153 | 0.10586 | 0.42364 | 0.11328 | 0.21592
[7 empty] | 0.26586 | 0.094544 | 0.10707 | 0.36082 | 0.094632 | 0.17185
[7 empty] | 0.31596 | 0.082067 | 0.12416 | 0.28245 | 0.081307 | 0.15423
[7 empty] | 0.37159 | 0.059688 | 0.14516 | 0.19355 | 0.070919 | 0.1339
[7 empty] | 0.41741 | 0.045848 | 0.16403 | 0.1177 | 0.062868 | 0.11626
[7 empty] | 0.43928 | 0.0381 | 0.17087 | 0.071647 | 0.050662 | 0.094901
[7 empty] | 0.45254 | 0.038855 | 0.1774 | 0.048315 | 0.041139 | 0.07265
[7 empty] | 0.46407 | 0.044756 | 0.18667 | 0.038259 | 0.035029 | 0.057937
[7 empty] | 0.44832 | 0.051192 | 0.18954 | 0.033306 | 0.03072 | 0.046223
[7 empty] | 0.40998 | 0.053713 | 0.20307 | 0.030778 | 0.026711 | 0.036184
[7 empty] | 0.36642 | 0.055255 | 0.23861 | 0.029629 | 0.02686 | 0.031549
[7 empty] | 0.3254 | 0.048976 | 0.29306 | 0.032348 | 0.026621 | 0.02884
[7 empty] | 0.2874 | 0.038854 | 0.35998 | 0.043064 | 0.027117 | 0.031164
[7 empty] | 0.25807 | 0.032221 | 0.42367 | 0.066726 | 0.029391 | 0.031895
[7 empty] | 0.23518 | 0.03349 | 0.46899 | 0.10193 | 0.033726 | 0.023578
[7 empty] | 0.21815 | 0.034716 | 0.51521 | 0.14494 | 0.034985 | 0.015787
[7 empty] | 0.21011 | 0.03841 | 0.57285 | 0.20496 | 0.045876 | 0.012898
[7 empty] | 0.19463 | 0.040271 | 0.62687 | 0.26355 | 0.056956 | 0.016131
[7 empty] | 0.17713 | 0.036422 | 0.64536 | 0.3155 | 0.07243 | 0.032253
[7 empty] | 0.16722 | 0.040213 | 0.66505 | 0.36649 | 0.083859 | 0.05937
[7 empty] | 0.14965 | 0.0505 | 0.67335 | 0.43383 | 0.095251 | 0.089919
[7 empty] | 0.12609 | 0.065923 | 0.67344 | 0.4958 | 0.10449 | 0.12454
[7 empty] | 0.10611 | 0.077922 | 0.68607 | 0.5514 | 0.11039 | 0.16264
[7 empty] | 0.094241 | 0.090261 | 0.69847 | 0.60967 | 0.11506 | 0.20713
[7 empty] | 0.10291 | 0.102 | 0.70929 | 0.66285 | 0.11687 | 0.23734
[7 empty] | 0.12045 | 0.10326 | 0.70897 | 0.7013 | 0.10978 | 0.26451
[7 empty] | 0.16698 | 0.10791 | 0.7582 | 0.75568 | 0.10302 | 0.29897
[7 empty] | 0.23602 | 0.099847 | 0.79473 | 0.77769 | 0.092119 | 0.32092
[7 empty] | 0.2959 | 0.07976 | 0.82206 | 0.79389 | 0.07895 | 0.33266
[7 empty] | 0.31819 | 0.05743 | 0.83247 | 0.80622 | 0.064161 | 0.35463
[7 empty] | 0.3234 | 0.035894 | 0.82834 | 0.80862 | 0.055228 | 0.38604
[7 empty] | 0.31582 | 0.025667 | 0.82622 | 0.80691 | 0.051319 | 0.43029
[7 empty] | 0.30051 | 0.022604 | 0.81891 | 0.79378 | 0.051213 | 0.46315
[7 empty] | 0.27142 | 0.028656 | 0.80978 | 0.78061 | 0.055957 | 0.48131
[7 empty] | 0.241 | 0.032008 | 0.80345 | 0.77091 | 0.057592 | 0.48733
[7 empty] | 0.21296 | 0.031315 | 0.79723 | 0.76877 | 0.059758 | 0.51753
[7 empty] | 0.18739 | 0.030733 | 0.78375 | 0.76677 | 0.059412 | 0.53217
[7 empty] | 0.16589 | 0.031953 | 0.77934 | 0.76339 | 0.059751 | 0.55912
[7 empty] | 0.15273 | 0.036029 | 0.78703 | 0.757 | 0.058912 | 0.59132
[7 empty] | 0.14219 | 0.039825 | 0.78781 | 0.74376 | 0.061846 | 0.63644
[7 empty] | 0.14123 | 0.055218 | 0.78623 | 0.73594 | 0.079763 | 0.70721
[7 empty] | 0.14212 | 0.075009 | 0.78794 | 0.72619 | 0.10768 | 0.75908
[7 empty] | 0.1366 | 0.10154 | 0.77411 | 0.71634 | 0.1466 | 0.79996
[7 empty] | 0.12687 | 0.13578 | 0.76033 | 0.71276 | 0.19199 | 0.82998
[7 empty] | 0.11257 | 0.17629 | 0.74056 | 0.71189 | 0.22574 | 0.83778
[7 empty] | 0.09451 | 0.21909 | 0.72688 | 0.70834 | 0.24922 | 0.84198
[7 empty] | 0.078097 | 0.25744 | 0.70789 | 0.70801 | 0.27154 | 0.8456
[7 empty] | 0.06083 | 0.26482 | 0.67784 | 0.7062 | 0.28441 | 0.85144
[7 empty] | 0.049944 | 0.25285 | 0.64537 | 0.70817 | 0.29677 | 0.86139
[7 empty] | 0.044147 | 0.23139 | 0.59394 | 0.70864 | 0.29142 | 0.86996
[7 empty] | 0.041908 | 0.20073 | 0.5604 | 0.71392 | 0.28691 | 0.87788
[7 empty] | 0.046648 | 0.17096 | 0.50358 | 0.72292 | 0.27061 | 0.8793
[7 empty] | 0.056367 | 0.13685 | 0.43174 | 0.73311 | 0.24569 | 0.8803
[7 empty] | 0.060324 | 0.10857 | 0.35272 | 0.74634 | 0.2143 | 0.88015
[7 empty] | 0.060567 | 0.091428 | 0.2973 | 0.76478 | 0.1773 | 0.88048
[7 empty] | 0.054942 | 0.084438 | 0.25736 | 0.78358 | 0.14368 | 0.87852
[7 empty] | 0.043511 | 0.086165 | 0.23756 | 0.80211 | 0.11486 | 0.87843
[7 empty] | 0.032208 | 0.09083 | 0.22526 | 0.80631 | 0.091527 | 0.87856
[7 empty] | 0.018431 | 0.09409 | 0.20602 | 0.81031 | 0.071177 | 0.87851
[7 empty] | 0.0097812 | 0.088078 | 0.166 | 0.80508 | 0.057119 | 0.87871
[7 empty] | 0.0050199 | 0.075366 | 0.12458 | 0.79082 | 0.052158 | 0.88183
[7 empty] | 0.00513 | 0.067269 | 0.10373 | 0.76226 | 0.050876 | 0.88371
[7 empty] | 0.0074225 | 0.064978 | 0.087479 | 0.70546 | 0.046111 | 0.88547
[7 empty] | 0.0076187 | 0.061084 | 0.075567 | 0.6507 | 0.03351 | 0.88305
[7 empty] | 0.0072207 | 0.063291 | 0.07248 | 0.61364 | 0.025958 | 0.88091
[7 empty] | 0.0053529 | 0.064492 | 0.064372 | 0.56392 | 0.014781 | 0.88288
[7 empty] | 0.0055939 | 0.064878 | 0.051754 | 0.5321 | 0.0095743 | 0.87505
[7 empty] | 0.00971 | 0.075123 | 0.042142 | 0.50038 | 0.0067126 | 0.86281
[7 empty] | 0.02024 | 0.092616 | 0.037426 | 0.46474 | 0.0069591 | 0.861
[7 empty] | 0.030459 | 0.11267 | 0.030464 | 0.43382 | 0.0083934 | 0.87143
[7 empty] | 0.045762 | 0.13821 | 0.026161 | 0.41133 | 0.013118 | 0.872
[7 empty] | 0.071255 | 0.14789 | 0.020782 | 0.38372 | 0.020789 | 0.88312
[7 empty] | 0.10182 | 0.14939 | 0.019328 | 0.3589 | 0.025921 | 0.88294
[7 empty] | 0.12916 | 0.14051 | 0.021441 | 0.33231 | 0.029521 | 0.88069
[7 empty] | 0.16372 | 0.13169 | 0.026587 | 0.33087 | 0.035495 | 0.79505
[7 empty] | 0.20524 | 0.11711 | 0.038662 | 0.32877 | 0.044132 | 0.75174
[7 empty] | 0.23844 | 0.099586 | 0.051368 | 0.31143 | 0.053311 | 0.83423
[7 empty] | 0.256 | 0.089066 | 0.060903 | 0.29934 | 0.060678 | 0.81066
[7 empty] | 0.27541 | 0.087169 | 0.071745 | 0.2832 | 0.060625 | 0.79238
[7 empty] | 0.30569 | 0.086858 | 0.090996 | 0.27737 | 0.064319 | 0.77895
[7 empty] | 0.36081 | 0.080906 | 0.11781 | 0.27347 | 0.071805 | 0.76569
[7 empty] | 0.40107 | 0.076275 | 0.14672 | 0.26648 | 0.077963 | 0.74998
[7 empty] | 0.43199 | 0.076303 | 0.17301 | 0.26973 | 0.082853 | 0.73511
[7 empty] | 0.45352 | 0.070576 | 0.192 | 0.28652 | 0.08968 | 0.71641
[7 empty] | 0.44438 | 0.063414 | 0.20306 | 0.31756 | 0.099588 | 0.68666
[7 empty] | 0.43837 | 0.057308 | 0.21556 | 0.35559 | 0.1136 | 0.63696
[7 empty] | 0.43212 | 0.056065 | 0.21541 | 0.40421 | 0.12574 | 0.58628
[7 empty] | 0.44147 | 0.057615 | 0.21175 | 0.46126 | 0.13019 | 0.52654
[7 empty] | 0.46151 | 0.070042 | 0.21875 | 0.52254 | 0.14299 | 0.47104
[7 empty] | 0.51113 | 0.088957 | 0.22478 | 0.57933 | 0.15327 | 0.41784
[7 empty] | 0.55375 | 0.1218 | 0.22139 | 0.61551 | 0.16615 | 0.36238
[7 empty] | 0.61405 | 0.1554 | 0.21912 | 0.63129 | 0.18471 | 0.30039
[7 empty] | 0.65686 | 0.19992 | 0.22107 | 0.637 | 0.20527 | 0.23291
[7 empty] | 0.69752 | 0.23462 | 0.21205 | 0.6332 | 0.22164 | 0.17815
[7 empty] | 0.73024 | 0.24702 | 0.20663 | 0.62792 | 0.23447 | 0.12525
[7 empty] | 0.75281 | 0.22051 | 0.20899 | 0.60971 | 0.24433 | 0.088481
[7 empty] | 0.77883 | 0.18645 | 0.22467 | 0.59033 | 0.26143 | 0.066466
[7 empty] | 0.77971 | 0.1495 | 0.24264 | 0.55559 | 0.27378 | 0.04337
[7 empty] | 0.78652 | 0.11594 | 0.28701 | 0.54094 | 0.30522 | 0.031897
[7 empty] | 0.75535 | 0.09005 | 0.31108 | 0.52875 | 0.3324 | 0.020671
[7 empty] | 0.72468 | 0.080423 | 0.32028 | 0.5058 | 0.35416 | 0.014857
[7 empty] | 0.68321 | 0.076589 | 0.28134 | 0.48265 | 0.37151 | 0.010768
[7 empty] | 0.65112 | 0.079873 | 0.24635 | 0.45403 | 0.38999 | 0.0073258
[7 empty] | 0.64536 | 0.082937 | 0.21582 | 0.44511 | 0.41776 | 0.0051338
[7 empty] | 0.6485 | 0.080668 | 0.18174 | 0.43647 | 0.44248 | 0.0031921
[7 empty] | 0.65639 | 0.077385 | 0.15062 | 0.42739 | 0.45115 | 0.0022718
[7 empty] | 0.66266 | 0.067032 | 0.13725 | 0.40726 | 0.4507 | 0.0021125
[7 empty] | 0.67622 | 0.054142 | 0.12174 | 0.3868 | 0.44648 | 0.0029867
[7 empty] | 0.67087 | 0.044335 | 0.09857 | 0.37146 | 0.41726 | 0.0053667
[7 empty] | 0.66398 | 0.04095 | 0.070224 | 0.37062 | 0.37868 | 0.0095065
[7 empty] | 0.63878 | 0.039342 | 0.03951 | 0.37679 | 0.34245 | 0.01171
[7 empty] | 0.61608 | 0.040212 | 0.014563 | 0.37958 | 0.3167 | 0.012608
[7 empty] | 0.61897 | 0.053195 | 0.0041325 | 0.4014 | 0.31207 | 0.016141
[7 empty] | 0.6228 | 0.066778 | 0.00078484 | 0.41383 | 0.30982 | 0.020239
[7 empty] | 0.63615 | 0.079344 | 0.00042522 | 0.42287 | 0.30446 | 0.026225
[7 empty] | 0.66526 | 0.091469 | 0.0034521 | 0.42786 | 0.30336 | 0.031096
[7 empty] | 0.68295 | 0.10335 | 0.01432 | 0.42625 | 0.29848 | 0.037033
[7 empty] | 0.699 | 0.11286 | 0.025687 | 0.40966 | 0.28462 | 0.043197
[7 empty] | 0.70846 | 0.11725 | 0.039702 | 0.37814 | 0.25845 | 0.046966
[7 empty] | 0.7302 | 0.10971 | 0.048047 | 0.33066 | 0.22757 | 0.042482
[7 empty] | 0.75362 | 0.099932 | 0.054579 | 0.27723 | 0.20727 | 0.03336
[7 empty] | 0.75508 | 0.082337 | 0.066048 | 0.24063 | 0.17359 | 0.030315
[7 empty] | 0.76293 | 0.084837 | 0.084658 | 0.23331 | 0.14927 | 0.026796
[7 empty] | 0.72971 | 0.089581 | 0.096287 | 0.24154 | 0.12527 | 0.02576
[7 empty] | 0.67141 | 0.093701 | 0.10458 | 0.24214 | 0.10796 | 0.020876
[7 empty] | 0.58067 | 0.090051 | 0.11932 | 0.23276 | 0.097775 | 0.018806
[7 empty] | 0.49024 | 0.086843 | 0.12464 | 0.21521 | 0.10142 | 0.01983
[7 empty] | 0.43796 | 0.078358 | 0.12674 | 0.19271 | 0.10615 | 0.022308
[7 empty] | 0.41602 | 0.06942 | 0.13561 | 0.16858 | 0.10305 | 0.026021
[7 empty] | 0.40178 | 0.060471 | 0.13994 | 0.14425 | 0.090513 | 0.028291
[7 empty] | 0.37141 | 0.054601 | 0.14112 | 0.12078 | 0.07661 | 0.03333
[7 empty] | 0.3278 | 0.050551 | 0.13947 | 0.11091 | 0.062365 | 0.044561
[7 empty] | 0.27072 | 0.050692 | 0.16005 | 0.1037 | 0.045807 | 0.05821
[7 empty] | 0.22776 | 0.062982 | 0.18505 | 0.10877 | 0.039533 | 0.07095
[7 empty] | 0.19082 | 0.087058 | 0.20389 | 0.11626 | 0.040028 | 0.082236
[7 empty] | 0.16771 | 0.12357 | 0.22167 | 0.13537 | 0.043179 | 0.093616
[7 empty] | 0.17097 | 0.16328 | 0.23248 | 0.17756 | 0.054093 | 0.11058
[7 empty] | 0.18697 | 0.19799 | 0.23177 | 0.23359 | 0.07191 | 0.12976
[7 empty] | 0.20741 | 0.2275 | 0.21298 | 0.32291 | 0.093254 | 0.15757
[7 empty] | 0.22355 | 0.26773 | 0.1826 | 0.41223 | 0.11258 | 0.17652
[7 empty] | 0.25157 | 0.33087 | 0.16186 | 0.49109 | 0.12787 | 0.19979
[7 empty] | 0.27173 | 0.39998 | 0.14016 | 0.54892 | 0.13136 | 0.22343
[7 empty] | 0.28861 | 0.47299 | 0.13193 | 0.5734 | 0.13579 | 0.25742
[7 empty] | 0.28788 | 0.56545 | 0.13184 | 0.56911 | 0.13803 | 0.30481
[7 empty] | 0.2834 | 0.64241 | 0.14145 | 0.52884 | 0.14108 | 0.36854
[7 empty] | 0.27633 | 0.68476 | 0.156 | 0.4596 | 0.13664 | 0.43742
[7 empty] | 0.27387 | 0.72498 | 0.18115 | 0.38514 | 0.12658 | 0.51802
[7 empty] | 0.26894 | 0.74424 | 0.21103 | 0.31613 | 0.10855 | 0.55432
[7 empty] | 0.26388 | 0.75475 | 0.23829 | 0.25753 | 0.09539 | 0.57683
[7 empty] | 0.27087 | 0.74592 | 0.26325 | 0.21077 | 0.08583 | 0.56619
[7 empty] | 0.28484 | 0.73659 | 0.28555 | 0.16916 | 0.074042 | 0.53441
[7 empty] | 0.29658 | 0.72242 | 0.30405 | 0.15301 | 0.065825 | 0.50251
[7 empty] | 0.30424 | 0.67763 | 0.31335 | 0.15001 | 0.057608 | 0.45484
[7 empty] | 0.29876 | 0.61569 | 0.31671 | 0.1571 | 0.04925 | 0.41877
[7 empty] | 0.28794 | 0.53226 | 0.33033 | 0.17782 | 0.041616 | 0.39154
[7 empty] | 0.2732 | 0.4771 | 0.35508 | 0.22598 | 0.034292 | 0.40544
[7 empty] | 0.25705 | 0.43576 | 0.38573 | 0.28694 | 0.028071 | 0.4215
[7 empty] | 0.25616 | 0.40881 | 0.40886 | 0.36051 | 0.02536 | 0.44241
[7 empty] | 0.25835 | 0.39525 | 0.40955 | 0.40151 | 0.022311 | 0.45039
[7 empty] | 0.28082 | 0.38834 | 0.4117 | 0.43493 | 0.021291 | 0.45286
[7 empty] | 0.31886 | 0.39804 | 0.41726 | 0.45932 | 0.029945 | 0.45523
[7 empty] | 0.34284 | 0.40008 | 0.42482 | 0.4649 | 0.055921 | 0.45257
[7 empty] | 0.35845 | 0.39676 | 0.43774 | 0.45827 | 0.10361 | 0.44551
[7 empty] | 0.37247 | 0.41369 | 0.43028 | 0.45363 | 0.17592 | 0.42599
[7 empty] | 0.37991 | 0.43803 | 0.41758 | 0.43321 | 0.25953 | 0.39274
[7 empty] | 0.36249 | 0.45907 | 0.39086 | 0.38239 | 0.34312 | 0.33306
[7 empty] | 0.34463 | 0.4685 | 0.33834 | 0.33437 | 0.38681 | 0.29581
[7 empty] | 0.3038 | 0.45749 | 0.27802 | 0.28874 | 0.41137 | 0.28249
[7 empty] | 0.26592 | 0.43534 | 0.23615 | 0.24629 | 0.40282 | 0.2793
[7 empty] | 0.24436 | 0.39936 | 0.21375 | 0.20613 | 0.39067 | 0.27964
[7 empty] | 0.26366 | 0.36855 | 0.20804 | 0.19534 | 0.41066 | 0.29985
[7 empty] | 0.28618 | 0.337 | 0.21268 | 0.19642 | 0.43505 | 0.30473
[7 empty] | 0.30038 | 0.32172 | 0.21926 | 0.20316 | 0.44196 | 0.27903
[7 empty] | 0.29728 | 0.3165 | 0.22326 | 0.20305 | 0.44881 | 0.24148
[7 empty] | 0.28603 | 0.33931 | 0.24317 | 0.20199 | 0.45478 | 0.20393
[7 empty] | 0.29767 | 0.38267 | 0.28028 | 0.2039 | 0.4543 | 0.17395
[7 empty] | 0.32405 | 0.43175 | 0.35566 | 0.20139 | 0.45664 | 0.15291
[7 empty] | 0.35399 | 0.47228 | 0.43353 | 0.19711 | 0.43817 | 0.12879
[7 empty] | 0.37851 | 0.49155 | 0.4988 | 0.19945 | 0.42145 | 0.10746
[7 empty] | 0.39426 | 0.49266 | 0.5435 | 0.2041 | 0.39847 | 0.085344
[7 empty] | 0.40211 | 0.48818 | 0.55911 | 0.21269 | 0.36891 | 0.066388
[7 empty] | 0.40763 | 0.50301 | 0.54983 | 0.21712 | 0.33671 | 0.058857
[7 empty] | 0.41269 | 0.52089 | 0.51551 | 0.21758 | 0.29774 | 0.047644
[7 empty] | 0.42294 | 0.57367 | 0.47483 | 0.20889 | 0.26705 | 0.039139
[7 empty] | 0.43596 | 0.63313 | 0.44535 | 0.21185 | 0.25727 | 0.03347
[7 empty] | 0.44912 | 0.68965 | 0.4062 | 0.21577 | 0.26459 | 0.025587
[7 empty] | 0.45877 | 0.7094 | 0.35802 | 0.21462 | 0.28493 | 0.021368
[7 empty] | 0.45693 | 0.72331 | 0.3287 | 0.2156 | 0.32048 | 0.025915
[7 empty] | 0.43285 | 0.71972 | 0.29792 | 0.21039 | 0.33963 | 0.040743
[7 empty] | 0.41637 | 0.70344 | 0.2468 | 0.19695 | 0.35681 | 0.06588
[7 empty] | 0.37824 | 0.68517 | 0.22486 | 0.18927 | 0.37202 | 0.098409
[7 empty] | 0.32902 | 0.66717 | 0.22011 | 0.178 | 0.37426 | 0.11839
[7 empty] | 0.30566 | 0.65053 | 0.22081 | 0.18096 | 0.37088 | 0.14214
[7 empty] | 0.30099 | 0.63621 | 0.22543 | 0.18162 | 0.35554 | 0.14206
[7 empty] | 0.31861 | 0.63702 | 0.24419 | 0.1811 | 0.33144 | 0.14325
[7 empty] | 0.32613 | 0.6298 | 0.25505 | 0.17121 | 0.28794 | 0.1165
[7 empty] | 0.32497 | 0.61554 | 0.25486 | 0.16478 | 0.23754 | 0.099388
[7 empty] | 0.31701 | 0.60515 | 0.2445 | 0.1657 | 0.20424 | 0.09578
[7 empty] | 0.30743 | 0.61684 | 0.23077 | 0.18969 | 0.20028 | 0.089559
[7 empty] | 0.28978 | 0.63929 | 0.22529 | 0.23081 | 0.21726 | 0.088704
[7 empty] | 0.27002 | 0.67025 | 0.22233 | 0.28869 | 0.26608 | 0.087234
[7 empty] | 0.25129 | 0.68275 | 0.22486 | 0.34947 | 0.31949 | 0.086285
[7 empty] | 0.24702 | 0.7022 | 0.24357 | 0.43502 | 0.36485 | 0.087737
[7 empty] | 0.25532 | 0.71334 | 0.27484 | 0.52093 | 0.38539 | 0.089004
[7 empty] | 0.26952 | 0.7169 | 0.31982 | 0.59357 | 0.379 | 0.086994
[7 empty] | 0.28907 | 0.73181 | 0.38508 | 0.63939 | 0.37655 | 0.087018
[7 empty] | 0.31111 | 0.74742 | 0.41981 | 0.66419 | 0.37859 | 0.083036
[7 empty] | 0.32762 | 0.75266 | 0.43406 | 0.68346 | 0.39801 | 0.07284
[7 empty] | 0.34708 | 0.77081 | 0.44328 | 0.73595 | 0.42393 | 0.07843
[7 empty] | 0.36119 | 0.77868 | 0.45614 | 0.76664 | 0.46261 | 0.086587
[7 empty] | 0.35903 | 0.77952 | 0.46029 | 0.79493 | 0.50337 | 0.098947
[7 empty] | 0.34783 | 0.78638 | 0.48199 | 0.82692 | 0.54263 | 0.12085
[7 empty] | 0.34198 | 0.8022 | 0.51779 | 0.84963 | 0.55959 | 0.14656
[7 empty] | 0.33361 | 0.7982 | 0.55495 | 0.85815 | 0.57858 | 0.15886
[7 empty] | 0.32478 | 0.80511 | 0.58422 | 0.85961 | 0.59092 | 0.16606
[7 empty] | 0.31753 | 0.8113 | 0.60349 | 0.86211 | 0.6226 | 0.15631
[7 empty] | 0.30901 | 0.81673 | 0.63918 | 0.85602 | 0.6621 | 0.13132
[7 empty] | 0.29155 | 0.81005 | 0.67657 | 0.84976 | 0.676 | 0.10025
[7 empty] | 0.28256 | 0.81007 | 0.74565 | 0.86655 | 0.7169 | 0.079079
[7 empty] | 0.26766 | 0.80027 | 0.79299 | 0.882 | 0.72524 | 0.062122
[7 empty] | 0.26352 | 0.78317 | 0.8218 | 0.8799 | 0.72449 | 0.049937
[7 empty] | 0.27379 | 0.772 | 0.82777 | 0.88277 | 0.72455 | 0.042785
[7 empty] | 0.29138 | 0.75969 | 0.81665 | 0.88679 | 0.73411 | 0.043508
[7 empty] | 0.30531 | 0.75646 | 0.80187 | 0.89941 | 0.76635 | 0.04215
[7 empty] | 0.31152 | 0.75675 | 0.76311 | 0.90662 | 0.79155 | 0.033923
[7 empty] | 0.31333 | 0.75578 | 0.69423 | 0.90816 | 0.81004 | 0.0255
[7 empty] | 0.31336 | 0.73938 | 0.60871 | 0.90717 | 0.82273 | 0.015143
[7 empty] | 0.31736 | 0.72793 | 0.54546 | 0.90494 | 0.8284 | 0.0084712
[7 empty] | 0.31949 | 0.70334 | 0.50245 | 0.89643 | 0.82826 | 0.0048223
[7 empty] | 0.32096 | 0.66075 | 0.45812 | 0.88005 | 0.82539 | 0.0070906
[7 empty] | 0.30784 | 0.60857 | 0.42072 | 0.85824 | 0.81593 | 0.01501
[7 empty] | 0.28302 | 0.57039 | 0.38523 | 0.84424 | 0.81512 | 0.033255
[7 empty] | 0.27052 | 0.53824 | 0.36694 | 0.84151 | 0.82198 | 0.063029
[7 empty] | 0.25558 | 0.51646 | 0.34851 | 0.84669 | 0.81801 | 0.10192
[7 empty] | 0.24138 | 0.50625 | 0.319 | 0.8334 | 0.79719 | 0.14241
[7 empty] | 0.23658 | 0.51499 | 0.28707 | 0.82147 | 0.77127 | 0.1685
[7 empty] | 0.2182 | 0.50791 | 0.24599 | 0.80323 | 0.75142 | 0.16908
[7 empty] | 0.19409 | 0.48258 | 0.21051 | 0.78246 | 0.73072 | 0.15486
[7 empty] | 0.17212 | 0.45151 | 0.18402 | 0.74983 | 0.68648 | 0.14504
[7 empty] | 0.14334 | 0.42422 | 0.17418 | 0.7064 | 0.62341 | 0.15137
[7 empty] | 0.1267 | 0.42799 | 0.18731 | 0.64686 | 0.52723 | 0.16736
[7 empty] | 0.11011 | 0.46192 | 0.22088 | 0.57445 | 0.40944 | 0.18495
[7 empty] | 0.096724 | 0.51761 | 0.2891 | 0.53273 | 0.30369 | 0.19979
[7 empty] | 0.08355 | 0.55207 | 0.36722 | 0.486 | 0.22501 | 0.20092
[7 empty] | 0.071515 | 0.58342 | 0.43648 | 0.44791 | 0.20956 | 0.18359
[7 empty] | 0.057402 | 0.59544 | 0.48923 | 0.41736 | 0.22886 | 0.15331
[7 empty] | 0.045951 | 0.59262 | 0.54075 | 0.38794 | 0.27274 | 0.12811
[7 empty] | 0.039489 | 0.59993 | 0.59484 | 0.35685 | 0.37669 | 0.11334
[7 empty] | 0.032269 | 0.58299 | 0.63754 | 0.33714 | 0.53238 | 0.1051
[7 empty] | 0.028035 | 0.54485 | 0.66292 | 0.32132 | 0.6385 | 0.098213
[7 empty] | 0.021987 | 0.49191 | 0.6913 | 0.31341 | 0.67464 | 0.10256
[7 empty] | 0.019421 | 0.46132 | 0.69804 | 0.30812 | 0.68116 | 0.11363
[7 empty] | 0.018285 | 0.4272 | 0.69469 | 0.29683 | 0.67083 | 0.1268
[7 empty] | 0.018637 | 0.37781 | 0.68109 | 0.31221 | 0.64165 | 0.14829
[7 empty] | 0.021317 | 0.32419 | 0.67194 | 0.32552 | 0.60082 | 0.16473
[7 empty] | 0.025855 | 0.25601 | 0.63484 | 0.34321 | 0.54005 | 0.17635
[7 empty] | 0.042219 | 0.20237 | 0.60265 | 0.38201 | 0.45804 | 0.19709
[7 empty] | 0.06913 | 0.15867 | 0.559 | 0.41267 | 0.36934 | 0.21416
[7 empty] | 0.10285 | 0.12828 | 0.48594 | 0.45016 | 0.27366 | 0.23643
[7 empty] | 0.12745 | 0.10389 | 0.41271 | 0.49699 | 0.19192 | 0.26856
[7 empty] | 0.13757 | 0.087075 | 0.35521 | 0.53778 | 0.11594 | 0.32396
[7 empty] | 0.14219 | 0.077919 | 0.29765 | 0.57594 | 0.070232 | 0.38196
[7 empty] | 0.14692 | 0.073094 | 0.27593 | 0.60402 | 0.044201 | 0.43439
[7 empty] | 0.14833 | 0.077333 | 0.28056 | 0.61593 | 0.029473 | 0.48043
[7 empty] | 0.14967 | 0.089444 | 0.31873 | 0.61631 | 0.021825 | 0.51551
[7 empty] | 0.14793 | 0.10623 | 0.37693 | 0.59577 | 0.019576 | 0.52935
[7 empty] | 0.15038 | 0.12863 | 0.47035 | 0.60295 | 0.02029 | 0.5424
[7 empty] | 0.15151 | 0.15764 | 0.53771 | 0.58057 | 0.018858 | 0.53057
[7 empty] | 0.14622 | 0.18691 | 0.58991 | 0.54413 | 0.017566 | 0.51589
[7 empty] | 0.13893 | 0.20977 | 0.61611 | 0.50269 | 0.01268 | 0.5215
[7 empty] | 0.13009 | 0.23232 | 0.63777 | 0.46739 | 0.010912 | 0.55172
[7 empty] | 0.12088 | 0.26761 | 0.64882 | 0.4379 | 0.0095601 | 0.58662
[7 empty] | 0.10879 | 0.30263 | 0.64097 | 0.40831 | 0.0099669 | 0.61203
[7 empty] | 0.10263 | 0.31679 | 0.59428 | 0.384 | 0.013128 | 0.62663
[7 empty] | 0.091916 | 0.31638 | 0.52052 | 0.34228 | 0.019609 | 0.64161
[7 empty] | 0.08398 | 0.29913 | 0.46538 | 0.31576 | 0.024277 | 0.65268
[7 empty] | 0.076393 | 0.27415 | 0.41207 | 0.30282 | 0.025345 | 0.66328
[7 empty] | 0.081902 | 0.24329 | 0.36362 | 0.28832 | 0.022896 | 0.67327
[7 empty] | 0.090244 | 0.20648 | 0.32666 | 0.28339 | 0.021908 | 0.66549
[7 empty] | 0.098628 | 0.18418 | 0.30279 | 0.29574 | 0.020119 | 0.66518
[7 empty] | 0.11445 | 0.15815 | 0.30399 | 0.3286 | 0.022244 | 0.67289
[7 empty] | 0.12205 | 0.1307 | 0.31582 | 0.3717 | 0.025086 | 0.68224
[7 empty] | 0.1208 | 0.1002 | 0.33388 | 0.43625 | 0.029893 | 0.69065
[7 empty] | 0.11894 | 0.084349 | 0.35006 | 0.50207 | 0.036879 | 0.69999
[7 empty] | 0.11678 | 0.081317 | 0.362 | 0.55883 | 0.045112 | 0.71329
[7 empty] | 0.1109 | 0.085594 | 0.36115 | 0.62458 | 0.046871 | 0.73025
[7 empty] | 0.10623 | 0.087967 | 0.33856 | 0.66883 | 0.045131 | 0.74873
[7 empty] | 0.098372 | 0.086353 | 0.31742 | 0.70238 | 0.035757 | 0.7645
[7 empty] | 0.096419 | 0.088849 | 0.28807 | 0.72173 | 0.023954 | 0.77328
[7 empty] | 0.093477 | 0.089808 | 0.26916 | 0.72162 | 0.017605 | 0.78103
[7 empty] | 0.087413 | 0.098587 | 0.28317 | 0.73078 | 0.015937 | 0.78245
[7 empty] | 0.074631 | 0.10204 | 0.30242 | 0.71572 | 0.019096 | 0.77273
[7 empty] | 0.060754 | 0.099618 | 0.33702 | 0.67691 | 0.025868 | 0.75231
[7 empty] | 0.053164 | 0.088374 | 0.38232 | 0.6521 | 0.032306 | 0.73904
[7 empty] | 0.045532 | 0.076912 | 0.43934 | 0.62119 | 0.037049 | 0.73152
[7 empty] | 0.040916 | 0.073015 | 0.49024 | 0.57878 | 0.04183 | 0.72769
[7 empty] | 0.038889 | 0.074393 | 0.49635 | 0.50114 | 0.041981 | 0.722
[7 empty] | 0.037837 | 0.07928 | 0.47729 | 0.4012 | 0.039167 | 0.71531
[7 empty] | 0.036698 | 0.084633 | 0.44986 | 0.32526 | 0.038431 | 0.70615
[7 empty] | 0.034247 | 0.07968 | 0.43173 | 0.28786 | 0.035676 | 0.69339
[7 empty] | 0.032253 | 0.06551 | 0.41209 | 0.26964 | 0.033579 | 0.67222
[7 empty] | 0.031398 | 0.050998 | 0.39273 | 0.26321 | 0.033702 | 0.64606
[7 empty] | 0.03108 | 0.038832 | 0.37383 | 0.25525 | 0.030667 | 0.62355
[7 empty] | 0.030044 | 0.030037 | 0.34431 | 0.24873 | 0.029576 | 0.6036
[7 empty] | 0.032621 | 0.025223 | 0.32456 | 0.25505 | 0.034732 | 0.58675
[7 empty] | 0.037862 | 0.023202 | 0.2947 | 0.26402 | 0.039055 | 0.57896
[7 empty] | 0.041031 | 0.021862 | 0.25724 | 0.28061 | 0.043777 | 0.57139
[7 empty] | 0.04759 | 0.020932 | 0.22746 | 0.28769 | 0.04645 | 0.56338
[7 empty] | 0.061908 | 0.017513 | 0.19646 | 0.29016 | 0.048369 | 0.5674
[7 empty] | 0.068768 | 0.014474 | 0.16317 | 0.28811 | 0.045382 | 0.57369
[7 empty] | 0.079286 | 0.01583 | 0.14131 | 0.28345 | 0.042518 | 0.58058
[7 empty] | 0.091224 | 0.021034 | 0.1393 | 0.27006 | 0.041973 | 0.5892
[7 empty] | 0.10345 | 0.026339 | 0.17627 | 0.25077 | 0.039213 | 0.5901
[7 empty] | 0.11037 | 0.032026 | 0.24063 | 0.2379 | 0.040031 | 0.57724
[7 empty] | 0.1155 | 0.03412 | 0.3411 | 0.23682 | 0.038032 | 0.55784
[7 empty] | 0.11761 | 0.032891 | 0.44317 | 0.23775 | 0.034013 | 0.52561
[7 empty] | 0.12088 | 0.035287 | 0.49732 | 0.23872 | 0.030487 | 0.47837
[7 empty] | 0.12303 | 0.035886 | 0.5403 | 0.23496 | 0.029808 | 0.43393
[7 empty] | 0.12345 | 0.039147 | 0.58151 | 0.2271 | 0.031673 | 0.40644
[7 empty] | 0.12652 | 0.044729 | 0.61158 | 0.22809 | 0.035036 | 0.36454
[7 empty] | 0.13669 | 0.054302 | 0.64151 | 0.22447 | 0.039001 | 0.32418
[7 empty] | 0.14378 | 0.061574 | 0.66785 | 0.21681 | 0.044511 | 0.27375
[7 empty] | 0.15107 | 0.062174 | 0.69731 | 0.21536 | 0.045538 | 0.2227
[7 empty] | 0.14871 | 0.059185 | 0.73666 | 0.21518 | 0.041749 | 0.2024
[7 empty] | 0.14519 | 0.049809 | 0.76391 | 0.21517 | 0.032848 | 0.19732
[7 empty] | 0.14541 | 0.045338 | 0.77615 | 0.21865 | 0.0285 | 0.20903
[7 empty] | 0.13224 | 0.046446 | 0.76741 | 0.2132 | 0.026107 | 0.23023
[7 empty] | 0.12764 | 0.047395 | 0.75717 | 0.19565 | 0.026472 | 0.26019
[7 empty] | 0.13534 | 0.052342 | 0.75528 | 0.19362 | 0.033156 | 0.30619
[7 empty] | 0.14697 | 0.057624 | 0.7499 | 0.18807 | 0.038734 | 0.33555
[7 empty] | 0.1514 | 0.060882 | 0.73232 | 0.17774 | 0.045738 | 0.36098
[7 empty] | 0.15652 | 0.0647 | 0.69668 | 0.16402 | 0.051957 | 0.3769
[7 empty] | 0.15973 | 0.07567 | 0.66057 | 0.14546 | 0.060799 | 0.37648
[7 empty] | 0.16359 | 0.087831 | 0.62331 | 0.13114 | 0.066079 | 0.3623
[7 empty] | 0.17279 | 0.10488 | 0.59764 | 0.11527 | 0.071588 | 0.33724
[7 empty] | 0.18684 | 0.12162 | 0.56379 | 0.090252 | 0.083774 | 0.30813
[7 empty] | 0.20385 | 0.14147 | 0.54309 | 0.070878 | 0.10444 | 0.28371
[7 empty] | 0.22681 | 0.14515 | 0.52995 | 0.059596 | 0.12357 | 0.26064
[7 empty] | 0.25339 | 0.14063 | 0.55575 | 0.058631 | 0.15276 | 0.25695
[7 empty] | 0.26921 | 0.12293 | 0.5758 | 0.064221 | 0.18882 | 0.26134
[7 empty] | 0.27632 | 0.11724 | 0.59715 | 0.07135 | 0.21441 | 0.25196
[7 empty] | 0.26548 | 0.11237 | 0.61544 | 0.071865 | 0.21384 | 0.2286
[7 empty] | 0.25157 | 0.1012 | 0.63988 | 0.076692 | 0.21569 | 0.19289
[7 empty] | 0.24961 | 0.10343 | 0.67751 | 0.083173 | 0.20633 | 0.16376
[7 empty] | 0.26624 | 0.1049 | 0.72652 | 0.086121 | 0.18666 | 0.13086
[7 empty] | 0.29689 | 0.11456 | 0.76609 | 0.083504 | 0.15665 | 0.10668
[7 empty] | 0.31806 | 0.12284 | 0.78689 | 0.082598 | 0.13003 | 0.090182
[7 empty] | 0.33695 | 0.12317 | 0.81412 | 0.082983 | 0.105 | 0.084042
[7 empty] | 0.33877 | 0.12211 | 0.83694 | 0.089898 | 0.077312 | 0.0799
[7 empty] | 0.33717 | 0.12382 | 0.84967 | 0.1034 | 0.049354 | 0.076496
[7 empty] | 0.31188 | 0.12882 | 0.85032 | 0.12186 | 0.027066 | 0.063051
[7 empty] | 0.28503 | 0.13404 | 0.84989 | 0.14806 | 0.014533 | 0.052321
[7 empty] | 0.28844 | 0.14613 | 0.85274 | 0.18274 | 0.011092 | 0.049826
[7 empty] | 0.2966 | 0.15383 | 0.86166 | 0.23183 | 0.014519 | 0.060634
[7 empty] | 0.32727 | 0.16065 | 0.86416 | 0.28397 | 0.026875 | 0.084433
[7 empty] | 0.36853 | 0.17415 | 0.8657 | 0.33903 | 0.050533 | 0.11863
[7 empty] | 0.41514 | 0.19506 | 0.86339 | 0.37986 | 0.087362 | 0.16281
[7 empty] | 0.46136 | 0.22186 | 0.84024 | 0.39105 | 0.12493 | 0.21991
[7 empty] | 0.50909 | 0.26407 | 0.81555 | 0.37697 | 0.16308 | 0.26963
[7 empty] | 0.55539 | 0.30997 | 0.78084 | 0.32753 | 0.18606 | 0.2944
[7 empty] | 0.59781 | 0.34652 | 0.7337 | 0.27553 | 0.21482 | 0.31169
[7 empty] | 0.60882 | 0.36616 | 0.69255 | 0.23418 | 0.25742 | 0.31272
[7 empty] | 0.61363 | 0.36926 | 0.68409 | 0.22086 | 0.33805 | 0.32827
[7 empty] | 0.57054 | 0.33827 | 0.6716 | 0.22986 | 0.40946 | 0.34643
[7 empty] | 0.52003 | 0.28411 | 0.66977 | 0.24339 | 0.47162 | 0.38206
[7 empty] | 0.45482 | 0.226 | 0.66599 | 0.27166 | 0.49483 | 0.41439
[7 empty] | 0.42102 | 0.17628 | 0.66793 | 0.31429 | 0.49584 | 0.46841
[7 empty] | 0.41732 | 0.13394 | 0.68459 | 0.35046 | 0.48806 | 0.51323
[7 empty] | 0.44076 | 0.093024 | 0.70442 | 0.37898 | 0.46706 | 0.55361
[7 empty] | 0.46283 | 0.059326 | 0.72107 | 0.39793 | 0.43162 | 0.57027
[7 empty] | 0.46128 | 0.065206 | 0.74136 | 0.41107 | 0.38714 | 0.5706
[7 empty] | 0.4272 | 0.08731 | 0.75028 | 0.43477 | 0.35014 | 0.55508
[7 empty] | 0.36912 | 0.13145 | 0.74686 | 0.43995 | 0.30954 | 0.52511
[7 empty] | 0.30625 | 0.17873 | 0.74761 | 0.43627 | 0.27999 | 0.48487
[7 empty] | 0.25512 | 0.2079 | 0.72815 | 0.41815 | 0.25259 | 0.46194
[7 empty] | 0.21982 | 0.22986 | 0.7256 | 0.39548 | 0.23863 | 0.44597
[7 empty] | 0.18805 | 0.2633 | 0.73208 | 0.38438 | 0.23641 | 0.43591
[7 empty] | 0.159 | 0.27588 | 0.72858 | 0.38661 | 0.24311 | 0.45009
[7 empty] | 0.13322 | 0.27213 | 0.70744 | 0.39455 | 0.25477 | 0.46683
[7 empty] | 0.12812 | 0.25036 | 0.67521 | 0.41056 | 0.28821 | 0.47697
[7 empty] | 0.13867 | 0.22364 | 0.62332 | 0.42931 | 0.32628 | 0.47709
[7 empty] | 0.14659 | 0.17982 | 0.5595 | 0.4304 | 0.34863 | 0.46955
[7 empty] | 0.15637 | 0.15194 | 0.46447 | 0.4087 | 0.35158 | 0.46753
[7 empty] | 0.15435 | 0.13247 | 0.38091 | 0.36859 | 0.3296 | 0.49096
[7 empty] | 0.15485 | 0.11994 | 0.32922 | 0.32534 | 0.3085 | 0.52236
[7 empty] | 0.1427 | 0.10906 | 0.30018 | 0.27757 | 0.27361 | 0.5575
[7 empty] | 0.13039 | 0.11397 | 0.29689 | 0.25983 | 0.2544 | 0.59896
[7 empty] | 0.11216 | 0.10977 | 0.28046 | 0.24417 | 0.2428 | 0.61505
[7 empty] | 0.089672 | 0.09784 | 0.24842 | 0.23288 | 0.23533 | 0.61107
[7 empty] | 0.072689 | 0.079661 | 0.20761 | 0.23003 | 0.23662 | 0.60152
[7 empty] | 0.054716 | 0.05679 | 0.16086 | 0.22734 | 0.24512 | 0.59811
[7 empty] | 0.043385 | 0.047468 | 0.1217 | 0.22987 | 0.26372 | 0.57704
[7 empty] | 0.037841 | 0.047093 | 0.09715 | 0.24275 | 0.27857 | 0.53394
[7 empty] | 0.031241 | 0.046596 | 0.083448 | 0.25355 | 0.28001 | 0.47978
[7 empty] | 0.025675 | 0.045765 | 0.082617 | 0.28074 | 0.27536 | 0.44651
[7 empty] | 0.020607 | 0.040268 | 0.088417 | 0.32054 | 0.26438 | 0.42927
[7 empty] | 0.018851 | 0.034445 | 0.097104 | 0.36355 | 0.25619 | 0.4248
[7 empty] | 0.020946 | 0.033503 | 0.10027 | 0.40333 | 0.24792 | 0.41088
[7 empty] | 0.029971 | 0.039671 | 0.089235 | 0.43798 | 0.24073 | 0.37265
[7 empty] | 0.043789 | 0.045546 | 0.078612 | 0.467 | 0.24015 | 0.32664
[7 empty] | 0.065325 | 0.056375 | 0.077405 | 0.4818 | 0.25545 | 0.30828
[7 empty] | 0.086697 | 0.059939 | 0.087344 | 0.47878 | 0.27389 | 0.29271
[7 empty] | 0.11084 | 0.060288 | 0.10561 | 0.47246 | 0.28801 | 0.29443
[7 empty] | 0.13116 | 0.061317 | 0.13273 | 0.47077 | 0.29929 | 0.31022
[7 empty] | 0.15572 | 0.064023 | 0.15711 | 0.46144 | 0.30286 | 0.324
[7 empty] | 0.18101 | 0.06095 | 0.17725 | 0.45666 | 0.30686 | 0.33234
[7 empty] | 0.19777 | 0.062214 | 0.19327 | 0.45388 | 0.30463 | 0.33672
[7 empty] | 0.20557 | 0.062957 | 0.18851 | 0.44719 | 0.29989 | 0.33385
[7 empty] | 0.20617 | 0.059525 | 0.1863 | 0.44333 | 0.29328 | 0.32563
[7 empty] | 0.20653 | 0.054762 | 0.18297 | 0.43531 | 0.28023 | 0.3122
[7 empty] | 0.22457 | 0.04805 | 0.1962 | 0.44608 | 0.27809 | 0.30019
[7 empty] | 0.23522 | 0.047968 | 0.21597 | 0.43638 | 0.26979 | 0.27109
[7 empty] | 0.24127 | 0.044958 | 0.21899 | 0.41596 | 0.26019 | 0.23652
[7 empty] | 0.23564 | 0.037068 | 0.2149 | 0.39438 | 0.24484 | 0.20027
[7 empty] | 0.22782 | 0.030526 | 0.20097 | 0.38408 | 0.23596 | 0.16536
[7 empty] | 0.21704 | 0.023887 | 0.19274 | 0.38531 | 0.22393 | 0.1277
[7 empty] | 0.20154 | 0.021577 | 0.18767 | 0.38092 | 0.21265 | 0.09232
[7 empty] | 0.17448 | 0.018182 | 0.17797 | 0.37165 | 0.19683 | 0.061908
[7 empty] | 0.15974 | 0.01439 | 0.17985 | 0.35258 | 0.17154 | 0.037658
[7 empty] | 0.14898 | 0.014611 | 0.19009 | 0.33604 | 0.14885 | 0.024635
[7 empty] | 0.14299 | 0.012514 | 0.20714 | 0.31872 | 0.11539 | 0.015424
[7 empty] | 0.14683 | 0.01275 | 0.23734 | 0.31271 | 0.091886 | 0.013343
[7 empty] | 0.15249 | 0.011707 | 0.25317 | 0.30306 | 0.069187 | 0.015348
[7 empty] | 0.1703 | 0.0086197 | 0.26412 | 0.29628 | 0.054195 | 0.01989
[7 empty] | 0.19601 | 0.0064622 | 0.26092 | 0.3056 | 0.047558 | 0.030048
[7 empty] | 0.22083 | 0.0021718 | 0.24331 | 0.31791 | 0.049476 | 0.04166
[7 empty] | 0.23049 | 0.0025944 | 0.21134 | 0.32524 | 0.050056 | 0.051127
[7 empty] | 0.23214 | 0.0092959 | 0.16984 | 0.33022 | 0.049612 | 0.064481
[7 empty] | 0.20153 | 0.022676 | 0.12938 | 0.33141 | 0.047884 | 0.081364
[7 empty] | 0.16803 | 0.037361 | 0.091156 | 0.33879 | 0.045476 | 0.09668
[7 empty] | 0.13822 | 0.063952 | 0.071688 | 0.33622 | 0.044034 | 0.10854
[7 empty] | 0.12654 | 0.10063 | 0.052874 | 0.32438 | 0.047456 | 0.12202
[7 empty] | 0.11887 | 0.13952 | 0.056067 | 0.3137 | 0.048956 | 0.1373
[7 empty] | 0.11077 | 0.18065 | 0.064791 | 0.29363 | 0.042064 | 0.15142
[7 empty] | 0.12718 | 0.24392 | 0.079928 | 0.2837 | 0.033479 | 0.17502
[7 empty] | 0.16941 | 0.30553 | 0.095075 | 0.26935 | 0.021943 | 0.21055
[7 empty] | 0.24556 | 0.34341 | 0.10857 | 0.25038 | 0.015687 | 0.24153
[7 empty] | 0.29984 | 0.36039 | 0.11416 | 0.22866 | 0.015369 | 0.25333
[7 empty] | 0.32736 | 0.35789 | 0.11858 | 0.20871 | 0.015783 | 0.26586
[7 empty] | 0.34301 | 0.3346 | 0.12245 | 0.1961 | 0.01781 | 0.2825
[7 empty] | 0.35952 | 0.29959 | 0.12177 | 0.18488 | 0.019638 | 0.29463
[7 empty] | 0.37878 | 0.25878 | 0.11894 | 0.18224 | 0.022093 | 0.29465
[7 empty] | 0.40434 | 0.22557 | 0.12808 | 0.18223 | 0.022102 | 0.29937
[7 empty] | 0.45971 | 0.19444 | 0.14339 | 0.18408 | 0.021889 | 0.33348
[7 empty] | 0.51351 | 0.15802 | 0.16149 | 0.1877 | 0.021005 | 0.37447
[7 empty] | 0.55742 | 0.11636 | 0.17543 | 0.19037 | 0.022051 | 0.403
[7 empty] | 0.56858 | 0.083043 | 0.17412 | 0.18699 | 0.02416 | 0.42049
[7 empty] | 0.55978 | 0.06604 | 0.15909 | 0.17695 | 0.025621 | 0.43973
[7 empty] | 0.53164 | 0.058762 | 0.13572 | 0.17715 | 0.032481 | 0.45484
[7 empty] | 0.44866 | 0.06125 | 0.12169 | 0.17101 | 0.038575 | 0.46664
[7 empty] | 0.34019 | 0.066359 | 0.096769 | 0.16871 | 0.044273 | 0.47993
[7 empty] | 0.24443 | 0.080899 | 0.076518 | 0.16462 | 0.048527 | 0.5057
[7 empty] | 0.1764 | 0.1035 | 0.058913 | 0.16487 | 0.050836 | 0.53053
[7 empty] | 0.14072 | 0.13068 | 0.041267 | 0.15992 | 0.050029 | 0.56651
[7 empty] | 0.13674 | 0.17805 | 0.030646 | 0.14899 | 0.045707 | 0.592
[7 empty] | 0.1479 | 0.23387 | 0.023492 | 0.1296 | 0.040744 | 0.61624
[7 empty] | 0.1727 | 0.30231 | 0.017089 | 0.10663 | 0.03155 | 0.6261
[7 empty] | 0.20559 | 0.37012 | 0.015431 | 0.076036 | 0.027966 | 0.63604
[7 empty] | 0.24894 | 0.43565 | 0.017474 | 0.064861 | 0.028684 | 0.66037
[7 empty] | 0.2928 | 0.42697 | 0.024564 | 0.058915 | 0.031459 | 0.67125
[7 empty] | 0.3187 | 0.37606 | 0.033486 | 0.050861 | 0.037827 | 0.66462
[7 empty] | 0.33321 | 0.31642 | 0.037347 | 0.045702 | 0.046693 | 0.66476
[7 empty] | 0.33123 | 0.29261 | 0.042302 | 0.03863 | 0.055366 | 0.65346
[7 empty] | 0.31095 | 0.32665 | 0.04572 | 0.034915 | 0.063766 | 0.64413
[7 empty] | 0.26927 | 0.36821 | 0.047674 | 0.03415 | 0.070547 | 0.62639
[7 empty] | 0.2274 | 0.3889 | 0.05067 | 0.033794 | 0.074316 | 0.59087
[7 empty] | 0.23088 | 0.38063 | 0.055742 | 0.036959 | 0.07746 | 0.55787
[7 empty] | 0.24824 | 0.34833 | 0.064393 | 0.044395 | 0.081417 | 0.52815
[7 empty] | 0.2565 | 0.2851 | 0.070734 | 0.056628 | 0.084607 | 0.50259
[7 empty] | 0.26239 | 0.21291 | 0.0807 | 0.063685 | 0.087935 | 0.48327
[7 empty] | 0.26648 | 0.14869 | 0.087296 | 0.071478 | 0.091162 | 0.45594
[7 empty] | 0.27988 | 0.094688 | 0.091028 | 0.073666 | 0.092757 | 0.4325
[7 empty] | 0.2982 | 0.061372 | 0.10037 | 0.078962 | 0.093752 | 0.40306
[7 empty] | 0.32005 | 0.036001 | 0.11266 | 0.080597 | 0.092806 | 0.3949
[7 empty] | 0.33438 | 0.015489 | 0.11634 | 0.075781 | 0.086858 | 0.38378
[7 empty] | 0.35253 | 0.0080175 | 0.1166 | 0.066916 | 0.077533 | 0.38489
[7 empty] | 0.36817 | 0.0044038 | 0.11647 | 0.059261 | 0.066149 | 0.3856
[7 empty] | 0.38415 | 0.0029799 | 0.11209 | 0.048982 | 0.05632 | 0.38805
[7 empty] | 0.38492 | 0.0030166 | 0.10552 | 0.037699 | 0.051981 | 0.37958
[7 empty] | 0.32115 | 0.0028179 | 0.093742 | 0.02982 | 0.044388 | 0.36368
[7 empty] | 0.25424 | 0.0034267 | 0.086489 | 0.024206 | 0.039977 | 0.36124
[7 empty] | 0.20466 | 0.0077134 | 0.073047 | 0.023023 | 0.039451 | 0.35341
[7 empty] | 0.18264 | 0.01336 | 0.072211 | 0.025446 | 0.044103 | 0.36126
[7 empty] | 0.19183 | 0.01831 | 0.070143 | 0.033486 | 0.051322 | 0.35416
[7 empty] | 0.21011 | 0.0169 | 0.074996 | 0.03489 | 0.065904 | 0.33025
[7 empty] | 0.20178 | 0.010956 | 0.071916 | 0.025804 | 0.073745 | 0.29169
[7 empty] | 0.17739 | 0.0090641 | 0.071984 | 0.018106 | 0.088195 | 0.26608
[7 empty] | 0.14917 | 0.013135 | 0.073169 | 0.012808 | 0.10995 | 0.25307
[7 empty] | 0.12547 | 0.021776 | 0.073059 | 0.010076 | 0.12625 | 0.25591
[7 empty] | 0.11322 | 0.048977 | 0.07538 | 0.0096476 | 0.1382 | 0.24727
[7 empty] | 0.1108 | 0.10143 | 0.080146 | 0.0099912 | 0.15294 | 0.23896
[7 empty] | 0.11583 | 0.17045 | 0.079967 | 0.012292 | 0.16436 | 0.22767
[7 empty] | 0.12145 | 0.25207 | 0.074195 | 0.015795 | 0.16975 | 0.22012
[7 empty] | 0.12968 | 0.32423 | 0.067129 | 0.022295 | 0.19296 | 0.20948
[7 empty] | 0.13361 | 0.3654 | 0.058953 | 0.030349 | 0.21193 | 0.20161
[7 empty] | 0.14096 | 0.39357 | 0.050845 | 0.046669 | 0.25057 | 0.19247
[7 empty] | 0.16522 | 0.4107 | 0.049219 | 0.084668 | 0.29998 | 0.18915
[7 empty] | 0.20167 | 0.43068 | 0.050874 | 0.16145 | 0.34203 | 0.18862
[7 empty] | 0.24601 | 0.44147 | 0.051447 | 0.2909 | 0.37717 | 0.19503
[7 empty] | 0.2998 | 0.46434 | 0.044694 | 0.42405 | 0.41398 | 0.19537
[7 empty] | 0.33944 | 0.49689 | 0.036864 | 0.47718 | 0.44713 | 0.18917
[7 empty] | 0.36819 | 0.52774 | 0.029749 | 0.46728 | 0.47219 | 0.18856
[7 empty] | 0.40356 | 0.53878 | 0.021873 | 0.40819 | 0.4822 | 0.18808
[7 empty] | 0.43816 | 0.51225 | 0.012962 | 0.35961 | 0.48732 | 0.18905
[7 empty] | 0.47931 | 0.46678 | 0.0082024 | 0.31775 | 0.48738 | 0.19007
[7 empty] | 0.52896 | 0.4416 | 0.0075624 | 0.28203 | 0.48696 | 0.18915
[7 empty] | 0.58551 | 0.43867 | 0.0077758 | 0.26617 | 0.53807 | 0.18321
[7 empty] | 0.60937 | 0.43782 | 0.010083 | 0.24292 | 0.58346 | 0.17051
[7 empty] | 0.62977 | 0.43388 | 0.01337 | 0.22625 | 0.63191 | 0.15532
[7 empty] | 0.63314 | 0.41666 | 0.014255 | 0.22031 | 0.66982 | 0.13934
[7 empty] | 0.63588 | 0.40148 | 0.016405 | 0.19572 | 0.6982 | 0.13057
[7 empty] | 0.6458 | 0.38132 | 0.015126 | 0.17946 | 0.72366 | 0.12506
[7 empty] | 0.66443 | 0.35282 | 0.010912 | 0.16529 | 0.73674 | 0.11518
[7 empty] | 0.6823 | 0.32132 | 0.0069968 | 0.15217 | 0.73165 | 0.10267
[7 empty] | 0.68552 | 0.29547 | 0.0042923 | 0.14534 | 0.72878 | 0.096731
[7 empty] | 0.69133 | 0.27484 | 0.0041846 | 0.147 | 0.74346 | 0.095524
[7 empty] | 0.69958 | 0.25765 | 0.0045421 | 0.15818 | 0.75885 | 0.099318
[7 empty] | 0.7036 | 0.24915 | 0.0072643 | 0.16496 | 0.78721 | 0.10343
[7 empty] | 0.70151 | 0.24274 | 0.010252 | 0.15582 | 0.79964 | 0.10872
[7 empty] | 0.72109 | 0.23095 | 0.013123 | 0.14641 | 0.81561 | 0.12494
[7 empty] | 0.74876 | 0.22295 | 0.019208 | 0.14875 | 0.84056 | 0.14425
[7 empty] | 0.79288 | 0.21244 | 0.0215 | 0.14183 | 0.85282 | 0.17121
[7 empty] | 0.83503 | 0.19243 | 0.024835 | 0.13372 | 0.85093 | 0.1951
[7 empty] | 0.86452 | 0.1644 | 0.024483 | 0.13039 | 0.83976 | 0.21662
[7 empty] | 0.87684 | 0.1438 | 0.021042 | 0.11998 | 0.83116 | 0.24411
[7 empty] | 0.88375 | 0.11533 | 0.020005 | 0.095569 | 0.82179 | 0.26654
[7 empty] | 0.88867 | 0.088041 | 0.018894 | 0.074013 | 0.82038 | 0.28026
[7 empty] | 0.88205 | 0.062163 | 0.016011 | 0.049728 | 0.81581 | 0.27819
[7 empty] | 0.87613 | 0.047571 | 0.015235 | 0.031626 | 0.81875 | 0.28305
[7 empty] | 0.86598 | 0.041939 | 0.013612 | 0.022239 | 0.8134 | 0.28264
[7 empty] | 0.88047 | 0.041454 | 0.014255 | 0.016036 | 0.82997 | 0.30691
[7 empty] | 0.88374 | 0.045859 | 0.017594 | 0.013184 | 0.82452 | 0.33525
[7 empty] | 0.88479 | 0.055471 | 0.021983 | 0.012735 | 0.81649 | 0.36571
[7 empty] | 0.88425 | 0.072084 | 0.025307 | 0.011425 | 0.79898 | 0.40056
[7 empty] | 0.88543 | 0.094672 | 0.033445 | 0.012187 | 0.78439 | 0.43659
[7 empty] | 0.88424 | 0.11397 | 0.0425 | 0.016324 | 0.76861 | 0.47318
[7 empty] | 0.88488 | 0.13296 | 0.053215 | 0.025243 | 0.73069 | 0.51255
[7 empty] | 0.88559 | 0.14581 | 0.063334 | 0.039174 | 0.65746 | 0.54593
[7 empty] | 0.88033 | 0.15082 | 0.076837 | 0.050778 | 0.59561 | 0.56639
[7 empty] | 0.8793 | 0.15284 | 0.083307 | 0.051245 | 0.5533 | 0.57729
[7 empty] | 0.87894 | 0.14791 | 0.075356 | 0.045802 | 0.52572 | 0.59346
[7 empty] | 0.86705 | 0.14182 | 0.058148 | 0.039849 | 0.50742 | 0.58733
[7 empty] | 0.85224 | 0.14779 | 0.035191 | 0.036913 | 0.49941 | 0.56635
[7 empty] | 0.84748 | 0.16073 | 0.019922 | 0.036882 | 0.48767 | 0.5555
[7 empty] | 0.84113 | 0.20037 | 0.017395 | 0.042343 | 0.50122 | 0.5557
[7 empty] | 0.84069 | 0.27459 | 0.01766 | 0.050073 | 0.51529 | 0.5644
[7 empty] | 0.84528 | 0.34892 | 0.016379 | 0.063403 | 0.52173 | 0.58294
[7 empty] | 0.84609 | 0.44084 | 0.013968 | 0.072637 | 0.52906 | 0.59091
[7 empty] | 0.83868 | 0.50421 | 0.013748 | 0.080969 | 0.5341 | 0.60111
[7 empty] | 0.8284 | 0.53211 | 0.01382 | 0.094413 | 0.51661 | 0.58959
[7 empty] | 0.8116 | 0.57218 | 0.014891 | 0.10168 | 0.47907 | 0.57748
[7 empty] | 0.78425 | 0.62684 | 0.02753 | 0.11761 | 0.43247 | 0.56303
[7 empty] | 0.74229 | 0.67251 | 0.044352 | 0.14466 | 0.403 | 0.53559
[7 empty] | 0.70221 | 0.70127 | 0.053979 | 0.15675 | 0.40314 | 0.50145
[7 empty] | 0.66683 | 0.73193 | 0.065886 | 0.15928 | 0.4583 | 0.46641
[7 empty] | 0.64698 | 0.72587 | 0.074209 | 0.14423 | 0.54769 | 0.43005
[7 empty] | 0.63758 | 0.71202 | 0.093736 | 0.12985 | 0.64086 | 0.37486
[7 empty] | 0.6109 | 0.67771 | 0.10773 | 0.12372 | 0.71963 | 0.31051
[7 empty] | 0.60033 | 0.65889 | 0.12817 | 0.12087 | 0.75967 | 0.2641
[7 empty] | 0.60704 | 0.63297 | 0.15878 | 0.11563 | 0.77786 | 0.23736
[7 empty] | 0.61577 | 0.57003 | 0.21645 | 0.10409 | 0.77577 | 0.21958
[7 empty] | 0.60783 | 0.49326 | 0.26968 | 0.084441 | 0.7615 | 0.20073
[7 empty] | 0.60448 | 0.42978 | 0.34439 | 0.073022 | 0.74999 | 0.18435
[7 empty] | 0.62938 | 0.36492 | 0.42335 | 0.062174 | 0.76135 | 0.17066
[7 empty] | 0.65515 | 0.29896 | 0.48713 | 0.058929 | 0.78551 | 0.16306
[7 empty] | 0.66098 | 0.25329 | 0.53182 | 0.067559 | 0.81545 | 0.16074
[7 empty] | 0.63029 | 0.20275 | 0.54735 | 0.087794 | 0.83539 | 0.15347
[7 empty] | 0.60832 | 0.17201 | 0.55337 | 0.11954 | 0.85761 | 0.14836
[7 empty] | 0.58297 | 0.16582 | 0.5692 | 0.16082 | 0.8731 | 0.15042
[7 empty] | 0.54866 | 0.15701 | 0.5769 | 0.19594 | 0.88275 | 0.1561
[7 empty] | 0.50079 | 0.15898 | 0.56003 | 0.21701 | 0.89187 | 0.15816
[7 empty] | 0.46102 | 0.16382 | 0.54124 | 0.25241 | 0.89682 | 0.15575
[7 empty] | 0.43567 | 0.17145 | 0.50284 | 0.28138 | 0.90968 | 0.1516
[7 empty] | 0.39979 | 0.17289 | 0.46249 | 0.31511 | 0.90869 | 0.14201
[7 empty] | 0.35688 | 0.18384 | 0.40223 | 0.33764 | 0.90076 | 0.13124
[7 empty] | 0.32092 | 0.19368 | 0.34361 | 0.32304 | 0.89633 | 0.12822
[7 empty] | 0.29864 | 0.20536 | 0.28826 | 0.31037 | 0.88295 | 0.12516
[7 empty] | 0.29745 | 0.20188 | 0.25145 | 0.28819 | 0.86742 | 0.11623
[7 empty] | 0.30861 | 0.20094 | 0.26042 | 0.28532 | 0.86956 | 0.10732
[7 empty] | 0.32409 | 0.18751 | 0.27062 | 0.26764 | 0.85595 | 0.096063
[7 empty] | 0.3412 | 0.16043 | 0.28265 | 0.24105 | 0.85264 | 0.089498
[7 empty] | 0.35349 | 0.13475 | 0.28255 | 0.21435 | 0.83125 | 0.085093
[7 empty] | 0.36877 | 0.11367 | 0.29259 | 0.19649 | 0.81258 | 0.08751
[7 empty] | 0.39329 | 0.1029 | 0.30626 | 0.18632 | 0.78518 | 0.10016
[7 empty] | 0.41454 | 0.10217 | 0.31639 | 0.17203 | 0.73333 | 0.11121
[7 empty] | 0.43212 | 0.11612 | 0.31757 | 0.15621 | 0.65465 | 0.1209
[7 empty] | 0.4476 | 0.1309 | 0.31337 | 0.15412 | 0.57861 | 0.13669
[7 empty] | 0.46735 | 0.14559 | 0.33373 | 0.16001 | 0.52253 | 0.15291
[7 empty] | 0.49844 | 0.16116 | 0.37412 | 0.16688 | 0.48468 | 0.17027
[7 empty] | 0.53143 | 0.18215 | 0.41943 | 0.17887 | 0.45861 | 0.18182
[7 empty] | 0.55652 | 0.22396 | 0.4498 | 0.18544 | 0.44564 | 0.18794
[7 empty] | 0.58009 | 0.27459 | 0.4813 | 0.19645 | 0.44929 | 0.18724
[7 empty] | 0.60681 | 0.32447 | 0.52287 | 0.20859 | 0.46719 | 0.19877
[7 empty] | 0.60234 | 0.34806 | 0.56048 | 0.2231 | 0.48119 | 0.21693
[7 empty] | 0.58844 | 0.3548 | 0.58453 | 0.23942 | 0.48302 | 0.23748
[7 empty] | 0.58378 | 0.37253 | 0.57763 | 0.26518 | 0.48616 | 0.25772
[7 empty] | 0.58464 | 0.36249 | 0.5594 | 0.30085 | 0.46799 | 0.27232
[7 empty] | 0.58341 | 0.33296 | 0.53102 | 0.34081 | 0.44152 | 0.28005
[7 empty] | 0.59822 | 0.30784 | 0.50148 | 0.34889 | 0.41693 | 0.3008
[7 empty] | 0.60549 | 0.28287 | 0.47417 | 0.32262 | 0.38887 | 0.29925
[7 empty] | 0.61582 | 0.27016 | 0.46028 | 0.28557 | 0.37209 | 0.29327
[7 empty] | 0.62149 | 0.26794 | 0.4324 | 0.23797 | 0.35502 | 0.27703
[7 empty] | 0.64796 | 0.29728 | 0.40822 | 0.21958 | 0.34605 | 0.27079
[7 empty] | 0.65958 | 0.32334 | 0.36681 | 0.19995 | 0.34462 | 0.25416
[7 empty] | 0.67316 | 0.33375 | 0.3291 | 0.17141 | 0.3315 | 0.23141
[7 empty] | 0.68006 | 0.31591 | 0.2942 | 0.15533 | 0.31755 | 0.21121
[7 empty] | 0.68484 | 0.30065 | 0.26943 | 0.14173 | 0.30234 | 0.20817
[7 empty] | 0.69843 | 0.3057 | 0.24617 | 0.14167 | 0.28701 | 0.209
[7 empty] | 0.70843 | 0.31587 | 0.23644 | 0.14688 | 0.26249 | 0.21483
[7 empty] | 0.69303 | 0.33182 | 0.22495 | 0.16014 | 0.24099 | 0.21419
[7 empty] | 0.66996 | 0.34173 | 0.21723 | 0.17198 | 0.22043 | 0.21049
[7 empty] | 0.64847 | 0.35784 | 0.20518 | 0.1767 | 0.19548 | 0.20316
[7 empty] | 0.61267 | 0.37395 | 0.18993 | 0.18062 | 0.17414 | 0.20029
[7 empty] | 0.58002 | 0.4026 | 0.18351 | 0.1825 | 0.16027 | 0.1881
[7 empty] | 0.52696 | 0.44178 | 0.16525 | 0.18805 | 0.14713 | 0.17131
[7 empty] | 0.46247 | 0.4773 | 0.14548 | 0.19878 | 0.13498 | 0.15137
[7 empty] | 0.43887 | 0.50767 | 0.14403 | 0.20795 | 0.1362 | 0.14748
[7 empty] | 0.41758 | 0.50025 | 0.13459 | 0.21161 | 0.13219 | 0.14099
[7 empty] | 0.39721 | 0.48812 | 0.12727 | 0.20755 | 0.12726 | 0.13998
[7 empty] | 0.381 | 0.50374 | 0.11587 | 0.19811 | 0.11738 | 0.12926
[7 empty] | 0.36969 | 0.51754 | 0.10078 | 0.18412 | 0.11015 | 0.13543
[7 empty] | 0.36194 | 0.51701 | 0.086482 | 0.17329 | 0.10708 | 0.13235
[7 empty] | 0.35153 | 0.49684 | 0.074966 | 0.17849 | 0.10339 | 0.12743
[7 empty] | 0.33603 | 0.46463 | 0.071533 | 0.21623 | 0.10006 | 0.11455
[7 empty] | 0.31412 | 0.40797 | 0.084178 | 0.26636 | 0.10191 | 0.10685
[7 empty] | 0.2891 | 0.34489 | 0.10714 | 0.32225 | 0.097342 | 0.095474
[7 empty] | 0.26304 | 0.32274 | 0.13347 | 0.36512 | 0.091937 | 0.094589
[7 empty] | 0.24035 | 0.3055 | 0.16118 | 0.37423 | 0.082218 | 0.0938
[7 empty] | 0.22538 | 0.29835 | 0.18207 | 0.35075 | 0.077278 | 0.097844
[7 empty] | 0.21573 | 0.29729 | 0.21347 | 0.32926 | 0.069613 | 0.10201
[7 empty] | 0.21516 | 0.30089 | 0.26891 | 0.32208 | 0.070671 | 0.11022
[7 empty] | 0.21785 | 0.30667 | 0.31699 | 0.31261 | 0.07552 | 0.12345
[7 empty] | 0.21663 | 0.31101 | 0.32928 | 0.29105 | 0.08232 | 0.12728
[7 empty] | 0.21329 | 0.30272 | 0.30263 | 0.2524 | 0.096675 | 0.12521
[7 empty] | 0.20258 | 0.28723 | 0.26541 | 0.22603 | 0.1182 | 0.12086
[7 empty] | 0.18962 | 0.26721 | 0.23438 | 0.21116 | 0.14741 | 0.11387
[7 empty] | 0.18304 | 0.24576 | 0.19202 | 0.2194 | 0.17521 | 0.10526
[7 empty] | 0.18326 | 0.232 | 0.13741 | 0.24759 | 0.19504 | 0.098434
[7 empty] | 0.18101 | 0.22117 | 0.090451 | 0.27407 | 0.19939 | 0.086202
[7 empty] | 0.17039 | 0.21262 | 0.053333 | 0.28504 | 0.19047 | 0.077204
[7 empty] | 0.17445 | 0.2173 | 0.026383 | 0.28868 | 0.18798 | 0.078815
[7 empty] | 0.1754 | 0.22299 | 0.013816 | 0.26535 | 0.19827 | 0.089402
[7 empty] | 0.17248 | 0.2214 | 0.006088 | 0.21216 | 0.22656 | 0.10774
[7 empty] | 0.16864 | 0.21421 | 0.003617 | 0.15014 | 0.26297 | 0.13136
[7 empty] | 0.17832 | 0.20114 | 0.0063447 | 0.10181 | 0.30227 | 0.16678
[7 empty] | 0.21316 | 0.17186 | 0.013421 | 0.079517 | 0.35154 | 0.20403
[7 empty] | 0.28351 | 0.14419 | 0.023278 | 0.083172 | 0.40104 | 0.24971
[7 empty] | 0.38625 | 0.11751 | 0.032227 | 0.11065 | 0.4662 | 0.28946
[7 empty] | 0.4702 | 0.095386 | 0.037439 | 0.1765 | 0.52662 | 0.32587
[7 empty] | 0.5353 | 0.07349 | 0.036144 | 0.21437 | 0.56507 | 0.35026
[7 empty] | 0.61375 | 0.067506 | 0.032163 | 0.23417 | 0.61507 | 0.38566
[7 empty] | 0.65108 | 0.068971 | 0.032554 | 0.25446 | 0.63306 | 0.38885
[7 empty] | 0.67774 | 0.073599 | 0.034337 | 0.26845 | 0.64912 | 0.38377
[7 empty] | 0.68235 | 0.075604 | 0.037384 | 0.27036 | 0.65504 | 0.37021
[7 empty] | 0.69738 | 0.075868 | 0.040728 | 0.26953 | 0.66163 | 0.37006
[7 empty] | 0.71976 | 0.081133 | 0.042612 | 0.26697 | 0.66977 | 0.36649
[7 empty] | 0.73987 | 0.083104 | 0.040514 | 0.2653 | 0.67921 | 0.3513
[7 empty] | 0.75728 | 0.08065 | 0.037866 | 0.26875 | 0.69108 | 0.32049
[7 empty] | 0.7693 | 0.078532 | 0.028634 | 0.26778 | 0.69632 | 0.29611
[7 empty] | 0.78749 | 0.078965 | 0.020508 | 0.273 | 0.69831 | 0.30266
[7 empty] | 0.80075 | 0.084335 | 0.015971 | 0.26773 | 0.69953 | 0.32066
[7 empty] | 0.80595 | 0.094051 | 0.012196 | 0.25956 | 0.70832 | 0.34118
[7 empty] | 0.7912 | 0.10081 | 0.013974 | 0.23848 | 0.71129 | 0.37569
[7 empty] | 0.76972 | 0.092257 | 0.013998 | 0.23319 | 0.71428 | 0.413
[7 empty] | 0.75531 | 0.083808 | 0.015595 | 0.23587 | 0.70007 | 0.45048
[7 empty] | 0.74832 | 0.071677 | 0.019331 | 0.2341 | 0.58809 | 0.489
[7 empty] | 0.73792 | 0.057872 | 0.019927 | 0.22724 | 0.42763 | 0.52754
[7 empty] | 0.73775 | 0.042243 | 0.018591 | 0.21552 | 0.40513 | 0.55657
[7 empty] | 0.73967 | 0.032249 | 0.017675 | 0.19906 | 0.40492 | 0.58743
[7 empty] | 0.72839 | 0.024943 | 0.013178 | 0.17959 | 0.4338 | 0.61002
[7 empty] | 0.72195 | 0.019682 | 0.01093 | 0.15029 | 0.43941 | 0.64743
[7 empty] | 0.71425 | 0.016993 | 0.0081343 | 0.11114 | 0.37547 | 0.68896
[7 empty] | 0.709 | 0.024581 | 0.0080419 | 0.081346 | 0.29919 | 0.73199
[7 empty] | 0.69866 | 0.037414 | 0.010045 | 0.059836 | 0.26436 | 0.75232
[7 empty] | 0.70151 | 0.071692 | 0.010165 | 0.050001 | 0.29843 | 0.76221
[7 empty] | 0.67219 | 0.12357 | 0.013898 | 0.045423 | 0.35212 | 0.7663
[7 empty] | 0.57327 | 0.14782 | 0.025715 | 0.029921 | 0.35122 | 0.73671
[7 empty] | 0.55662 | 0.18006 | 0.028101 | 0.030652 | 0.36034 | 0.7348
[7 empty] | 0.54284 | 0.20506 | 0.032416 | 0.029522 | 0.36189 | 0.73968
[7 empty] | 0.54897 | 0.22789 | 0.036135 | 0.026157 | 0.34703 | 0.74128
[7 empty] | 0.56156 | 0.24803 | 0.047038 | 0.020205 | 0.32212 | 0.74205
[7 empty] | 0.5672 | 0.26796 | 0.059033 | 0.015523 | 0.29649 | 0.74356
[7 empty] | 0.56517 | 0.2779 | 0.066951 | 0.012937 | 0.26683 | 0.74732
[7 empty] | 0.56216 | 0.28205 | 0.066604 | 0.014779 | 0.24111 | 0.74337
[7 empty] | 0.5514 | 0.27156 | 0.062416 | 0.017036 | 0.2204 | 0.73368
[7 empty] | 0.5493 | 0.25419 | 0.054605 | 0.016295 | 0.19968 | 0.72742
[7 empty] | 0.54746 | 0.23545 | 0.050625 | 0.013762 | 0.17154 | 0.72467
[7 empty] | 0.55797 | 0.21792 | 0.049909 | 0.0083084 | 0.13796 | 0.73192
[7 empty] | 0.56219 | 0.21067 | 0.062128 | 0.0062515 | 0.11659 | 0.73601
[7 empty] | 0.55978 | 0.20494 | 0.088742 | 0.0040079 | 0.09169 | 0.73945
[7 empty] | 0.56221 | 0.19836 | 0.14226 | 0.0035808 | 0.070119 | 0.74216
[7 empty] | 0.55297 | 0.20188 | 0.19758 | 0.0033061 | 0.059542 | 0.74207
[7 empty] | 0.53719 | 0.21302 | 0.26394 | 0.0027928 | 0.052572 | 0.74518
[7 empty] | 0.52498 | 0.23419 | 0.33909 | 0.0033601 | 0.046918 | 0.751
[7 empty] | 0.51355 | 0.24391 | 0.42055 | 0.0045685 | 0.04376 | 0.75584
[7 empty] | 0.49577 | 0.23535 | 0.47977 | 0.0049108 | 0.04158 | 0.76672
[7 empty] | 0.46785 | 0.21745 | 0.52345 | 0.006558 | 0.040994 | 0.77216
[7 empty] | 0.43124 | 0.19714 | 0.57105 | 0.0096393 | 0.045642 | 0.7802
[7 empty] | 0.41605 | 0.19723 | 0.65329 | 0.01095 | 0.060503 | 0.79139
[7 empty] | 0.38559 | 0.19394 | 0.69044 | 0.012566 | 0.075442 | 0.79383
[7 empty] | 0.36697 | 0.18804 | 0.71158 | 0.016386 | 0.091855 | 0.80111
[7 empty] | 0.34347 | 0.16777 | 0.70592 | 0.017627 | 0.10032 | 0.80469
[7 empty] | 0.33392 | 0.14593 | 0.68787 | 0.017196 | 0.10066 | 0.80367
[7 empty] | 0.33635 | 0.12158 | 0.66448 | 0.015001 | 0.096902 | 0.80443
[7 empty] | 0.34386 | 0.10021 | 0.65808 | 0.011188 | 0.089182 | 0.80302
[7 empty] | 0.35695 | 0.086321 | 0.67807 | 0.0097446 | 0.084436 | 0.80761
[7 empty] | 0.35693 | 0.072156 | 0.7207 | 0.011768 | 0.079236 | 0.80998
[7 empty] | 0.33293 | 0.065232 | 0.76272 | 0.019438 | 0.078703 | 0.8034
[7 empty] | 0.30432 | 0.057833 | 0.79864 | 0.02891 | 0.079514 | 0.79108
[7 empty] | 0.28417 | 0.057274 | 0.82612 | 0.033498 | 0.078194 | 0.7692
[7 empty] | 0.27608 | 0.051504 | 0.8484 | 0.034065 | 0.074247 | 0.74295
[7 empty] | 0.28749 | 0.049855 | 0.86656 | 0.028238 | 0.06206 | 0.7371
[7 empty] | 0.32176 | 0.056307 | 0.87875 | 0.026981 | 0.055242 | 0.72147
[7 empty] | 0.35996 | 0.072379 | 0.88479 | 0.025034 | 0.047463 | 0.71615
[7 empty] | 0.3947 | 0.092151 | 0.88911 | 0.028011 | 0.036128 | 0.72002
[7 empty] | 0.43801 | 0.10558 | 0.88724 | 0.031351 | 0.023406 | 0.71487
[7 empty] | 0.47316 | 0.10982 | 0.88517 | 0.03971 | 0.0096894 | 0.70264
[7 empty] | 0.51034 | 0.10882 | 0.87731 | 0.046941 | 0.0038344 | 0.68786
[7 empty] | 0.54544 | 0.10978 | 0.87926 | 0.062067 | 0.0015608 | 0.71936
[7 empty] | 0.57778 | 0.1071 | 0.87987 | 0.090999 | 0.0013624 | 0.72264
[7 empty] | 0.61528 | 0.10427 | 0.87 | 0.14004 | 0.0035336 | 0.72326
[7 empty] | 0.63868 | 0.10191 | 0.85409 | 0.22044 | 0.015179 | 0.72209
[7 empty] | 0.64981 | 0.10169 | 0.85835 | 0.32437 | 0.031921 | 0.7335
[7 empty] | 0.64976 | 0.089736 | 0.82938 | 0.40418 | 0.044787 | 0.72975
[7 empty] | 0.65041 | 0.082239 | 0.81382 | 0.48391 | 0.047193 | 0.71354
[7 empty] | 0.64905 | 0.067926 | 0.77722 | 0.56811 | 0.045905 | 0.68957
[7 empty] | 0.65076 | 0.054946 | 0.74955 | 0.64455 | 0.047783 | 0.64511
[7 empty] | 0.66094 | 0.042928 | 0.71636 | 0.68894 | 0.046623 | 0.60376
[7 empty] | 0.66834 | 0.030683 | 0.70047 | 0.72092 | 0.038314 | 0.57325
[7 empty] | 0.68712 | 0.021617 | 0.69327 | 0.76121 | 0.02631 | 0.54417
[7 empty] | 0.70697 | 0.018336 | 0.66261 | 0.78896 | 0.018693 | 0.494
[7 empty] | 0.72036 | 0.018853 | 0.65206 | 0.81147 | 0.017885 | 0.44034
[7 empty] | 0.73365 | 0.019397 | 0.63869 | 0.82307 | 0.020167 | 0.39119
[7 empty] | 0.72512 | 0.021516 | 0.61547 | 0.83352 | 0.024473 | 0.35696
[7 empty] | 0.72059 | 0.024486 | 0.60465 | 0.84375 | 0.026648 | 0.3223
[7 empty] | 0.72603 | 0.023415 | 0.61188 | 0.87441 | 0.027103 | 0.31374
[7 empty] | 0.71468 | 0.026605 | 0.607 | 0.88287 | 0.029371 | 0.33111
[7 empty] | 0.70517 | 0.031213 | 0.5873 | 0.89065 | 0.034061 | 0.35237
[7 empty] | 0.69062 | 0.036568 | 0.56064 | 0.90115 | 0.041314 | 0.37393
[7 empty] | 0.67735 | 0.03871 | 0.54482 | 0.90791 | 0.042098 | 0.37906
[7 empty] | 0.64777 | 0.035637 | 0.52906 | 0.91255 | 0.03373 | 0.37979
[7 empty] | 0.61817 | 0.031239 | 0.5113 | 0.91336 | 0.01863 | 0.3793
[7 empty] | 0.58601 | 0.02715 | 0.49707 | 0.91656 | 0.011215 | 0.37164
[7 empty] | 0.5564 | 0.020886 | 0.48683 | 0.91695 | 0.0054692 | 0.367
[7 empty] | 0.51646 | 0.017951 | 0.46409 | 0.917 | 0.0020474 | 0.35547
[7 empty] | 0.47183 | 0.015948 | 0.42784 | 0.91634 | 0.00057558 | 0.34939
[7 empty] | 0.42261 | 0.015803 | 0.39881 | 0.91708 | 0.00057917 | 0.35785
[7 empty] | 0.35836 | 0.020253 | 0.35744 | 0.91441 | 0.0042247 | 0.34383
[7 empty] | 0.29158 | 0.029224 | 0.3173 | 0.90989 | 0.01104 | 0.32554
[7 empty] | 0.23151 | 0.036086 | 0.28572 | 0.90571 | 0.012783 | 0.29439
[7 empty] | 0.19092 | 0.045952 | 0.26249 | 0.90154 | 0.013107 | 0.27091
[7 empty] | 0.16035 | 0.058573 | 0.23771 | 0.90068 | 0.01163 | 0.25271
[7 empty] | 0.14002 | 0.06993 | 0.20894 | 0.9026 | 0.0065322 | 0.24347
[7 empty] | 0.12423 | 0.087384 | 0.18164 | 0.90526 | 0.0034764 | 0.25027
[7 empty] | 0.10543 | 0.1126 | 0.16489 | 0.90684 | 0.0035835 | 0.25629
[7 empty] | 0.094753 | 0.1352 | 0.15591 | 0.90796 | 0.0054582 | 0.2712
[7 empty] | 0.090245 | 0.14892 | 0.14617 | 0.90755 | 0.0088007 | 0.28456
[7 empty] | 0.092794 | 0.16304 | 0.13879 | 0.9053 | 0.010793 | 0.28201
[7 empty] | 0.10081 | 0.15821 | 0.12845 | 0.90206 | 0.013052 | 0.26592
[7 empty] | 0.11431 | 0.15579 | 0.11853 | 0.89794 | 0.00896 | 0.25285
[7 empty] | 0.13955 | 0.16451 | 0.12007 | 0.90091 | 0.00369 | 0.25088
[7 empty] | 0.1658 | 0.16781 | 0.11888 | 0.9011 | 0.00092899 | 0.24534
[7 empty] | 0.18323 | 0.16872 | 0.12172 | 0.90589 | 0.00038676 | 0.24429
[7 empty] | 0.19637 | 0.15847 | 0.12595 | 0.91064 | 0.0014706 | 0.25783
[7 empty] | 0.19779 | 0.1526 | 0.12635 | 0.91556 | 0.0024832 | 0.27033
[7 empty] | 0.2043 | 0.1451 | 0.12568 | 0.91701 | 0.0044345 | 0.2866
[7 empty] | 0.21175 | 0.13371 | 0.11792 | 0.91836 | 0.0089269 | 0.28905
[7 empty] | 0.21834 | 0.12417 | 0.1059 | 0.9169 | 0.014256 | 0.28441
[7 empty] | 0.22612 | 0.11168 | 0.09295 | 0.9161 | 0.018051 | 0.26636
[7 empty] | 0.22765 | 0.098848 | 0.08458 | 0.9154 | 0.017533 | 0.25219
[7 empty] | 0.24035 | 0.089391 | 0.087057 | 0.91857 | 0.011499 | 0.25399
[7 empty] | 0.23728 | 0.080572 | 0.096489 | 0.91719 | 0.0070395 | 0.25414
[7 empty] | 0.24069 | 0.07263 | 0.096907 | 0.91751 | 0.0036523 | 0.25341
[7 empty] | 0.23624 | 0.064706 | 0.093486 | 0.91301 | 0.0024024 | 0.23436
[7 empty] | 0.23621 | 0.058954 | 0.085506 | 0.91419 | 0.0026057 | 0.22279
[7 empty] | 0.24263 | 0.057396 | 0.075169 | 0.91527 | 0.004759 | 0.21445
[7 empty] | 0.24924 | 0.061066 | 0.066533 | 0.91473 | 0.0080082 | 0.20292
[7 empty] | 0.26009 | 0.067445 | 0.064571 | 0.91058 | 0.012267 | 0.19856
[7 empty] | 0.2653 | 0.066657 | 0.062466 | 0.90935 | 0.015565 | 0.19081
[7 empty] | 0.26267 | 0.066427 | 0.065465 | 0.90726 | 0.013418 | 0.1964
[7 empty] | 0.2543 | 0.066468 | 0.069356 | 0.90864 | 0.0080289 | 0.20693
[7 empty] | 0.24162 | 0.068052 | 0.07174 | 0.90513 | 0.0047266 | 0.22201
[7 empty] | 0.22065 | 0.076181 | 0.067548 | 0.90128 | 0.0056041 | 0.23499
[7 empty] | 0.21411 | 0.089872 | 0.061172 | 0.90374 | 0.011299 | 0.23795
[7 empty] | 0.22967 | 0.11342 | 0.060993 | 0.90374 | 0.030505 | 0.25458
[7 empty] | 0.25379 | 0.13202 | 0.055242 | 0.89876 | 0.076845 | 0.26335
[7 empty] | 0.28356 | 0.15009 | 0.048782 | 0.89261 | 0.14736 | 0.26137
[7 empty] | 0.31329 | 0.14811 | 0.040068 | 0.89417 | 0.20776 | 0.26753
[7 empty] | 0.32851 | 0.13823 | 0.027156 | 0.89274 | 0.2304 | 0.26506
[7 empty] | 0.34173 | 0.12417 | 0.019326 | 0.89761 | 0.21778 | 0.26132
[7 empty] | 0.35534 | 0.1193 | 0.013526 | 0.89732 | 0.19095 | 0.24702
[7 empty] | 0.37042 | 0.12703 | 0.013261 | 0.89479 | 0.15683 | 0.21973
[7 empty] | 0.38987 | 0.15135 | 0.019295 | 0.89334 | 0.12297 | 0.18169
[7 empty] | 0.38657 | 0.18463 | 0.029514 | 0.89106 | 0.097178 | 0.15195
[7 empty] | 0.38126 | 0.23977 | 0.040994 | 0.89194 | 0.095431 | 0.13193
[7 empty] | 0.36269 | 0.29124 | 0.052981 | 0.8887 | 0.11289 | 0.11859
[7 empty] | 0.35164 | 0.32842 | 0.060375 | 0.88554 | 0.1527 | 0.11157
[7 empty] | 0.35108 | 0.35278 | 0.065215 | 0.87518 | 0.19319 | 0.098025
[7 empty] | 0.36845 | 0.34709 | 0.0689 | 0.86796 | 0.22935 | 0.0857
[7 empty] | 0.38538 | 0.32975 | 0.073266 | 0.8604 | 0.25827 | 0.075575
[7 empty] | 0.41692 | 0.30857 | 0.077245 | 0.85462 | 0.29933 | 0.069263
[7 empty] | 0.44939 | 0.29472 | 0.07889 | 0.84906 | 0.34704 | 0.068043
[7 empty] | 0.47181 | 0.28623 | 0.07441 | 0.84802 | 0.38596 | 0.070719
[7 empty] | 0.47905 | 0.29265 | 0.066512 | 0.84933 | 0.41953 | 0.088283
[7 empty] | 0.47274 | 0.29813 | 0.057329 | 0.84595 | 0.43348 | 0.1094
[7 empty] | 0.46529 | 0.28433 | 0.046374 | 0.84346 | 0.4454 | 0.13026
[7 empty] | 0.47412 | 0.22967 | 0.038655 | 0.83574 | 0.47232 | 0.13703
[7 empty] | 0.48201 | 0.15744 | 0.028631 | 0.82535 | 0.51686 | 0.13859
[7 empty] | 0.49554 | 0.10419 | 0.021973 | 0.81543 | 0.59544 | 0.14112
[7 empty] | 0.49813 | 0.058008 | 0.015232 | 0.80937 | 0.6849 | 0.14623
[7 empty] | 0.49846 | 0.028772 | 0.0092138 | 0.80925 | 0.77447 | 0.15015
[7 empty] | 0.48724 | 0.011869 | 0.0062027 | 0.80476 | 0.82387 | 0.14807
[7 empty] | 0.46583 | 0.0034919 | 0.004446 | 0.79667 | 0.83453 | 0.14788
[7 empty] | 0.46127 | 0.0021443 | 0.0030093 | 0.79471 | 0.82555 | 0.14998
[7 empty] | 0.45847 | 0.0033428 | 0.0031043 | 0.78717 | 0.80176 | 0.14088
[7 empty] | 0.45909 | 0.011352 | 0.00322 | 0.79393 | 0.78995 | 0.12494
[7 empty] | 0.45452 | 0.034321 | 0.0050686 | 0.78951 | 0.7705 | 0.10132
[7 empty] | 0.42658 | 0.061226 | 0.0093514 | 0.79132 | 0.7457 | 0.088211
[7 empty] | 0.40222 | 0.070897 | 0.011791 | 0.80599 | 0.7456 | 0.08715
[7 empty] | 0.35542 | 0.067927 | 0.012873 | 0.8059 | 0.73644 | 0.092989
[7 empty] | 0.32138 | 0.067119 | 0.013506 | 0.81045 | 0.72676 | 0.10205
[7 empty] | 0.28656 | 0.063005 | 0.011077 | 0.80629 | 0.72737 | 0.11073
[7 empty] | 0.26847 | 0.068269 | 0.0097313 | 0.80916 | 0.73932 | 0.12085
[7 empty] | 0.25039 | 0.073399 | 0.0081565 | 0.80929 | 0.73654 | 0.12948
[7 empty] | 0.23036 | 0.07673 | 0.0064516 | 0.79263 | 0.70896 | 0.13364
[7 empty] | 0.2183 | 0.074947 | 0.005628 | 0.77622 | 0.66323 | 0.14436
[7 empty] | 0.20679 | 0.06419 | 0.0051476 | 0.74754 | 0.61577 | 0.14728
[7 empty] | 0.19432 | 0.049787 | 0.0053376 | 0.71053 | 0.56634 | 0.15213
[7 empty] | 0.19231 | 0.030721 | 0.0049197 | 0.66994 | 0.53446 | 0.15228
[7 empty] | 0.19541 | 0.01515 | 0.0050244 | 0.63186 | 0.51275 | 0.15101
[7 empty] | 0.19389 | 0.0058396 | 0.004494 | 0.5919 | 0.49072 | 0.14384
[7 empty] | 0.19402 | 0.00089618 | 0.0029443 | 0.56416 | 0.50173 | 0.1315
[7 empty] | 0.20841 | 0.0010227 | 0.0026766 | 0.5431 | 0.53206 | 0.12472
[7 empty] | 0.23616 | 0.002228 | 0.0021867 | 0.52649 | 0.58931 | 0.12043
[7 empty] | 0.25955 | 0.0042148 | 0.0020289 | 0.50533 | 0.66717 | 0.11743
[7 empty] | 0.27705 | 0.0049921 | 0.0022765 | 0.48628 | 0.71386 | 0.1118
[7 empty] | 0.28243 | 0.0041865 | 0.003909 | 0.46144 | 0.73413 | 0.10722
[7 empty] | 0.29091 | 0.0034219 | 0.012118 | 0.46051 | 0.74844 | 0.10085
[7 empty] | 0.30301 | 0.0025788 | 0.029479 | 0.45419 | 0.76425 | 0.092545
[7 empty] | 0.31196 | 0.0048749 | 0.055968 | 0.44171 | 0.76598 | 0.086947
[7 empty] | 0.33201 | 0.014377 | 0.083521 | 0.41683 | 0.75871 | 0.080624
[7 empty] | 0.36409 | 0.032427 | 0.1042 | 0.40748 | 0.761 | 0.087192
[7 empty] | 0.3982 | 0.060917 | 0.11807 | 0.40688 | 0.78569 | 0.11738
[7 empty] | 0.41735 | 0.10083 | 0.12602 | 0.38552 | 0.77697 | 0.17069
[7 empty] | 0.41997 | 0.14436 | 0.14218 | 0.35718 | 0.77885 | 0.24363
[7 empty] | 0.41201 | 0.17702 | 0.15715 | 0.33008 | 0.76833 | 0.31184
[7 empty] | 0.41334 | 0.20376 | 0.17775 | 0.30842 | 0.77678 | 0.38722
[7 empty] | 0.4063 | 0.22675 | 0.19575 | 0.27637 | 0.77576 | 0.46776
[7 empty] | 0.40823 | 0.24872 | 0.20649 | 0.24879 | 0.77311 | 0.55947
[7 empty] | 0.414 | 0.27988 | 0.2134 | 0.23741 | 0.77818 | 0.63142
[7 empty] | 0.4177 | 0.3126 | 0.20629 | 0.224 | 0.76987 | 0.671
[7 empty] | 0.42068 | 0.35516 | 0.20046 | 0.19934 | 0.75719 | 0.69173
[7 empty] | 0.4237 | 0.40792 | 0.19543 | 0.18846 | 0.72716 | 0.7073
[7 empty] | 0.42369 | 0.45994 | 0.1856 | 0.1792 | 0.69842 | 0.70884
[7 empty] | 0.41583 | 0.4654 | 0.17623 | 0.16315 | 0.69521 | 0.72814
[7 empty] | 0.4186 | 0.47243 | 0.16889 | 0.15075 | 0.6996 | 0.76561
[7 empty] | 0.43361 | 0.47093 | 0.17169 | 0.14491 | 0.69259 | 0.78995
[7 empty] | 0.45184 | 0.46528 | 0.16722 | 0.14193 | 0.68753 | 0.80522
[7 empty] | 0.46777 | 0.45062 | 0.16355 | 0.1356 | 0.6741 | 0.81959
[7 empty] | 0.47577 | 0.4445 | 0.15282 | 0.12382 | 0.66857 | 0.82008
[7 empty] | 0.48566 | 0.41047 | 0.12323 | 0.1119 | 0.66591 | 0.77855
[7 empty] | 0.48573 | 0.38245 | 0.089994 | 0.095404 | 0.66683 | 0.70615
[7 empty] | 0.48581 | 0.34376 | 0.072145 | 0.084558 | 0.67676 | 0.6505
[7 empty] | 0.49097 | 0.30644 | 0.075841 | 0.069512 | 0.68089 | 0.60151
[7 empty] | 0.48715 | 0.28602 | 0.095855 | 0.054555 | 0.67724 | 0.53874
[7 empty] | 0.50191 | 0.29194 | 0.12107 | 0.040755 | 0.66632 | 0.4832
[7 empty] | 0.53849 | 0.33794 | 0.14521 | 0.029001 | 0.67045 | 0.44256
[7 empty] | 0.55847 | 0.36995 | 0.16186 | 0.020764 | 0.65156 | 0.403
[7 empty] | 0.56404 | 0.39479 | 0.17646 | 0.016017 | 0.62719 | 0.37529
[7 empty] | 0.54122 | 0.39297 | 0.17691 | 0.011146 | 0.60941 | 0.34842
[7 empty] | 0.51915 | 0.37609 | 0.17652 | 0.0062717 | 0.61052 | 0.32511
[7 empty] | 0.50587 | 0.36284 | 0.18474 | 0.0026745 | 0.60485 | 0.31146
[7 empty] | 0.50278 | 0.36987 | 0.20815 | 0.0011002 | 0.59796 | 0.31004
[7 empty] | 0.49474 | 0.38396 | 0.23601 | 0.00053158 | 0.60157 | 0.31941
[7 empty] | 0.47695 | 0.41846 | 0.26788 | 0.00037787 | 0.58619 | 0.33002
[7 empty] | 0.44537 | 0.45216 | 0.30325 | 0.00092517 | 0.57265 | 0.34169
[7 empty] | 0.39576 | 0.49295 | 0.33256 | 0.0044773 | 0.5475 | 0.35226
[7 empty] | 0.35611 | 0.52204 | 0.35526 | 0.0070877 | 0.50666 | 0.35944
[7 empty] | 0.32492 | 0.53174 | 0.37553 | 0.0088155 | 0.46679 | 0.36145
[7 empty] | 0.31173 | 0.54502 | 0.39524 | 0.0078496 | 0.44864 | 0.36491
[7 empty] | 0.31919 | 0.55349 | 0.41962 | 0.006591 | 0.43276 | 0.37366
[7 empty] | 0.32854 | 0.55163 | 0.43325 | 0.0071451 | 0.4188 | 0.37671
[7 empty] | 0.3316 | 0.54921 | 0.44512 | 0.0089868 | 0.42277 | 0.37621
[7 empty] | 0.32718 | 0.53981 | 0.42478 | 0.015888 | 0.44484 | 0.37223
[7 empty] | 0.31823 | 0.50793 | 0.3871 | 0.028544 | 0.47007 | 0.35623
[7 empty] | 0.30886 | 0.4782 | 0.34259 | 0.049448 | 0.5104 | 0.35154
[7 empty] | 0.30007 | 0.445 | 0.3072 | 0.074477 | 0.53124 | 0.33961
[7 empty] | 0.28913 | 0.41855 | 0.28899 | 0.099172 | 0.53441 | 0.33455
[7 empty] | 0.27155 | 0.38922 | 0.28992 | 0.11923 | 0.53728 | 0.32333
[7 empty] | 0.24914 | 0.37585 | 0.31475 | 0.13782 | 0.54668 | 0.31736
[7 empty] | 0.22735 | 0.3914 | 0.37083 | 0.14831 | 0.61092 | 0.31678
[7 empty] | 0.19856 | 0.38934 | 0.40856 | 0.14818 | 0.64961 | 0.31099
[7 empty] | 0.18135 | 0.39164 | 0.42765 | 0.14733 | 0.6767 | 0.30503
[7 empty] | 0.1636 | 0.38529 | 0.42478 | 0.14355 | 0.68787 | 0.28872
[7 empty] | 0.15708 | 0.38135 | 0.41782 | 0.14757 | 0.71095 | 0.26453
[7 empty] | 0.15239 | 0.36387 | 0.41193 | 0.14935 | 0.72869 | 0.24216
[7 empty] | 0.14244 | 0.35489 | 0.4265 | 0.15957 | 0.75111 | 0.21872
[7 empty] | 0.13799 | 0.35618 | 0.44867 | 0.17292 | 0.7667 | 0.20172
[7 empty] | 0.12292 | 0.34719 | 0.48237 | 0.19303 | 0.77112 | 0.18502
[7 empty] | 0.10436 | 0.3553 | 0.5387 | 0.20106 | 0.77444 | 0.17304
[7 empty] | 0.089365 | 0.36223 | 0.5837 | 0.20431 | 0.77175 | 0.16773
[7 empty] | 0.073768 | 0.3783 | 0.62171 | 0.20171 | 0.75547 | 0.17186
[7 empty] | 0.062134 | 0.38486 | 0.64223 | 0.19027 | 0.74308 | 0.17144
[7 empty] | 0.047271 | 0.40247 | 0.66615 | 0.17846 | 0.74222 | 0.18053
[7 empty] | 0.042161 | 0.42201 | 0.6802 | 0.17964 | 0.74106 | 0.19199
[7 empty] | 0.041643 | 0.43334 | 0.71002 | 0.17101 | 0.74315 | 0.19769
[7 empty] | 0.04212 | 0.43193 | 0.73762 | 0.16683 | 0.74314 | 0.20495
[7 empty] | 0.044663 | 0.41058 | 0.76019 | 0.15746 | 0.74759 | 0.21018
[7 empty] | 0.042476 | 0.35899 | 0.76227 | 0.14578 | 0.74086 | 0.20724
[7 empty] | 0.043874 | 0.31969 | 0.76561 | 0.14323 | 0.73826 | 0.20157
[7 empty] | 0.040622 | 0.27661 | 0.76688 | 0.14859 | 0.74472 | 0.1873
[7 empty] | 0.033642 | 0.23338 | 0.75336 | 0.15932 | 0.75349 | 0.16619
[7 empty] | 0.024699 | 0.20127 | 0.69721 | 0.18585 | 0.76611 | 0.14802
[7 empty] | 0.016499 | 0.18318 | 0.64371 | 0.22371 | 0.77761 | 0.12628
[7 empty] | 0.010342 | 0.18668 | 0.61206 | 0.25292 | 0.79798 | 0.12363
[7 empty] | 0.0081008 | 0.20014 | 0.58502 | 0.2612 | 0.79385 | 0.1309
[7 empty] | 0.0072793 | 0.21073 | 0.58347 | 0.26888 | 0.77594 | 0.14642
[7 empty] | 0.0064674 | 0.20504 | 0.60145 | 0.2792 | 0.76151 | 0.14825
[7 empty] | 0.0069207 | 0.19987 | 0.63187 | 0.298 | 0.76442 | 0.15269
[7 empty] | 0.006932 | 0.19375 | 0.68097 | 0.31518 | 0.75399 | 0.15654
[7 empty] | 0.0063019 | 0.18451 | 0.71442 | 0.32843 | 0.7494 | 0.15966
[7 empty] | 0.0053298 | 0.17568 | 0.75349 | 0.33744 | 0.74104 | 0.16245
[7 empty] | 0.0042282 | 0.16654 | 0.7787 | 0.32904 | 0.73908 | 0.16136
[7 empty] | 0.0034757 | 0.15993 | 0.79354 | 0.29928 | 0.73321 | 0.15125
[7 empty] | 0.0026364 | 0.15743 | 0.80996 | 0.26545 | 0.72455 | 0.13542
[7 empty] | 0.0028199 | 0.15235 | 0.81178 | 0.23297 | 0.71839 | 0.11979
[7 empty] | 0.003421 | 0.13566 | 0.81241 | 0.19769 | 0.71044 | 0.098703
[7 empty] | 0.0031453 | 0.10805 | 0.81349 | 0.16344 | 0.71394 | 0.077158
[7 empty] | 0.0042109 | 0.09161 | 0.81505 | 0.13288 | 0.71993 | 0.06555
[7 empty] | 0.0063267 | 0.078569 | 0.82541 | 0.094124 | 0.72254 | 0.057392
[7 empty] | 0.011877 | 0.073523 | 0.83426 | 0.059231 | 0.72173 | 0.049121
[7 empty] | 0.021034 | 0.07135 | 0.83989 | 0.034599 | 0.72031 | 0.043368
[7 empty] | 0.029295 | 0.062451 | 0.8423 | 0.022403 | 0.7109 | 0.035799
[7 empty] | 0.038085 | 0.052685 | 0.84648 | 0.017122 | 0.71012 | 0.029867
[7 empty] | 0.043976 | 0.040003 | 0.85327 | 0.015422 | 0.70919 | 0.023402
[7 empty] | 0.049238 | 0.034851 | 0.84551 | 0.016613 | 0.69521 | 0.014795
[7 empty] | 0.052716 | 0.028144 | 0.82979 | 0.018671 | 0.66498 | 0.0083272
[7 empty] | 0.053721 | 0.032489 | 0.81197 | 0.018334 | 0.62641 | 0.0053847
[7 empty] | 0.052794 | 0.035212 | 0.81174 | 0.014888 | 0.59812 | 0.0055882
[7 empty] | 0.046981 | 0.036996 | 0.7917 | 0.010972 | 0.57496 | 0.0069405
[7 empty] | 0.044638 | 0.04256 | 0.76438 | 0.0081145 | 0.5545 | 0.0073602
[7 empty] | 0.036736 | 0.043933 | 0.74489 | 0.0044572 | 0.52654 | 0.0071435
[7 empty] | 0.031395 | 0.04567 | 0.73706 | 0.0021249 | 0.50712 | 0.0071716
[7 empty] | 0.031689 | 0.044101 | 0.72747 | 0.0011909 | 0.4926 | 0.0077386
[7 empty] | 0.031095 | 0.040975 | 0.73393 | 0.00060614 | 0.48787 | 0.012663
[7 empty] | 0.035372 | 0.036615 | 0.73883 | 0.00036423 | 0.48508 | 0.017865
[7 empty] | 0.038157 | 0.037416 | 0.74654 | 0.00021854 | 0.4728 | 0.02365
[7 empty] | 0.047616 | 0.042657 | 0.75201 | 0.00054634 | 0.44669 | 0.025193
[7 empty] | 0.049079 | 0.050875 | 0.75084 | 0.001222 | 0.40133 | 0.021696
[7 empty] | 0.049916 | 0.061422 | 0.75056 | 0.0023312 | 0.34335 | 0.016546
[7 empty] | 0.048246 | 0.071281 | 0.74359 | 0.0066069 | 0.27318 | 0.012063
[7 empty] | 0.040129 | 0.078809 | 0.74064 | 0.012415 | 0.21324 | 0.0062342
[7 empty] | 0.037447 | 0.10426 | 0.74019 | 0.022969 | 0.1696 | 0.0035288
[7 empty] | 0.040366 | 0.13755 | 0.76422 | 0.041636 | 0.1551 | 0.0016359
[7 empty] | 0.040272 | 0.18074 | 0.7918 | 0.07147 | 0.14949 | 0.00083081
[7 empty] | 0.046426 | 0.21563 | 0.81091 | 0.095197 | 0.14959 | 0.00047936
[7 empty] | 0.053073 | 0.23974 | 0.81853 | 0.10653 | 0.15802 | 0.00023002
[7 empty] | 0.061281 | 0.25134 | 0.8335 | 0.11358 | 0.16592 | 9.59e-05
[7 empty] | 0.072659 | 0.24985 | 0.84164 | 0.1086 | 0.16937 | 0
[7 empty] | 0.08959 | 0.2365 | 0.84223 | 0.10494 | 0.17086 | 5.74e-05
[7 empty] | 0.10824 | 0.21706 | 0.83656 | 0.1035 | 0.15676 | 0.0016456
[7 empty] | 0.12502 | 0.20173 | 0.82538 | 0.1098 | 0.14113 | 0.011305
[7 empty] | 0.15053 | 0.20287 | 0.81996 | 0.12891 | 0.13818 | 0.041046
[7 empty] | 0.16505 | 0.21207 | 0.8012 | 0.16113 | 0.1297 | 0.098186
[7 empty] | 0.18774 | 0.23675 | 0.78576 | 0.19245 | 0.12668 | 0.20486
[7 empty] | 0.18736 | 0.26075 | 0.76956 | 0.2068 | 0.13035 | 0.35296
[7 empty] | 0.18573 | 0.27876 | 0.75457 | 0.2141 | 0.13834 | 0.54336
[7 empty] | 0.18566 | 0.2962 | 0.7243 | 0.21256 | 0.14147 | 0.64039
[7 empty] | 0.19735 | 0.31882 | 0.68896 | 0.21611 | 0.13996 | 0.67478
[7 empty] | 0.21709 | 0.32859 | 0.65736 | 0.22243 | 0.1393 | 0.67154
[7 empty] | 0.23221 | 0.32389 | 0.6252 | 0.22361 | 0.13283 | 0.65873
[7 empty] | 0.23772 | 0.30668 | 0.60047 | 0.22538 | 0.12159 | 0.64151
[7 empty] | 0.2262 | 0.30173 | 0.57017 | 0.23367 | 0.11422 | 0.62888
[7 empty] | 0.21085 | 0.31714 | 0.54565 | 0.24305 | 0.10709 | 0.62289
[7 empty] | 0.17906 | 0.33697 | 0.51575 | 0.23984 | 0.11328 | 0.64168
[7 empty] | 0.14453 | 0.39541 | 0.49667 | 0.23609 | 0.12898 | 0.66203
[7 empty] | 0.11629 | 0.46206 | 0.48464 | 0.24634 | 0.15765 | 0.67042
[7 empty] | 0.094595 | 0.5257 | 0.47748 | 0.25374 | 0.1764 | 0.68327
[7 empty] | 0.087035 | 0.55732 | 0.47449 | 0.26024 | 0.19146 | 0.70979
[7 empty] | 0.10443 | 0.57423 | 0.4645 | 0.26219 | 0.19834 | 0.73768
[7 empty] | 0.12216 | 0.56705 | 0.45538 | 0.25878 | 0.20204 | 0.77784
[7 empty] | 0.1348 | 0.55648 | 0.43895 | 0.26149 | 0.20945 | 0.83664
[7 empty] | 0.13827 | 0.53748 | 0.43066 | 0.26119 | 0.21168 | 0.85088
[7 empty] | 0.13013 | 0.51992 | 0.4434 | 0.24807 | 0.20683 | 0.86771
[7 empty] | 0.11382 | 0.51161 | 0.44965 | 0.23469 | 0.20161 | 0.8666
[7 empty] | 0.10272 | 0.49732 | 0.45202 | 0.22519 | 0.19262 | 0.86162
[7 empty] | 0.11233 | 0.51095 | 0.45457 | 0.2309 | 0.18417 | 0.8763
[7 empty] | 0.12883 | 0.51448 | 0.42599 | 0.23908 | 0.17522 | 0.87077
[7 empty] | 0.1597 | 0.51178 | 0.40433 | 0.24526 | 0.17873 | 0.87229
[7 empty] | 0.1796 | 0.50765 | 0.37867 | 0.2504 | 0.1866 | 0.8621
[7 empty] | 0.19253 | 0.50732 | 0.35608 | 0.26283 | 0.20241 | 0.86114
[7 empty] | 0.19965 | 0.49373 | 0.33707 | 0.27689 | 0.22456 | 0.85435
[7 empty] | 0.20948 | 0.4916 | 0.31306 | 0.31127 | 0.25292 | 0.85065
[7 empty] | 0.21541 | 0.49751 | 0.29107 | 0.37357 | 0.28284 | 0.85944
[7 empty] | 0.22535 | 0.49501 | 0.26877 | 0.42846 | 0.30999 | 0.86637
[7 empty] | 0.22838 | 0.48111 | 0.25208 | 0.48533 | 0.31881 | 0.87265
[7 empty] | 0.23364 | 0.45695 | 0.24922 | 0.529 | 0.32239 | 0.86435
[7 empty] | 0.23327 | 0.43106 | 0.24585 | 0.55768 | 0.31813 | 0.85388
[7 empty] | 0.22755 | 0.39708 | 0.23963 | 0.57015 | 0.31793 | 0.82203
[7 empty] | 0.22558 | 0.36748 | 0.23735 | 0.59379 | 0.31961 | 0.8154
[7 empty] | 0.22924 | 0.37381 | 0.25093 | 0.62246 | 0.33919 | 0.79324
[7 empty] | 0.22803 | 0.38243 | 0.26445 | 0.65485 | 0.35099 | 0.7702
[7 empty] | 0.22012 | 0.40285 | 0.27663 | 0.69659 | 0.37174 | 0.76146
[7 empty] | 0.20319 | 0.41612 | 0.29352 | 0.71679 | 0.392 | 0.74456
[7 empty] | 0.17645 | 0.41662 | 0.29987 | 0.7355 | 0.41906 | 0.71948
[7 empty] | 0.14917 | 0.40925 | 0.30494 | 0.74827 | 0.47972 | 0.69107
[7 empty] | 0.11855 | 0.38506 | 0.30503 | 0.76006 | 0.53259 | 0.67557
[7 empty] | 0.090288 | 0.34966 | 0.30156 | 0.7718 | 0.57314 | 0.65644
[7 empty] | 0.071541 | 0.29942 | 0.28797 | 0.77337 | 0.58171 | 0.6282
[7 empty] | 0.064585 | 0.25213 | 0.27325 | 0.7702 | 0.56666 | 0.60566
[7 empty] | 0.075484 | 0.22465 | 0.25368 | 0.77272 | 0.55968 | 0.60403
[7 empty] | 0.088429 | 0.1967 | 0.23641 | 0.76065 | 0.53002 | 0.58398
[7 empty] | 0.10209 | 0.1761 | 0.22064 | 0.74695 | 0.51676 | 0.57227
[7 empty] | 0.10763 | 0.15984 | 0.20257 | 0.70702 | 0.50582 | 0.55468
[7 empty] | 0.10936 | 0.15685 | 0.18755 | 0.66963 | 0.50433 | 0.55219
[7 empty] | 0.098044 | 0.15414 | 0.16753 | 0.62634 | 0.50919 | 0.54934
[7 empty] | 0.088327 | 0.14673 | 0.1377 | 0.58439 | 0.51698 | 0.5399
[7 empty] | 0.080389 | 0.14298 | 0.13204 | 0.53629 | 0.51484 | 0.50263
[7 empty] | 0.074862 | 0.13043 | 0.12383 | 0.48748 | 0.50975 | 0.46205
[7 empty] | 0.076843 | 0.11541 | 0.11472 | 0.42405 | 0.49693 | 0.42337
[7 empty] | 0.084005 | 0.10197 | 0.10607 | 0.3342 | 0.4754 | 0.3836
[7 empty] | 0.090697 | 0.089835 | 0.10002 | 0.26479 | 0.45775 | 0.32902
[7 empty] | 0.1014 | 0.077256 | 0.089377 | 0.20012 | 0.44191 | 0.27862
[7 empty] | 0.11084 | 0.069399 | 0.085846 | 0.16065 | 0.43056 | 0.26094
[7 empty] | 0.12964 | 0.077474 | 0.096103 | 0.13463 | 0.41487 | 0.25705
[7 empty] | 0.15727 | 0.093449 | 0.11632 | 0.11468 | 0.40296 | 0.24977
[7 empty] | 0.17856 | 0.11945 | 0.14953 | 0.10645 | 0.40537 | 0.24926
[7 empty] | 0.19765 | 0.15538 | 0.19608 | 0.092332 | 0.40583 | 0.24973
[7 empty] | 0.20269 | 0.18856 | 0.25073 | 0.082301 | 0.41113 | 0.24859
[7 empty] | 0.20355 | 0.21961 | 0.31986 | 0.074653 | 0.4229 | 0.24787
[7 empty] | 0.20527 | 0.23803 | 0.38859 | 0.068622 | 0.43129 | 0.2496
[7 empty] | 0.20685 | 0.23387 | 0.44175 | 0.064666 | 0.43012 | 0.23562
[7 empty] | 0.21056 | 0.20704 | 0.47505 | 0.060327 | 0.41835 | 0.20816
[7 empty] | 0.21676 | 0.17073 | 0.50232 | 0.056332 | 0.39973 | 0.18287
[7 empty] | 0.22792 | 0.13168 | 0.5535 | 0.060159 | 0.39104 | 0.15762
[7 empty] | 0.23043 | 0.10021 | 0.57573 | 0.061075 | 0.37693 | 0.13382
[7 empty] | 0.23981 | 0.082871 | 0.59542 | 0.058866 | 0.37073 | 0.12408
[7 empty] | 0.23584 | 0.076313 | 0.59368 | 0.060719 | 0.35075 | 0.11524
[7 empty] | 0.23022 | 0.077798 | 0.60134 | 0.061068 | 0.32551 | 0.11066
[7 empty] | 0.22265 | 0.082797 | 0.59361 | 0.06081 | 0.29429 | 0.10238
[7 empty] | 0.21742 | 0.091024 | 0.58925 | 0.055666 | 0.25155 | 0.087767
[7 empty] | 0.22601 | 0.0949 | 0.58593 | 0.053238 | 0.21585 | 0.075455
[7 empty] | 0.23342 | 0.091286 | 0.60447 | 0.048224 | 0.18159 | 0.061696
[7 empty] | 0.24783 | 0.077914 | 0.62554 | 0.048207 | 0.15732 | 0.053843
[7 empty] | 0.24984 | 0.065787 | 0.65143 | 0.048318 | 0.14114 | 0.048243
[7 empty] | 0.25636 | 0.060145 | 0.67986 | 0.046455 | 0.127 | 0.045242
[7 empty] | 0.26086 | 0.058367 | 0.70158 | 0.048774 | 0.10945 | 0.042151
[7 empty] | 0.27534 | 0.067138 | 0.72357 | 0.053516 | 0.08923 | 0.038552
[7 empty] | 0.30466 | 0.091419 | 0.73826 | 0.061179 | 0.08172 | 0.042234
[7 empty] | 0.33621 | 0.11643 | 0.75522 | 0.075161 | 0.078202 | 0.047332
[7 empty] | 0.35688 | 0.14347 | 0.78289 | 0.091619 | 0.080671 | 0.057172
[7 empty] | 0.36602 | 0.16876 | 0.7956 | 0.10116 | 0.08543 | 0.065316
[7 empty] | 0.35166 | 0.18161 | 0.80308 | 0.10732 | 0.087388 | 0.077671
[7 empty] | 0.32205 | 0.1975 | 0.81724 | 0.10953 | 0.086605 | 0.091132
[7 empty] | 0.30292 | 0.20893 | 0.82317 | 0.11077 | 0.089733 | 0.10278
[7 empty] | 0.28315 | 0.2151 | 0.83527 | 0.10579 | 0.092162 | 0.11209
[7 empty] | 0.27823 | 0.20578 | 0.82998 | 0.098231 | 0.091118 | 0.11343
[7 empty] | 0.29071 | 0.17494 | 0.80656 | 0.097606 | 0.090084 | 0.10741
[7 empty] | 0.32849 | 0.13942 | 0.79952 | 0.11219 | 0.089503 | 0.10654
[7 empty] | 0.35986 | 0.10034 | 0.77385 | 0.13514 | 0.079859 | 0.10221
[7 empty] | 0.38105 | 0.075609 | 0.73624 | 0.15326 | 0.073229 | 0.095663
[7 empty] | 0.37312 | 0.063301 | 0.68122 | 0.16739 | 0.057476 | 0.084534
[7 empty] | 0.35204 | 0.055421 | 0.62759 | 0.17284 | 0.047215 | 0.069452
[7 empty] | 0.32793 | 0.051651 | 0.59992 | 0.16544 | 0.04757 | 0.05765
[7 empty] | 0.3193 | 0.053019 | 0.56944 | 0.1636 | 0.05254 | 0.047537
[7 empty] | 0.32278 | 0.056187 | 0.53588 | 0.15769 | 0.063194 | 0.037371
[7 empty] | 0.32369 | 0.060478 | 0.52059 | 0.15556 | 0.07462 | 0.030121
[7 empty] | 0.31384 | 0.06857 | 0.51167 | 0.15862 | 0.081355 | 0.021586
[7 empty] | 0.30094 | 0.079438 | 0.51296 | 0.17091 | 0.082871 | 0.016289
[7 empty] | 0.28746 | 0.086665 | 0.49929 | 0.18732 | 0.085271 | 0.010653
[7 empty] | 0.26221 | 0.096776 | 0.47847 | 0.19896 | 0.091499 | 0.009128
[7 empty] | 0.24444 | 0.10101 | 0.48318 | 0.21501 | 0.10317 | 0.0064077
[7 empty] | 0.23246 | 0.12136 | 0.48905 | 0.23192 | 0.12735 | 0.0078902
[7 empty] | 0.22008 | 0.14518 | 0.49994 | 0.23574 | 0.16435 | 0.0089281
[7 empty] | 0.19974 | 0.1781 | 0.51379 | 0.22788 | 0.19498 | 0.014949
[7 empty] | 0.17599 | 0.21083 | 0.50421 | 0.23053 | 0.22579 | 0.023159
[7 empty] | 0.1441 | 0.23681 | 0.48983 | 0.22179 | 0.23844 | 0.034108
[7 empty] | 0.11637 | 0.25953 | 0.46333 | 0.2137 | 0.27269 | 0.04948
[7 empty] | 0.096211 | 0.27451 | 0.43976 | 0.20349 | 0.30576 | 0.06145
[7 empty] | 0.078718 | 0.27616 | 0.40903 | 0.20463 | 0.33612 | 0.075383
[7 empty] | 0.06396 | 0.28081 | 0.37884 | 0.19817 | 0.37332 | 0.083286
[7 empty] | 0.049752 | 0.27653 | 0.33704 | 0.19421 | 0.38093 | 0.081188
[7 empty] | 0.041475 | 0.28223 | 0.29339 | 0.18809 | 0.36772 | 0.074947
[7 empty] | 0.033195 | 0.28199 | 0.23491 | 0.17311 | 0.32812 | 0.068089
[7 empty] | 0.031909 | 0.28933 | 0.1933 | 0.15939 | 0.30703 | 0.060486
[7 empty] | 0.031047 | 0.28842 | 0.15765 | 0.13919 | 0.30627 | 0.052032
[7 empty] | 0.031395 | 0.30061 | 0.12564 | 0.12289 | 0.32611 | 0.044884
[7 empty] | 0.030445 | 0.32808 | 0.10555 | 0.11576 | 0.34634 | 0.037924
[7 empty] | 0.025512 | 0.35111 | 0.092406 | 0.11435 | 0.37073 | 0.029204
[7 empty] | 0.020439 | 0.37541 | 0.087383 | 0.13241 | 0.40378 | 0.021645
[7 empty] | 0.015393 | 0.39212 | 0.093891 | 0.15533 | 0.42447 | 0.016253
[7 empty] | 0.012274 | 0.39333 | 0.099317 | 0.17739 | 0.44809 | 0.013775
[7 empty] | 0.011226 | 0.37517 | 0.099933 | 0.19593 | 0.47089 | 0.014791
[7 empty] | 0.011335 | 0.34775 | 0.089075 | 0.20696 | 0.47443 | 0.016426
[7 empty] | 0.013686 | 0.32086 | 0.069928 | 0.19339 | 0.47873 | 0.019196
[7 empty] | 0.018104 | 0.31913 | 0.050942 | 0.17401 | 0.49865 | 0.02368
[7 empty] | 0.027372 | 0.35116 | 0.040859 | 0.15526 | 0.51606 | 0.034488
[7 empty] | 0.03743 | 0.38964 | 0.037154 | 0.14021 | 0.54199 | 0.049754
[7 empty] | 0.054011 | 0.46072 | 0.037926 | 0.11528 | 0.58448 | 0.072196
[7 empty] | 0.074112 | 0.50416 | 0.036634 | 0.1028 | 0.62341 | 0.096425
[7 empty] | 0.099641 | 0.54171 | 0.03552 | 0.095748 | 0.63501 | 0.12401
[7 empty] | 0.12414 | 0.56239 | 0.033439 | 0.088968 | 0.64123 | 0.15026
[7 empty] | 0.13157 | 0.55725 | 0.033738 | 0.075128 | 0.64568 | 0.17201
[7 empty] | 0.12539 | 0.55987 | 0.039807 | 0.066871 | 0.64946 | 0.17942
[7 empty] | 0.11069 | 0.55407 | 0.052406 | 0.052932 | 0.6514 | 0.17704
[7 empty] | 0.096055 | 0.53076 | 0.063689 | 0.038822 | 0.66133 | 0.1675
[7 empty] | 0.093632 | 0.50106 | 0.068812 | 0.036615 | 0.67553 | 0.17194
[7 empty] | 0.090994 | 0.4416 | 0.063955 | 0.04255 | 0.66532 | 0.17133
[7 empty] | 0.10254 | 0.39301 | 0.064217 | 0.050071 | 0.67291 | 0.17059
[7 empty] | 0.12111 | 0.36087 | 0.07343 | 0.055369 | 0.68909 | 0.16663
[7 empty] | 0.13614 | 0.34474 | 0.098326 | 0.057663 | 0.71856 | 0.16361
[7 empty] | 0.14575 | 0.34408 | 0.131 | 0.060367 | 0.73531 | 0.16349
[7 empty] | 0.14536 | 0.34696 | 0.16231 | 0.064295 | 0.74961 | 0.16471
[7 empty] | 0.13936 | 0.34962 | 0.1808 | 0.065683 | 0.7556 | 0.1657
[7 empty] | 0.13269 | 0.34407 | 0.19342 | 0.062383 | 0.75071 | 0.16378
[7 empty] | 0.13514 | 0.31249 | 0.20724 | 0.054031 | 0.74384 | 0.15918
[7 empty] | 0.13734 | 0.27473 | 0.21303 | 0.040256 | 0.72264 | 0.15367
[7 empty] | 0.14459 | 0.245 | 0.21597 | 0.024734 | 0.7025 | 0.14836
[7 empty] | 0.16482 | 0.22194 | 0.2187 | 0.016098 | 0.68175 | 0.136
[7 empty] | 0.20124 | 0.21637 | 0.23164 | 0.0079231 | 0.6801 | 0.12951
[7 empty] | 0.25996 | 0.23643 | 0.26425 | 0.0043566 | 0.68016 | 0.13007
[7 empty] | 0.31338 | 0.26881 | 0.31202 | 0.0023714 | 0.7097 | 0.13147
[7 empty] | 0.3447 | 0.29558 | 0.38174 | 0.0017473 | 0.74412 | 0.13537
[7 empty] | 0.36295 | 0.3241 | 0.44289 | 0.001513 | 0.76539 | 0.14002
[7 empty] | 0.35873 | 0.34049 | 0.47453 | 0.0015901 | 0.77313 | 0.14021
[7 empty] | 0.37591 | 0.34767 | 0.49923 | 0.0030412 | 0.77902 | 0.14287
[7 empty] | 0.39865 | 0.33292 | 0.49092 | 0.0074722 | 0.79702 | 0.14127
[7 empty] | 0.42335 | 0.30899 | 0.48627 | 0.020351 | 0.80019 | 0.1296
[7 empty] | 0.44127 | 0.26794 | 0.44874 | 0.048759 | 0.79268 | 0.10932
[7 empty] | 0.46491 | 0.23055 | 0.40968 | 0.072503 | 0.7807 | 0.090956
[7 empty] | 0.5057 | 0.2069 | 0.39975 | 0.1013 | 0.79756 | 0.076832
[7 empty] | 0.53452 | 0.1803 | 0.3828 | 0.11567 | 0.79885 | 0.063396
[7 empty] | 0.56143 | 0.16533 | 0.36103 | 0.11473 | 0.788 | 0.053441
[7 empty] | 0.5587 | 0.1575 | 0.35481 | 0.10858 | 0.78801 | 0.044623
[7 empty] | 0.56002 | 0.1562 | 0.34729 | 0.10009 | 0.80582 | 0.036238
[7 empty] | 0.54487 | 0.15249 | 0.33882 | 0.087758 | 0.8203 | 0.03167
[7 empty] | 0.51302 | 0.143 | 0.33087 | 0.071652 | 0.82624 | 0.029309
[7 empty] | 0.47581 | 0.13346 | 0.33194 | 0.062057 | 0.83 | 0.028484
[7 empty] | 0.44938 | 0.11354 | 0.32416 | 0.057167 | 0.83686 | 0.027011
[7 empty] | 0.44155 | 0.095509 | 0.31568 | 0.057022 | 0.84163 | 0.028976
[7 empty] | 0.43318 | 0.086401 | 0.31636 | 0.059832 | 0.8417 | 0.027252
[7 empty] | 0.42636 | 0.078779 | 0.30763 | 0.063298 | 0.83831 | 0.029464
[7 empty] | 0.41532 | 0.079604 | 0.29119 | 0.064875 | 0.83331 | 0.032565
[7 empty] | 0.40193 | 0.087812 | 0.28268 | 0.073568 | 0.81927 | 0.035781
[7 empty] | 0.37859 | 0.10695 | 0.27137 | 0.089742 | 0.81221 | 0.04247
[7 empty] | 0.34325 | 0.12678 | 0.25817 | 0.10902 | 0.80643 | 0.051488
[7 empty] | 0.3259 | 0.14955 | 0.26051 | 0.12665 | 0.80564 | 0.062621
[7 empty] | 0.30153 | 0.15776 | 0.26701 | 0.13881 | 0.80583 | 0.0729
[7 empty] | 0.28665 | 0.16359 | 0.28599 | 0.14037 | 0.81041 | 0.08566
[7 empty] | 0.26863 | 0.16972 | 0.30967 | 0.14335 | 0.81849 | 0.10482
[7 empty] | 0.24225 | 0.16655 | 0.32959 | 0.14097 | 0.83344 | 0.12243
[7 empty] | 0.20844 | 0.15276 | 0.31721 | 0.13236 | 0.83542 | 0.143
[7 empty] | 0.17166 | 0.13458 | 0.29215 | 0.12184 | 0.83149 | 0.16734
[7 empty] | 0.14863 | 0.11496 | 0.26632 | 0.11126 | 0.81958 | 0.17825
[7 empty] | 0.14452 | 0.099911 | 0.26443 | 0.11618 | 0.81697 | 0.17684
[7 empty] | 0.15097 | 0.085679 | 0.25845 | 0.12182 | 0.77677 | 0.16889
[7 empty] | 0.17719 | 0.077085 | 0.25855 | 0.13876 | 0.73454 | 0.17018
[7 empty] | 0.19976 | 0.065399 | 0.25183 | 0.15405 | 0.69666 | 0.17282
[7 empty] | 0.21774 | 0.056575 | 0.24395 | 0.16914 | 0.66674 | 0.18022
[7 empty] | 0.22646 | 0.053056 | 0.23563 | 0.17314 | 0.63609 | 0.18255
[7 empty] | 0.22182 | 0.052144 | 0.2271 | 0.17349 | 0.59874 | 0.15835
[7 empty] | 0.21399 | 0.057968 | 0.2113 | 0.1648 | 0.55513 | 0.13576
[7 empty] | 0.20273 | 0.047481 | 0.19699 | 0.15661 | 0.51854 | 0.12096
[7 empty] | 0.19731 | 0.026023 | 0.18032 | 0.14228 | 0.47446 | 0.11095
[7 empty] | 0.19836 | 0.0097099 | 0.17711 | 0.13612 | 0.42175 | 0.10471
[7 empty] | 0.19839 | 0.0047206 | 0.18105 | 0.13174 | 0.37505 | 0.10081
[7 empty] | 0.1964 | 0.0052524 | 0.19108 | 0.13117 | 0.3393 | 0.096836
[7 empty] | 0.19211 | 0.013433 | 0.20423 | 0.13603 | 0.30543 | 0.090142
[7 empty] | 0.20128 | 0.028291 | 0.21644 | 0.1493 | 0.29586 | 0.095391
[7 empty] | 0.20849 | 0.040599 | 0.23245 | 0.16337 | 0.29282 | 0.097094
[7 empty] | 0.21117 | 0.046974 | 0.23349 | 0.17555 | 0.29561 | 0.10197
[7 empty] | 0.2154 | 0.052018 | 0.22968 | 0.18632 | 0.29359 | 0.11917
[7 empty] | 0.20738 | 0.054311 | 0.22197 | 0.18478 | 0.28469 | 0.15984
[7 empty] | 0.19755 | 0.061295 | 0.20508 | 0.174 | 0.28442 | 0.21225
[7 empty] | 0.17967 | 0.068383 | 0.18576 | 0.16368 | 0.27855 | 0.27778
[7 empty] | 0.16431 | 0.068234 | 0.15879 | 0.15285 | 0.26193 | 0.34683
[7 empty] | 0.15294 | 0.064865 | 0.13645 | 0.14642 | 0.23551 | 0.40876
[7 empty] | 0.15111 | 0.053769 | 0.12158 | 0.13196 | 0.20167 | 0.45497
[7 empty] | 0.18097 | 0.041657 | 0.11912 | 0.13082 | 0.16806 | 0.51725
[7 empty] | 0.22745 | 0.030264 | 0.11555 | 0.12423 | 0.12769 | 0.54508
[7 empty] | 0.31141 | 0.026498 | 0.11193 | 0.12492 | 0.099928 | 0.57007
[7 empty] | 0.38955 | 0.021037 | 0.10505 | 0.12361 | 0.080293 | 0.54492
[7 empty] | 0.46286 | 0.018105 | 0.097341 | 0.12498 | 0.062788 | 0.50262
[7 empty] | 0.5072 | 0.018561 | 0.095107 | 0.13065 | 0.053099 | 0.43466
[7 empty] | 0.5444 | 0.016667 | 0.10078 | 0.1389 | 0.042087 | 0.36336
[7 empty] | 0.59652 | 0.01511 | 0.10542 | 0.1479 | 0.031521 | 0.31694
[7 empty] | 0.63372 | 0.014744 | 0.10443 | 0.1519 | 0.022282 | 0.25861
[7 empty] | 0.6686 | 0.01671 | 0.098163 | 0.1509 | 0.016218 | 0.2138
[7 empty] | 0.69711 | 0.017792 | 0.088003 | 0.14995 | 0.010714 | 0.17748
[7 empty] | 0.71197 | 0.020286 | 0.088397 | 0.15002 | 0.006517 | 0.1487
[7 empty] | 0.71331 | 0.025358 | 0.092737 | 0.1466 | 0.0037989 | 0.12588
[7 empty] | 0.69137 | 0.031285 | 0.10328 | 0.14833 | 0.0015443 | 0.10393
[7 empty] | 0.64593 | 0.043139 | 0.12533 | 0.15598 | 0.002139 | 0.087892
[7 empty] | 0.59147 | 0.053325 | 0.14362 | 0.17395 | 0.003066 | 0.07225
[7 empty] | 0.54487 | 0.058696 | 0.16184 | 0.18669 | 0.0070564 | 0.057071
[7 empty] | 0.50125 | 0.059352 | 0.16831 | 0.19368 | 0.01377 | 0.050577
[7 empty] | 0.45069 | 0.053667 | 0.16062 | 0.20333 | 0.019745 | 0.042931
[7 empty] | 0.41485 | 0.048524 | 0.14922 | 0.20167 | 0.025243 | 0.038357
[7 empty] | 0.38681 | 0.042284 | 0.13507 | 0.19042 | 0.027647 | 0.036618
[7 empty] | 0.36297 | 0.039168 | 0.11839 | 0.1725 | 0.030013 | 0.039856
[7 empty] | 0.36129 | 0.036054 | 0.10208 | 0.13795 | 0.030026 | 0.041037
[7 empty] | 0.36482 | 0.033647 | 0.079666 | 0.11418 | 0.030854 | 0.041566
[7 empty] | 0.37975 | 0.034519 | 0.068444 | 0.10364 | 0.030168 | 0.044821
[7 empty] | 0.38434 | 0.034479 | 0.061528 | 0.090953 | 0.032341 | 0.041585
[7 empty] | 0.38076 | 0.032963 | 0.063889 | 0.084347 | 0.035313 | 0.043344
[7 empty] | 0.35089 | 0.030332 | 0.077452 | 0.074308 | 0.034213 | 0.038378
[7 empty] | 0.30891 | 0.028066 | 0.091978 | 0.068426 | 0.037025 | 0.037519
[7 empty] | 0.27663 | 0.031134 | 0.1039 | 0.067011 | 0.042471 | 0.036546
[7 empty] | 0.26215 | 0.032952 | 0.097782 | 0.065665 | 0.052908 | 0.037384
[7 empty] | 0.26005 | 0.036604 | 0.086754 | 0.065933 | 0.072225 | 0.040285
[7 empty] | 0.26471 | 0.042537 | 0.069902 | 0.069804 | 0.08955 | 0.040953
[7 empty] | 0.27606 | 0.046381 | 0.060187 | 0.073942 | 0.10686 | 0.040225
[7 empty] | 0.28814 | 0.048112 | 0.05925 | 0.076623 | 0.13046 | 0.039974
[7 empty] | 0.30749 | 0.051602 | 0.063236 | 0.07829 | 0.15156 | 0.039562
[7 empty] | 0.32586 | 0.061306 | 0.074008 | 0.074763 | 0.15723 | 0.03818
[7 empty] | 0.35117 | 0.071521 | 0.087939 | 0.072092 | 0.16099 | 0.034282
[7 empty] | 0.38413 | 0.098964 | 0.10681 | 0.076547 | 0.16952 | 0.030504
[7 empty] | 0.4213 | 0.1362 | 0.11639 | 0.088979 | 0.177 | 0.024167
[7 empty] | 0.45909 | 0.17867 | 0.11774 | 0.10753 | 0.18329 | 0.019468
[7 empty] | 0.47465 | 0.21686 | 0.11298 | 0.13054 | 0.18072 | 0.021084
[7 empty] | 0.46227 | 0.25793 | 0.10604 | 0.14939 | 0.17478 | 0.029139
[7 empty] | 0.45295 | 0.30453 | 0.09686 | 0.17758 | 0.18168 | 0.048729
[7 empty] | 0.42484 | 0.33561 | 0.085527 | 0.20471 | 0.19004 | 0.07306
[7 empty] | 0.39757 | 0.35037 | 0.079802 | 0.22611 | 0.20389 | 0.099508
[7 empty] | 0.37326 | 0.34902 | 0.073825 | 0.23319 | 0.2122 | 0.12241
[7 empty] | 0.37179 | 0.34389 | 0.07399 | 0.23452 | 0.21377 | 0.13176
[7 empty] | 0.40006 | 0.34832 | 0.082948 | 0.24713 | 0.19856 | 0.13983
[7 empty] | 0.43153 | 0.33043 | 0.084339 | 0.24195 | 0.17294 | 0.13612
[7 empty] | 0.47266 | 0.31903 | 0.090395 | 0.23822 | 0.15157 | 0.12593
[7 empty] | 0.48782 | 0.30282 | 0.093888 | 0.24225 | 0.11881 | 0.11124
[7 empty] | 0.49242 | 0.29346 | 0.096738 | 0.24608 | 0.09602 | 0.096053
[7 empty] | 0.50358 | 0.29774 | 0.098297 | 0.25051 | 0.085792 | 0.081502
[7 empty] | 0.5103 | 0.31696 | 0.10199 | 0.26098 | 0.085391 | 0.077176
[7 empty] | 0.51233 | 0.32846 | 0.1112 | 0.27091 | 0.094322 | 0.081306
[7 empty] | 0.51871 | 0.33619 | 0.11479 | 0.27078 | 0.10588 | 0.09093
[7 empty] | 0.52299 | 0.33236 | 0.1152 | 0.2585 | 0.11129 | 0.11106
[7 empty] | 0.5233 | 0.33062 | 0.11506 | 0.23735 | 0.1089 | 0.14575
[7 empty] | 0.5213 | 0.32929 | 0.11477 | 0.21602 | 0.099723 | 0.18062
[7 empty] | 0.51081 | 0.31696 | 0.11635 | 0.20445 | 0.079713 | 0.20651
[7 empty] | 0.50789 | 0.32036 | 0.11801 | 0.20501 | 0.062682 | 0.23575
[7 empty] | 0.52261 | 0.34638 | 0.13207 | 0.21473 | 0.051536 | 0.26323
[7 empty] | 0.54442 | 0.38178 | 0.14908 | 0.22621 | 0.043915 | 0.2891
[7 empty] | 0.58213 | 0.4219 | 0.16601 | 0.25013 | 0.039658 | 0.32071
[7 empty] | 0.59524 | 0.45133 | 0.18252 | 0.27059 | 0.046198 | 0.35215
[7 empty] | 0.59218 | 0.45479 | 0.19476 | 0.29015 | 0.065229 | 0.38815
[7 empty] | 0.57538 | 0.44376 | 0.19394 | 0.31576 | 0.097918 | 0.4146
[7 empty] | 0.54912 | 0.41671 | 0.17754 | 0.33835 | 0.1584 | 0.44554
[7 empty] | 0.52585 | 0.3797 | 0.14617 | 0.35 | 0.24907 | 0.46337
[7 empty] | 0.489 | 0.33831 | 0.11099 | 0.34078 | 0.37496 | 0.45653
[7 empty] | 0.45084 | 0.2928 | 0.085812 | 0.32282 | 0.49818 | 0.44913
[7 empty] | 0.41466 | 0.26336 | 0.079283 | 0.30793 | 0.58587 | 0.45655
[7 empty] | 0.36413 | 0.24309 | 0.082619 | 0.27792 | 0.64324 | 0.445
[7 empty] | 0.32781 | 0.23953 | 0.089302 | 0.259 | 0.68079 | 0.43888
[7 empty] | 0.29392 | 0.24296 | 0.092869 | 0.24055 | 0.70744 | 0.42332
[7 empty] | 0.2867 | 0.25847 | 0.089179 | 0.22453 | 0.72471 | 0.42379
[7 empty] | 0.29009 | 0.27349 | 0.086713 | 0.21285 | 0.74651 | 0.42133
[7 empty] | 0.29923 | 0.2738 | 0.087775 | 0.20014 | 0.74179 | 0.41996
[7 empty] | 0.3206 | 0.27043 | 0.094819 | 0.18464 | 0.74546 | 0.42028
[7 empty] | 0.33322 | 0.25636 | 0.10589 | 0.16596 | 0.75014 | 0.42677
[7 empty] | 0.34905 | 0.24168 | 0.11941 | 0.14345 | 0.77753 | 0.43259
[7 empty] | 0.35571 | 0.22486 | 0.133 | 0.12837 | 0.80879 | 0.4468
[7 empty] | 0.3527 | 0.2126 | 0.1467 | 0.11078 | 0.83132 | 0.46351
[7 empty] | 0.34337 | 0.20541 | 0.1561 | 0.10158 | 0.83221 | 0.45398
[7 empty] | 0.34172 | 0.20148 | 0.15326 | 0.091123 | 0.85053 | 0.4503
[7 empty] | 0.35036 | 0.20353 | 0.15046 | 0.086869 | 0.85505 | 0.43965
[7 empty] | 0.36814 | 0.21201 | 0.14004 | 0.088983 | 0.86759 | 0.42039
[7 empty] | 0.41424 | 0.20604 | 0.12502 | 0.088712 | 0.88293 | 0.39928
[7 empty] | 0.48817 | 0.20365 | 0.11318 | 0.091284 | 0.88919 | 0.37308
[7 empty] | 0.54631 | 0.19663 | 0.096884 | 0.096818 | 0.89284 | 0.35174
[7 empty] | 0.6135 | 0.18456 | 0.084644 | 0.10173 | 0.89546 | 0.33546
[7 empty] | 0.67406 | 0.16605 | 0.075517 | 0.10225 | 0.89421 | 0.30788
[7 empty] | 0.71096 | 0.14743 | 0.071112 | 0.098172 | 0.89407 | 0.27994
[7 empty] | 0.73915 | 0.13974 | 0.075708 | 0.086905 | 0.89413 | 0.25161
[7 empty] | 0.756 | 0.13288 | 0.080295 | 0.075055 | 0.88824 | 0.23478
[7 empty] | 0.78365 | 0.11975 | 0.09334 | 0.068889 | 0.8932 | 0.2298
[7 empty] | 0.7765 | 0.11388 | 0.094095 | 0.062251 | 0.89267 | 0.23427
[7 empty] | 0.74585 | 0.11334 | 0.096147 | 0.060557 | 0.8858 | 0.23928
[7 empty] | 0.70474 | 0.10464 | 0.098318 | 0.059995 | 0.88401 | 0.22917
[7 empty] | 0.6588 | 0.097015 | 0.10268 | 0.065058 | 0.88226 | 0.21434
[7 empty] | 0.60414 | 0.094754 | 0.10425 | 0.071995 | 0.87207 | 0.19801
[7 empty] | 0.52069 | 0.093582 | 0.10627 | 0.083044 | 0.86181 | 0.18567
[7 empty] | 0.46301 | 0.1003 | 0.11142 | 0.10145 | 0.8532 | 0.18888
[7 empty] | 0.3939 | 0.11089 | 0.12162 | 0.11938 | 0.84669 | 0.19442
[7 empty] | 0.34022 | 0.11453 | 0.12983 | 0.14111 | 0.84509 | 0.20804
[7 empty] | 0.29366 | 0.11574 | 0.14462 | 0.15606 | 0.83621 | 0.22608
[7 empty] | 0.26456 | 0.11899 | 0.16367 | 0.16727 | 0.82361 | 0.24215
[7 empty] | 0.24776 | 0.11307 | 0.18057 | 0.17915 | 0.80534 | 0.24432
[7 empty] | 0.23811 | 0.11041 | 0.19977 | 0.20192 | 0.79488 | 0.24185
[7 empty] | 0.24554 | 0.12429 | 0.23728 | 0.22669 | 0.78485 | 0.2534
[7 empty] | 0.25531 | 0.16023 | 0.26682 | 0.26143 | 0.78395 | 0.25973
[7 empty] | 0.25456 | 0.20729 | 0.28653 | 0.28661 | 0.78604 | 0.26381
[7 empty] | 0.24601 | 0.25259 | 0.3095 | 0.31072 | 0.79278 | 0.26785
[7 empty] | 0.23148 | 0.28276 | 0.32125 | 0.34398 | 0.78298 | 0.26731
[7 empty] | 0.21818 | 0.30578 | 0.33575 | 0.38715 | 0.77493 | 0.26723
[7 empty] | 0.20229 | 0.31212 | 0.33034 | 0.44428 | 0.76968 | 0.27263
[7 empty] | 0.19165 | 0.31214 | 0.30466 | 0.52165 | 0.77133 | 0.27664
[7 empty] | 0.18191 | 0.29584 | 0.27306 | 0.59725 | 0.77319 | 0.28267
[7 empty] | 0.17528 | 0.27009 | 0.2508 | 0.64501 | 0.75884 | 0.29937
[7 empty] | 0.19066 | 0.25437 | 0.24693 | 0.67207 | 0.75026 | 0.3047
[7 empty] | 0.20529 | 0.22375 | 0.23898 | 0.67336 | 0.72971 | 0.29064
[7 empty] | 0.22432 | 0.20289 | 0.22044 | 0.68501 | 0.70964 | 0.26771
[7 empty] | 0.23342 | 0.18534 | 0.17827 | 0.7014 | 0.68204 | 0.2324
[7 empty] | 0.22789 | 0.17464 | 0.13335 | 0.73208 | 0.67276 | 0.19931
[7 empty] | 0.2277 | 0.16652 | 0.10019 | 0.74693 | 0.66608 | 0.16349
[7 empty] | 0.22631 | 0.1584 | 0.083683 | 0.73357 | 0.65914 | 0.13163
[7 empty] | 0.23037 | 0.14485 | 0.09923 | 0.71318 | 0.64886 | 0.12008
[7 empty] | 0.23719 | 0.12511 | 0.15659 | 0.69284 | 0.63661 | 0.11896
[7 empty] | 0.25912 | 0.10426 | 0.23556 | 0.67934 | 0.61191 | 0.12083
[7 empty] | 0.28516 | 0.082686 | 0.32227 | 0.65783 | 0.57519 | 0.12153
[7 empty] | 0.30493 | 0.070197 | 0.39449 | 0.63058 | 0.55051 | 0.11815
[7 empty] | 0.30332 | 0.064559 | 0.45664 | 0.59374 | 0.51881 | 0.10287
[7 empty] | 0.29439 | 0.060797 | 0.51544 | 0.56823 | 0.50578 | 0.082908
[7 empty] | 0.29463 | 0.070727 | 0.55031 | 0.5653 | 0.51216 | 0.065582
[7 empty] | 0.28984 | 0.082071 | 0.56014 | 0.57974 | 0.53903 | 0.050275
[7 empty] | 0.28498 | 0.0945 | 0.54948 | 0.6084 | 0.56471 | 0.034227
[7 empty] | 0.27231 | 0.10329 | 0.53469 | 0.63256 | 0.58261 | 0.023229
[7 empty] | 0.25645 | 0.11098 | 0.49366 | 0.6341 | 0.58044 | 0.014836
[7 empty] | 0.24738 | 0.11233 | 0.468 | 0.63336 | 0.57099 | 0.010106
[7 empty] | 0.24813 | 0.11205 | 0.4397 | 0.64844 | 0.55589 | 0.0077173
[7 empty] | 0.24405 | 0.10006 | 0.40908 | 0.66269 | 0.54169 | 0.012437
[7 empty] | 0.23955 | 0.082952 | 0.36203 | 0.65739 | 0.51135 | 0.030533
[7 empty] | 0.24396 | 0.066173 | 0.32678 | 0.62517 | 0.47201 | 0.050423
[7 empty] | 0.26645 | 0.055288 | 0.30088 | 0.60125 | 0.45172 | 0.070738
[7 empty] | 0.27208 | 0.040496 | 0.2884 | 0.54905 | 0.42523 | 0.085498
[7 empty] | 0.29961 | 0.034222 | 0.27859 | 0.49051 | 0.40333 | 0.10196
[7 empty] | 0.31021 | 0.027979 | 0.27016 | 0.43027 | 0.37953 | 0.10791
[7 empty] | 0.31104 | 0.02674 | 0.25258 | 0.37376 | 0.36021 | 0.11501
[7 empty] | 0.30501 | 0.025359 | 0.23468 | 0.33183 | 0.3397 | 0.12547
[7 empty] | 0.29644 | 0.025127 | 0.22365 | 0.29581 | 0.32236 | 0.14329
[7 empty] | 0.29386 | 0.025193 | 0.23603 | 0.26846 | 0.31082 | 0.16291
[7 empty] | 0.28066 | 0.027138 | 0.24728 | 0.23492 | 0.29955 | 0.16808
[7 empty] | 0.26267 | 0.030703 | 0.27948 | 0.20275 | 0.27288 | 0.16157
[7 empty] | 0.23942 | 0.031565 | 0.3336 | 0.1732 | 0.25242 | 0.13652
[7 empty] | 0.22341 | 0.032825 | 0.39633 | 0.15323 | 0.22824 | 0.11728
[7 empty] | 0.20938 | 0.033201 | 0.4359 | 0.14378 | 0.20925 | 0.095777
[7 empty] | 0.19314 | 0.027859 | 0.48049 | 0.13634 | 0.19778 | 0.084406
[7 empty] | 0.18094 | 0.022236 | 0.50832 | 0.14097 | 0.20475 | 0.088785
[7 empty] | 0.17363 | 0.015157 | 0.47857 | 0.14034 | 0.21778 | 0.09919
[7 empty] | 0.16402 | 0.011095 | 0.43124 | 0.13781 | 0.23332 | 0.1162
[7 empty] | 0.15387 | 0.011375 | 0.37327 | 0.12322 | 0.24538 | 0.13036
[7 empty] | 0.14357 | 0.017523 | 0.34605 | 0.11015 | 0.24065 | 0.13893
[7 empty] | 0.13636 | 0.032943 | 0.33524 | 0.10077 | 0.23299 | 0.15698
[7 empty] | 0.12906 | 0.051001 | 0.31816 | 0.085069 | 0.22349 | 0.16841
[7 empty] | 0.11701 | 0.059091 | 0.28453 | 0.078547 | 0.21714 | 0.16476
[7 empty] | 0.10248 | 0.056292 | 0.27905 | 0.079067 | 0.2067 | 0.15842
[7 empty] | 0.090846 | 0.056059 | 0.31107 | 0.082063 | 0.18768 | 0.14612
[7 empty] | 0.085455 | 0.065613 | 0.37156 | 0.10134 | 0.16321 | 0.14875
[7 empty] | 0.082258 | 0.073772 | 0.41613 | 0.13414 | 0.13518 | 0.14508
[7 empty] | 0.092235 | 0.083389 | 0.45452 | 0.17849 | 0.12276 | 0.14822
[7 empty] | 0.10796 | 0.087931 | 0.43741 | 0.21056 | 0.12041 | 0.14223
[7 empty] | 0.12641 | 0.083005 | 0.41843 | 0.23918 | 0.12902 | 0.13757
[7 empty] | 0.14047 | 0.069555 | 0.41739 | 0.26908 | 0.13983 | 0.13812
[7 empty] | 0.15412 | 0.055958 | 0.42685 | 0.29662 | 0.15164 | 0.13629
[7 empty] | 0.16445 | 0.041396 | 0.46608 | 0.3272 | 0.16734 | 0.14163
[7 empty] | 0.1843 | 0.027143 | 0.53708 | 0.30335 | 0.16893 | 0.14493
[7 empty] | 0.2178 | 0.015872 | 0.64573 | 0.23334 | 0.1657 | 0.14669
[7 empty] | 0.25593 | 0.0063769 | 0.73334 | 0.15754 | 0.16071 | 0.15425
[7 empty] | 0.27372 | 0.0020172 | 0.77934 | 0.10556 | 0.16011 | 0.15136
[7 empty] | 0.25408 | 0.00069083 | 0.80118 | 0.064794 | 0.1565 | 0.1405
[7 empty] | 0.22395 | 0.00039994 | 0.81278 | 0.036215 | 0.14682 | 0.12289
[7 empty] | 0.21605 | 0.00060915 | 0.83417 | 0.021782 | 0.15451 | 0.11213
[7 empty] | 0.23067 | 0.0011004 | 0.837 | 0.012268 | 0.1657 | 0.09885
[7 empty] | 0.25672 | 0.001746 | 0.82433 | 0.0082097 | 0.17723 | 0.087296
[7 empty] | 0.29053 | 0.0038351 | 0.79775 | 0.0053007 | 0.1919 | 0.070566
[7 empty] | 0.32881 | 0.0087614 | 0.75336 | 0.0049257 | 0.20869 | 0.05831
[7 empty] | 0.36958 | 0.01416 | 0.69853 | 0.0067377 | 0.22247 | 0.052484
[7 empty] | 0.39858 | 0.019002 | 0.62938 | 0.0092859 | 0.23102 | 0.050759
[7 empty] | 0.39123 | 0.01862 | 0.58564 | 0.013545 | 0.22849 | 0.053432
[7 empty] | 0.34662 | 0.013252 | 0.546 | 0.021477 | 0.20305 | 0.05455
[7 empty] | 0.29213 | 0.011217 | 0.51873 | 0.034208 | 0.17194 | 0.060187
[7 empty] | 0.25635 | 0.011186 | 0.52955 | 0.054136 | 0.15666 | 0.074019
[7 empty] | 0.22192 | 0.011665 | 0.52317 | 0.074413 | 0.13909 | 0.08173
[7 empty] | 0.20525 | 0.012095 | 0.51857 | 0.098977 | 0.13652 | 0.086695
[7 empty] | 0.19115 | 0.0099513 | 0.49575 | 0.11467 | 0.13992 | 0.08737
[7 empty] | 0.18781 | 0.0078209 | 0.46891 | 0.1265 | 0.14588 | 0.080821
[7 empty] | 0.18225 | 0.0054837 | 0.44564 | 0.13464 | 0.15228 | 0.079099
[7 empty] | 0.16624 | 0.0068579 | 0.42973 | 0.14041 | 0.15759 | 0.077645
[7 empty] | 0.14749 | 0.019808 | 0.43332 | 0.14833 | 0.16624 | 0.086262
[7 empty] | 0.11876 | 0.053624 | 0.42904 | 0.14548 | 0.17205 | 0.1036
[7 empty] | 0.094892 | 0.096075 | 0.43099 | 0.12655 | 0.1773 | 0.13131
[7 empty] | 0.072108 | 0.12829 | 0.42616 | 0.098854 | 0.17509 | 0.16311
[7 empty] | 0.063714 | 0.13305 | 0.41954 | 0.082622 | 0.17018 | 0.20075
[7 empty] | 0.061343 | 0.10875 | 0.41423 | 0.070496 | 0.15801 | 0.24262
[7 empty] | 0.058961 | 0.078345 | 0.43547 | 0.058294 | 0.14699 | 0.28212
[7 empty] | 0.068078 | 0.051197 | 0.46617 | 0.050005 | 0.1411 | 0.33991
[7 empty] | 0.071472 | 0.034294 | 0.51776 | 0.041325 | 0.13867 | 0.38054
[7 empty] | 0.070089 | 0.026015 | 0.57464 | 0.031549 | 0.13648 | 0.4197
[7 empty] | 0.071457 | 0.032588 | 0.60988 | 0.02242 | 0.14486 | 0.44866
[7 empty] | 0.078262 | 0.054319 | 0.61302 | 0.02028 | 0.15165 | 0.46305
[7 empty] | 0.086718 | 0.094501 | 0.59302 | 0.037068 | 0.16551 | 0.47534
[7 empty] | 0.086175 | 0.14637 | 0.56857 | 0.082845 | 0.17256 | 0.50649
[7 empty] | 0.074579 | 0.21556 | 0.54651 | 0.1602 | 0.17429 | 0.52846
[7 empty] | 0.055135 | 0.29003 | 0.5026 | 0.28689 | 0.15791 | 0.54874
[7 empty] | 0.037133 | 0.34497 | 0.47406 | 0.38652 | 0.14678 | 0.58274
[7 empty] | 0.028405 | 0.38402 | 0.47043 | 0.42805 | 0.14129 | 0.63593
[7 empty] | 0.033362 | 0.34996 | 0.46817 | 0.42087 | 0.1326 | 0.67636
[7 empty] | 0.045303 | 0.31617 | 0.46819 | 0.395 | 0.1277 | 0.71866
[7 empty] | 0.060851 | 0.27991 | 0.45808 | 0.36604 | 0.12288 | 0.73938
[7 empty] | 0.076594 | 0.25519 | 0.45134 | 0.333 | 0.11967 | 0.75747
[7 empty] | 0.087159 | 0.229 | 0.43319 | 0.31307 | 0.11237 | 0.75863
[7 empty] | 0.094315 | 0.20583 | 0.40724 | 0.30866 | 0.10649 | 0.75286
[7 empty] | 0.10135 | 0.17892 | 0.37141 | 0.33404 | 0.10034 | 0.72418
[7 empty] | 0.109 | 0.15409 | 0.33804 | 0.36733 | 0.098567 | 0.6835
[7 empty] | 0.12895 | 0.14278 | 0.31349 | 0.43296 | 0.097028 | 0.64999
[7 empty] | 0.15157 | 0.14515 | 0.30086 | 0.50253 | 0.097241 | 0.61523
[7 empty] | 0.17377 | 0.16363 | 0.29786 | 0.57335 | 0.099479 | 0.58703
[7 empty] | 0.18432 | 0.18799 | 0.29988 | 0.60528 | 0.097543 | 0.54151
[7 empty] | 0.18951 | 0.22477 | 0.30534 | 0.62196 | 0.095606 | 0.50243
[7 empty] | 0.20848 | 0.26403 | 0.32384 | 0.64134 | 0.10276 | 0.47752
[7 empty] | 0.23487 | 0.29543 | 0.33769 | 0.65807 | 0.10925 | 0.44315
[7 empty] | 0.25943 | 0.32541 | 0.35957 | 0.68262 | 0.11067 | 0.40859
[7 empty] | 0.27552 | 0.34992 | 0.369 | 0.68888 | 0.11683 | 0.3763
[7 empty] | 0.26899 | 0.36509 | 0.37144 | 0.67491 | 0.11468 | 0.34997
[7 empty] | 0.24703 | 0.37947 | 0.36214 | 0.64159 | 0.11574 | 0.32305
[7 empty] | 0.22515 | 0.38838 | 0.34588 | 0.60812 | 0.11534 | 0.29057
[7 empty] | 0.20338 | 0.38781 | 0.34378 | 0.57181 | 0.11243 | 0.26261
[7 empty] | 0.17993 | 0.37018 | 0.32505 | 0.5303 | 0.1084 | 0.23695
[7 empty] | 0.1674 | 0.36313 | 0.3236 | 0.48374 | 0.10644 | 0.21478
[7 empty] | 0.16433 | 0.37558 | 0.33906 | 0.46637 | 0.11118 | 0.20635
[7 empty] | 0.16141 | 0.3905 | 0.35143 | 0.43624 | 0.12021 | 0.19383
[7 empty] | 0.17275 | 0.34353 | 0.30278 | 0.4499 | 0.12004 | 0.18831
[7 empty] | 0.16149 | 0.34797 | 0.29432 | 0.41957 | 0.12421 | 0.1713
[7 empty] | 0.14728 | 0.36525 | 0.28668 | 0.39607 | 0.12527 | 0.15105
[7 empty] | 0.1294 | 0.379 | 0.27598 | 0.37497 | 0.12681 | 0.13312
[7 empty] | 0.11404 | 0.38604 | 0.25288 | 0.3616 | 0.13602 | 0.12317
[7 empty] | 0.097836 | 0.38282 | 0.2361 | 0.34901 | 0.14428 | 0.1262
[7 empty] | 0.086712 | 0.37283 | 0.22245 | 0.33871 | 0.15392 | 0.13776
[7 empty] | 0.081696 | 0.37779 | 0.21546 | 0.32496 | 0.1558 | 0.15744
[7 empty] | 0.075054 | 0.37852 | 0.20454 | 0.31768 | 0.16454 | 0.17972
[7 empty] | 0.070756 | 0.40085 | 0.19632 | 0.30358 | 0.17228 | 0.20642
[7 empty] | 0.066659 | 0.43523 | 0.19058 | 0.29806 | 0.17096 | 0.2236
[7 empty] | 0.058839 | 0.48588 | 0.18299 | 0.29294 | 0.1668 | 0.24862
[7 empty] | 0.059919 | 0.55382 | 0.181 | 0.29803 | 0.16128 | 0.28142
[7 empty] | 0.057685 | 0.58611 | 0.18178 | 0.30168 | 0.14676 | 0.32536
[7 empty] | 0.060292 | 0.61799 | 0.18097 | 0.3007 | 0.12919 | 0.36661
[7 empty] | 0.053441 | 0.64147 | 0.17736 | 0.29835 | 0.11118 | 0.38816
[7 empty] | 0.045289 | 0.64651 | 0.16445 | 0.29127 | 0.098054 | 0.39968
[7 empty] | 0.035613 | 0.64166 | 0.15146 | 0.27612 | 0.08999 | 0.39987
[7 empty] | 0.027312 | 0.64132 | 0.13507 | 0.26144 | 0.082007 | 0.39147
[7 empty] | 0.019875 | 0.6378 | 0.11149 | 0.24559 | 0.070934 | 0.38695
[7 empty] | 0.01732 | 0.63702 | 0.090434 | 0.22312 | 0.062447 | 0.37133
[7 empty] | 0.018249 | 0.63904 | 0.082873 | 0.20362 | 0.056796 | 0.36078
[7 empty] | 0.019875 | 0.68497 | 0.081526 | 0.20265 | 0.056994 | 0.38613
[7 empty] | 0.02346 | 0.69106 | 0.077658 | 0.19929 | 0.059728 | 0.41102
[7 empty] | 0.026211 | 0.6736 | 0.078586 | 0.18989 | 0.061685 | 0.42256
[7 empty] | 0.029665 | 0.66848 | 0.082363 | 0.181 | 0.063472 | 0.41634
[7 empty] | 0.030651 | 0.66976 | 0.089965 | 0.16943 | 0.060479 | 0.4037
[7 empty] | 0.030094 | 0.66564 | 0.097873 | 0.16108 | 0.057567 | 0.38824
[7 empty] | 0.03161 | 0.66056 | 0.11855 | 0.15532 | 0.055273 | 0.36879
[7 empty] | 0.034491 | 0.63791 | 0.12828 | 0.14665 | 0.053034 | 0.34271
[7 empty] | 0.035481 | 0.61046 | 0.13686 | 0.14082 | 0.052466 | 0.30997
[7 empty] | 0.039647 | 0.57922 | 0.15501 | 0.13991 | 0.054997 | 0.28932
[7 empty] | 0.04094 | 0.55647 | 0.16288 | 0.138 | 0.05472 | 0.27045
[7 empty] | 0.041595 | 0.53528 | 0.16963 | 0.13692 | 0.052976 | 0.25433
[7 empty] | 0.03925 | 0.51749 | 0.16491 | 0.13985 | 0.049341 | 0.23841
[7 empty] | 0.030237 | 0.50077 | 0.15054 | 0.13093 | 0.044053 | 0.2224
[7 empty] | 0.022851 | 0.50718 | 0.13917 | 0.13423 | 0.04039 | 0.22425
[7 empty] | 0.015658 | 0.51764 | 0.13125 | 0.12552 | 0.035716 | 0.21714
[7 empty] | 0.012207 | 0.52386 | 0.12533 | 0.11962 | 0.030153 | 0.20155
[7 empty] | 0.011199 | 0.52131 | 0.11198 | 0.1178 | 0.025664 | 0.18199
[7 empty] | 0.013796 | 0.48812 | 0.11108 | 0.11274 | 0.023543 | 0.16677
[7 empty] | 0.018697 | 0.44284 | 0.12547 | 0.10747 | 0.019482 | 0.15394
[7 empty] | 0.027747 | 0.38433 | 0.14959 | 0.09365 | 0.019461 | 0.12886
[7 empty] | 0.038761 | 0.32458 | 0.17712 | 0.081332 | 0.020289 | 0.09854
[7 empty] | 0.058182 | 0.25642 | 0.20048 | 0.087453 | 0.026065 | 0.066784
[7 empty] | 0.081623 | 0.19922 | 0.21801 | 0.10227 | 0.035764 | 0.043849
[7 empty] | 0.11835 | 0.17216 | 0.25329 | 0.13177 | 0.050951 | 0.034763
[7 empty] | 0.15316 | 0.15007 | 0.27365 | 0.16385 | 0.068158 | 0.026044
[7 empty] | 0.1637 | 0.13552 | 0.27806 | 0.19055 | 0.075926 | 0.019376
[7 empty] | 0.17535 | 0.12225 | 0.27103 | 0.2015 | 0.08144 | 0.013957
[7 empty] | 0.18442 | 0.10404 | 0.24766 | 0.21063 | 0.078126 | 0.010504
[7 empty] | 0.19567 | 0.086737 | 0.2278 | 0.22446 | 0.073226 | 0.0061316
[7 empty] | 0.21645 | 0.074557 | 0.22451 | 0.26061 | 0.074046 | 0.003581
[7 empty] | 0.24454 | 0.065846 | 0.21783 | 0.31768 | 0.071717 | 0.0040303
[7 empty] | 0.2808 | 0.060601 | 0.20352 | 0.38184 | 0.062943 | 0.0056124
[7 empty] | 0.30462 | 0.057497 | 0.19394 | 0.43311 | 0.052493 | 0.012044
[7 empty] | 0.3251 | 0.056562 | 0.17487 | 0.46128 | 0.040732 | 0.01948
[7 empty] | 0.33523 | 0.053983 | 0.14938 | 0.47087 | 0.02911 | 0.024482
[7 empty] | 0.33208 | 0.051554 | 0.10953 | 0.45028 | 0.022793 | 0.03018
[7 empty] | 0.31898 | 0.05088 | 0.078549 | 0.44696 | 0.016926 | 0.031468
[7 empty] | 0.31073 | 0.060172 | 0.054584 | 0.4433 | 0.012316 | 0.03094
[7 empty] | 0.30601 | 0.077863 | 0.044835 | 0.45064 | 0.0089319 | 0.03213
[7 empty] | 0.29381 | 0.10632 | 0.042226 | 0.44271 | 0.0060665 | 0.029661
[7 empty] | 0.27303 | 0.14431 | 0.043995 | 0.41787 | 0.004387 | 0.026441
[7 empty] | 0.24764 | 0.1757 | 0.052547 | 0.37301 | 0.0042439 | 0.024546
[7 empty] | 0.22552 | 0.19172 | 0.066543 | 0.31242 | 0.0057229 | 0.023057
[7 empty] | 0.20414 | 0.18675 | 0.072674 | 0.26138 | 0.0095057 | 0.027479
[7 empty] | 0.19505 | 0.17998 | 0.078388 | 0.21943 | 0.015972 | 0.032458
[7 empty] | 0.21392 | 0.16269 | 0.082388 | 0.1861 | 0.028105 | 0.038699
[7 empty] | 0.25079 | 0.14695 | 0.087367 | 0.15671 | 0.045193 | 0.043344
[7 empty] | 0.30258 | 0.14267 | 0.098988 | 0.14225 | 0.070663 | 0.040247
[7 empty] | 0.32905 | 0.14753 | 0.11306 | 0.13262 | 0.10941 | 0.034094
[7 empty] | 0.31041 | 0.15449 | 0.13143 | 0.12202 | 0.13695 | 0.028486
[7 empty] | 0.27853 | 0.1713 | 0.1653 | 0.10886 | 0.1536 | 0.024949
[7 empty] | 0.23843 | 0.18627 | 0.20551 | 0.096279 | 0.16289 | 0.021945
[7 empty] | 0.20298 | 0.20811 | 0.25535 | 0.081554 | 0.16962 | 0.023879
[7 empty] | 0.19794 | 0.22397 | 0.31165 | 0.067016 | 0.16299 | 0.022435
[7 empty] | 0.21063 | 0.23661 | 0.35633 | 0.053669 | 0.14618 | 0.022871
[7 empty] | 0.23279 | 0.23907 | 0.38676 | 0.041359 | 0.13023 | 0.023742
[7 empty] | 0.26248 | 0.24695 | 0.41621 | 0.028623 | 0.11062 | 0.025966
[7 empty] | 0.29866 | 0.25204 | 0.42867 | 0.02124 | 0.095592 | 0.026122
[7 empty] | 0.34958 | 0.26494 | 0.41987 | 0.015226 | 0.0855 | 0.024092
[7 empty] | 0.41738 | 0.28484 | 0.42148 | 0.01268 | 0.082841 | 0.020377
[7 empty] | 0.47477 | 0.30532 | 0.43433 | 0.011277 | 0.082891 | 0.014907
[7 empty] | 0.54049 | 0.33915 | 0.45095 | 0.011458 | 0.095256 | 0.011123
[7 empty] | 0.60099 | 0.38158 | 0.47867 | 0.012097 | 0.10524 | 0.00742
[7 empty] | 0.63097 | 0.41287 | 0.49735 | 0.012089 | 0.1152 | 0.0062147
[7 empty] | 0.64165 | 0.44449 | 0.51943 | 0.01002 | 0.12583 | 0.0055307
[7 empty] | 0.63437 | 0.44945 | 0.54074 | 0.010485 | 0.13189 | 0.0061875
[7 empty] | 0.6185 | 0.44172 | 0.54735 | 0.015342 | 0.13716 | 0.0078701
[7 empty] | 0.59098 | 0.43202 | 0.54511 | 0.024715 | 0.13998 | 0.010788
[7 empty] | 0.55149 | 0.41072 | 0.52228 | 0.034297 | 0.1438 | 0.0072295
[7 empty] | 0.5257 | 0.38486 | 0.51013 | 0.054372 | 0.14891 | 0.0039608
[7 empty] | 0.49851 | 0.36688 | 0.50329 | 0.077908 | 0.15344 | 0.0023316
[7 empty] | 0.5143 | 0.39628 | 0.53819 | 0.11141 | 0.16419 | 0.0024022
[7 empty] | 0.4919 | 0.40847 | 0.54254 | 0.14555 | 0.16509 | 0.0032166
[7 empty] | 0.4481 | 0.40974 | 0.52502 | 0.17129 | 0.16892 | 0.0047503
[7 empty] | 0.40658 | 0.42193 | 0.49454 | 0.20022 | 0.19367 | 0.0076895
[7 empty] | 0.36926 | 0.43858 | 0.45527 | 0.22657 | 0.22961 | 0.0080381
[7 empty] | 0.33413 | 0.44792 | 0.42023 | 0.24817 | 0.25815 | 0.0085998
[7 empty] | 0.30755 | 0.44246 | 0.38637 | 0.27044 | 0.27962 | 0.0064306
[7 empty] | 0.28517 | 0.42063 | 0.34907 | 0.28252 | 0.28738 | 0.0053509
[7 empty] | 0.26752 | 0.38447 | 0.31358 | 0.28598 | 0.30321 | 0.004841
[7 empty] | 0.27272 | 0.33683 | 0.28744 | 0.28279 | 0.32998 | 0.0053419
[7 empty] | 0.27509 | 0.29044 | 0.25976 | 0.27305 | 0.35239 | 0.0088816
[7 empty] | 0.27425 | 0.25257 | 0.24725 | 0.26564 | 0.36892 | 0.014654
[7 empty] | 0.27109 | 0.21407 | 0.23555 | 0.26525 | 0.38095 | 0.024853
[7 empty] | 0.25735 | 0.18683 | 0.229 | 0.26959 | 0.39752 | 0.032575
[7 empty] | 0.23783 | 0.18076 | 0.24193 | 0.30098 | 0.41952 | 0.037783
[7 empty] | 0.20505 | 0.18279 | 0.25313 | 0.35233 | 0.44946 | 0.033329
[7 empty] | 0.16795 | 0.19806 | 0.26002 | 0.39829 | 0.47715 | 0.026413
[7 empty] | 0.12598 | 0.21581 | 0.23967 | 0.41792 | 0.50158 | 0.01835
[7 empty] | 0.092977 | 0.22727 | 0.2162 | 0.40598 | 0.51449 | 0.014882
[7 empty] | 0.061407 | 0.24987 | 0.19406 | 0.38815 | 0.51485 | 0.017296
[7 empty] | 0.039448 | 0.26848 | 0.16325 | 0.3754 | 0.51163 | 0.026882
[7 empty] | 0.025438 | 0.27076 | 0.13971 | 0.36578 | 0.48929 | 0.037111
[7 empty] | 0.017812 | 0.27501 | 0.1203 | 0.36406 | 0.45196 | 0.057055
[7 empty] | 0.017676 | 0.27797 | 0.10709 | 0.36106 | 0.398 | 0.083471
[7 empty] | 0.019159 | 0.335 | 0.10613 | 0.38346 | 0.37518 | 0.14006
[7 empty] | 0.024857 | 0.39175 | 0.098787 | 0.39185 | 0.32607 | 0.21239
[7 empty] | 0.03416 | 0.42649 | 0.090097 | 0.382 | 0.27008 | 0.27541
[7 empty] | 0.048203 | 0.44798 | 0.081873 | 0.37371 | 0.25286 | 0.33597
[7 empty] | 0.062929 | 0.45865 | 0.071487 | 0.34998 | 0.24057 | 0.3684
[7 empty] | 0.080479 | 0.46597 | 0.063241 | 0.30807 | 0.24365 | 0.38938
[7 empty] | 0.091813 | 0.47246 | 0.05772 | 0.25844 | 0.23861 | 0.40042
[7 empty] | 0.10149 | 0.47474 | 0.051307 | 0.20792 | 0.2273 | 0.38617
[7 empty] | 0.11349 | 0.46389 | 0.050313 | 0.15454 | 0.2124 | 0.36834
[7 empty] | 0.12391 | 0.45905 | 0.05986 | 0.13516 | 0.19514 | 0.34427
[7 empty] | 0.13756 | 0.4327 | 0.066699 | 0.16308 | 0.19357 | 0.30951
[7 empty] | 0.14146 | 0.40577 | 0.076073 | 0.22273 | 0.21159 | 0.26443
[7 empty] | 0.13181 | 0.39372 | 0.084756 | 0.29154 | 0.24422 | 0.20678
[7 empty] | 0.12182 | 0.38868 | 0.077468 | 0.38353 | 0.29492 | 0.15927
[7 empty] | 0.10387 | 0.38214 | 0.07913 | 0.47468 | 0.36482 | 0.14118
[7 empty] | 0.083116 | 0.38255 | 0.088508 | 0.58804 | 0.44016 | 0.14676
[7 empty] | 0.055755 | 0.38296 | 0.10265 | 0.6714 | 0.48385 | 0.17114
[7 empty] | 0.035384 | 0.37728 | 0.12261 | 0.70235 | 0.49971 | 0.20027
[7 empty] | 0.021009 | 0.37123 | 0.15512 | 0.71204 | 0.49581 | 0.22877
[7 empty] | 0.012106 | 0.37087 | 0.20238 | 0.72124 | 0.4627 | 0.2624
[7 empty] | 0.0086503 | 0.39669 | 0.25195 | 0.73572 | 0.41942 | 0.31502
[7 empty] | 0.0099755 | 0.45003 | 0.29123 | 0.75918 | 0.3614 | 0.36226
[7 empty] | 0.01478 | 0.4925 | 0.31652 | 0.77215 | 0.29697 | 0.39345
[7 empty] | 0.021646 | 0.55435 | 0.3355 | 0.77971 | 0.23974 | 0.39429
[7 empty] | 0.03133 | 0.62496 | 0.36097 | 0.80642 | 0.20832 | 0.37736
[7 empty] | 0.04133 | 0.62664 | 0.3573 | 0.79844 | 0.18057 | 0.32005
[7 empty] | 0.061371 | 0.60891 | 0.36025 | 0.77895 | 0.14667 | 0.24843
[7 empty] | 0.08753 | 0.5755 | 0.39303 | 0.74419 | 0.12422 | 0.21684
[7 empty] | 0.11083 | 0.55359 | 0.4386 | 0.7037 | 0.10239 | 0.20133
[7 empty] | 0.136 | 0.5356 | 0.47192 | 0.65635 | 0.082189 | 0.20433
[7 empty] | 0.15134 | 0.52271 | 0.48995 | 0.62711 | 0.065605 | 0.22124
[7 empty] | 0.16449 | 0.50479 | 0.48366 | 0.61506 | 0.054357 | 0.25078
[7 empty] | 0.18279 | 0.48383 | 0.46414 | 0.61272 | 0.044176 | 0.30872
[7 empty] | 0.20672 | 0.45674 | 0.45757 | 0.61797 | 0.037245 | 0.38047
[7 empty] | 0.22852 | 0.42558 | 0.43488 | 0.61448 | 0.028449 | 0.44095
[7 empty] | 0.24356 | 0.39269 | 0.42152 | 0.59754 | 0.024151 | 0.48833
[7 empty] | 0.26396 | 0.36854 | 0.39658 | 0.55076 | 0.025376 | 0.54163
[7 empty] | 0.27895 | 0.33978 | 0.37733 | 0.4958 | 0.029919 | 0.59048
[7 empty] | 0.29335 | 0.32158 | 0.33925 | 0.45813 | 0.038844 | 0.63627
[7 empty] | 0.31244 | 0.29594 | 0.29924 | 0.425 | 0.046256 | 0.67088
[7 empty] | 0.36199 | 0.26391 | 0.24442 | 0.39485 | 0.048169 | 0.70086
[7 empty] | 0.41307 | 0.2221 | 0.19091 | 0.37271 | 0.049874 | 0.71228
[7 empty] | 0.3983 | 0.1849 | 0.16236 | 0.37148 | 0.047402 | 0.72109
[7 empty] | 0.34199 | 0.16156 | 0.15261 | 0.38195 | 0.041163 | 0.71746
[7 empty] | 0.30293 | 0.14641 | 0.14231 | 0.40231 | 0.034652 | 0.69876
[7 empty] | 0.31013 | 0.13773 | 0.12182 | 0.41808 | 0.027795 | 0.6703
[7 empty] | 0.35618 | 0.13163 | 0.10612 | 0.45336 | 0.023493 | 0.64026
[7 empty] | 0.41685 | 0.12526 | 0.094044 | 0.48866 | 0.019522 | 0.61446
[7 empty] | 0.50238 | 0.1256 | 0.081897 | 0.56027 | 0.022491 | 0.63455
[7 empty] | 0.55071 | 0.10957 | 0.075981 | 0.58549 | 0.032957 | 0.63498
[7 empty] | 0.57509 | 0.090743 | 0.084471 | 0.58872 | 0.04615 | 0.6268
[7 empty] | 0.59915 | 0.075159 | 0.098923 | 0.58384 | 0.058725 | 0.62511
[7 empty] | 0.6246 | 0.064641 | 0.11298 | 0.57303 | 0.067398 | 0.62627
[7 empty] | 0.64343 | 0.061821 | 0.12228 | 0.56791 | 0.075681 | 0.61341
[7 empty] | 0.67261 | 0.061964 | 0.13134 | 0.57836 | 0.084001 | 0.6045
[7 empty] | 0.70354 | 0.062527 | 0.13724 | 0.59765 | 0.09296 | 0.59993
[7 empty] | 0.74094 | 0.070595 | 0.13286 | 0.62827 | 0.10032 | 0.60933
[7 empty] | 0.76206 | 0.081306 | 0.13257 | 0.6734 | 0.10904 | 0.65487
[7 empty] | 0.76844 | 0.085328 | 0.13235 | 0.69722 | 0.11807 | 0.69301
[7 empty] | 0.76739 | 0.084161 | 0.12198 | 0.72258 | 0.11835 | 0.71769
[7 empty] | 0.76689 | 0.088803 | 0.1109 | 0.73008 | 0.11001 | 0.73567
[7 empty] | 0.76591 | 0.084908 | 0.097308 | 0.73227 | 0.10072 | 0.76882
[7 empty] | 0.76869 | 0.0898 | 0.087599 | 0.72142 | 0.088549 | 0.79054
[7 empty] | 0.7619 | 0.091186 | 0.091591 | 0.70989 | 0.074929 | 0.81357
[7 empty] | 0.75495 | 0.09175 | 0.10078 | 0.71102 | 0.058993 | 0.82149
[7 empty] | 0.74582 | 0.091648 | 0.11424 | 0.71194 | 0.047363 | 0.82501
[7 empty] | 0.73999 | 0.095429 | 0.12703 | 0.71107 | 0.037811 | 0.80572
[7 empty] | 0.7278 | 0.11018 | 0.13834 | 0.68354 | 0.032668 | 0.78199
[7 empty] | 0.71869 | 0.13925 | 0.15925 | 0.65597 | 0.039532 | 0.76242
[7 empty] | 0.71502 | 0.18903 | 0.21448 | 0.59762 | 0.055171 | 0.76531
[7 empty] | 0.71648 | 0.25774 | 0.27144 | 0.53023 | 0.088559 | 0.77462
[7 empty] | 0.71942 | 0.33659 | 0.3223 | 0.46483 | 0.13221 | 0.79732
[7 empty] | 0.7314 | 0.45874 | 0.38684 | 0.43684 | 0.18073 | 0.81241
[7 empty] | 0.73839 | 0.50867 | 0.39777 | 0.40465 | 0.23399 | 0.80425
[7 empty] | 0.74561 | 0.50019 | 0.39833 | 0.34605 | 0.26417 | 0.78922
[7 empty] | 0.74839 | 0.45591 | 0.41207 | 0.28555 | 0.29588 | 0.77256
[7 empty] | 0.74872 | 0.39457 | 0.44414 | 0.2243 | 0.32489 | 0.75942
[7 empty] | 0.75378 | 0.36613 | 0.48172 | 0.1752 | 0.34072 | 0.75568
[7 empty] | 0.75823 | 0.36301 | 0.50521 | 0.14163 | 0.35509 | 0.77515
[7 empty] | 0.76571 | 0.37909 | 0.5217 | 0.12082 | 0.36594 | 0.7814
[7 empty] | 0.77086 | 0.4179 | 0.5165 | 0.10845 | 0.3639 | 0.77544
[7 empty] | 0.78251 | 0.45914 | 0.51248 | 0.10912 | 0.36736 | 0.77684
[7 empty] | 0.79224 | 0.49452 | 0.47817 | 0.10729 | 0.34762 | 0.77373
[7 empty] | 0.8075 | 0.51844 | 0.45506 | 0.10756 | 0.32609 | 0.76808
[7 empty] | 0.81351 | 0.5243 | 0.42843 | 0.10538 | 0.30907 | 0.76501
[7 empty] | 0.81827 | 0.52474 | 0.40458 | 0.10077 | 0.34608 | 0.77711
[7 empty] | 0.83539 | 0.53737 | 0.39169 | 0.095692 | 0.43595 | 0.78461
[7 empty] | 0.84928 | 0.54047 | 0.36896 | 0.082411 | 0.5068 | 0.81608
[7 empty] | 0.86314 | 0.53786 | 0.34235 | 0.069917 | 0.56198 | 0.83379
[7 empty] | 0.87934 | 0.50277 | 0.32851 | 0.053474 | 0.5785 | 0.86219
[7 empty] | 0.89368 | 0.45467 | 0.31677 | 0.041069 | 0.53814 | 0.87923
[7 empty] | 0.899 | 0.41537 | 0.31802 | 0.03405 | 0.48681 | 0.88408
[7 empty] | 0.89893 | 0.39966 | 0.31843 | 0.03093 | 0.45717 | 0.88212
[7 empty] | 0.90292 | 0.45704 | 0.30856 | 0.039141 | 0.43277 | 0.87986
[7 empty] | 0.90129 | 0.55328 | 0.28187 | 0.060535 | 0.42562 | 0.87037
[7 empty] | 0.89975 | 0.62773 | 0.25766 | 0.10483 | 0.41331 | 0.86255
[7 empty] | 0.90376 | 0.69316 | 0.24453 | 0.17476 | 0.40576 | 0.87102
[7 empty] | 0.90087 | 0.70788 | 0.2281 | 0.29516 | 0.37485 | 0.85994
[7 empty] | 0.89639 | 0.7014 | 0.20991 | 0.43244 | 0.34673 | 0.83674
[7 empty] | 0.89118 | 0.69031 | 0.19979 | 0.5413 | 0.34084 | 0.82342
[7 empty] | 0.88387 | 0.68333 | 0.17742 | 0.64296 | 0.35439 | 0.83336
[7 empty] | 0.88246 | 0.67247 | 0.14922 | 0.70667 | 0.38035 | 0.84294
[7 empty] | 0.88388 | 0.6816 | 0.12508 | 0.7485 | 0.39445 | 0.84884
[7 empty] | 0.88399 | 0.6996 | 0.10768 | 0.76705 | 0.40384 | 0.86323
[7 empty] | 0.87236 | 0.70483 | 0.099333 | 0.76461 | 0.3957 | 0.87568
[7 empty] | 0.86535 | 0.71107 | 0.1017 | 0.75602 | 0.37778 | 0.88828
[7 empty] | 0.85116 | 0.70748 | 0.11294 | 0.7349 | 0.36154 | 0.8966
[7 empty] | 0.82895 | 0.69593 | 0.13023 | 0.71263 | 0.35176 | 0.90149
[7 empty] | 0.81309 | 0.66456 | 0.14354 | 0.67533 | 0.34709 | 0.90321
[7 empty] | 0.80109 | 0.62681 | 0.14481 | 0.63783 | 0.3611 | 0.90111
[7 empty] | 0.79492 | 0.5827 | 0.15445 | 0.59935 | 0.38323 | 0.90489
[7 empty] | 0.7993 | 0.55914 | 0.15989 | 0.53677 | 0.39453 | 0.90621
[7 empty] | 0.80144 | 0.54338 | 0.16263 | 0.45566 | 0.39983 | 0.90702
[7 empty] | 0.8095 | 0.50431 | 0.16179 | 0.3672 | 0.39494 | 0.91326
[7 empty] | 0.82226 | 0.45321 | 0.16268 | 0.29458 | 0.38527 | 0.91559
[7 empty] | 0.81327 | 0.39987 | 0.16128 | 0.25248 | 0.38122 | 0.91901
[7 empty] | 0.79792 | 0.36872 | 0.15753 | 0.25399 | 0.38517 | 0.91983
[7 empty] | 0.77102 | 0.37291 | 0.15313 | 0.28792 | 0.39096 | 0.92044
[7 empty] | 0.73764 | 0.40294 | 0.15636 | 0.32161 | 0.39808 | 0.92191
[7 empty] | 0.67334 | 0.44106 | 0.1624 | 0.38333 | 0.40265 | 0.92103
[7 empty] | 0.64927 | 0.50383 | 0.19434 | 0.49785 | 0.42771 | 0.92382
[7 empty] | 0.57905 | 0.54043 | 0.22369 | 0.57565 | 0.43703 | 0.92341
[7 empty] | 0.49739 | 0.56659 | 0.22527 | 0.5799 | 0.42049 | 0.91907
[7 empty] | 0.45646 | 0.58641 | 0.19342 | 0.57359 | 0.42647 | 0.9198
[7 empty] | 0.4394 | 0.60479 | 0.15746 | 0.54723 | 0.42085 | 0.91968
[7 empty] | 0.42984 | 0.61583 | 0.12496 | 0.50217 | 0.40234 | 0.91995
[7 empty] | 0.42791 | 0.63722 | 0.1302 | 0.45467 | 0.38316 | 0.91871
[7 empty] | 0.42081 | 0.66093 | 0.15968 | 0.42507 | 0.35487 | 0.91734
[7 empty] | 0.41329 | 0.69341 | 0.20589 | 0.37452 | 0.33327 | 0.91306
[7 empty] | 0.41814 | 0.71749 | 0.26704 | 0.32304 | 0.32754 | 0.9096
[7 empty] | 0.41699 | 0.74628 | 0.33247 | 0.26545 | 0.32762 | 0.90537
[7 empty] | 0.41177 | 0.76908 | 0.36583 | 0.20912 | 0.33742 | 0.90624
[7 empty] | 0.40531 | 0.77081 | 0.36833 | 0.16495 | 0.33959 | 0.90257
[7 empty] | 0.38983 | 0.76362 | 0.33991 | 0.144 | 0.34625 | 0.90321
[7 empty] | 0.393 | 0.72729 | 0.32199 | 0.16599 | 0.36237 | 0.90211
[7 empty] | 0.4003 | 0.69652 | 0.33577 | 0.23639 | 0.37487 | 0.89597
[7 empty] | 0.41208 | 0.66013 | 0.4034 | 0.32836 | 0.38409 | 0.89262
[7 empty] | 0.4106 | 0.61091 | 0.48997 | 0.41621 | 0.37924 | 0.89342
[7 empty] | 0.38618 | 0.56735 | 0.58395 | 0.48049 | 0.35489 | 0.88967
[7 empty] | 0.35577 | 0.54819 | 0.66833 | 0.51926 | 0.33288 | 0.88948
[7 empty] | 0.32436 | 0.54889 | 0.731 | 0.52376 | 0.31275 | 0.88243
[7 empty] | 0.30174 | 0.57059 | 0.76738 | 0.4882 | 0.29358 | 0.87863
[7 empty] | 0.2844 | 0.60099 | 0.77383 | 0.42565 | 0.28173 | 0.8748
[7 empty] | 0.27806 | 0.61617 | 0.77567 | 0.35418 | 0.28604 | 0.86996
[7 empty] | 0.30559 | 0.65277 | 0.78516 | 0.29295 | 0.31608 | 0.88176
[7 empty] | 0.3367 | 0.63627 | 0.79039 | 0.24864 | 0.34162 | 0.87998
[7 empty] | 0.36077 | 0.60989 | 0.80215 | 0.20855 | 0.33804 | 0.87321
[7 empty] | 0.40385 | 0.58201 | 0.79729 | 0.18674 | 0.346 | 0.86535
[7 empty] | 0.44192 | 0.5574 | 0.7732 | 0.18061 | 0.34408 | 0.85937
[7 empty] | 0.47429 | 0.51943 | 0.75764 | 0.18237 | 0.32856 | 0.84936
[7 empty] | 0.52209 | 0.47172 | 0.74244 | 0.19446 | 0.31179 | 0.83288
[7 empty] | 0.56507 | 0.44095 | 0.73565 | 0.2146 | 0.28041 | 0.81316
[7 empty] | 0.59866 | 0.41589 | 0.7262 | 0.24367 | 0.25563 | 0.78037
[7 empty] | 0.63692 | 0.41563 | 0.70733 | 0.27933 | 0.24456 | 0.76423
[7 empty] | 0.66896 | 0.4317 | 0.68347 | 0.30818 | 0.24006 | 0.72951
[7 empty] | 0.70915 | 0.4489 | 0.64078 | 0.33271 | 0.24467 | 0.69824
[7 empty] | 0.74373 | 0.4748 | 0.57025 | 0.34007 | 0.24896 | 0.6541
[7 empty] | 0.77269 | 0.48794 | 0.49546 | 0.32843 | 0.25492 | 0.62292
[7 empty] | 0.78921 | 0.48881 | 0.43832 | 0.33003 | 0.2559 | 0.59293
[7 empty] | 0.79961 | 0.45782 | 0.3967 | 0.31821 | 0.24252 | 0.56544
[7 empty] | 0.80817 | 0.41158 | 0.36611 | 0.3057 | 0.22135 | 0.54246
[7 empty] | 0.82232 | 0.35737 | 0.31139 | 0.28757 | 0.18217 | 0.51506
[7 empty] | 0.84488 | 0.32091 | 0.2663 | 0.26355 | 0.14782 | 0.48674
[7 empty] | 0.86553 | 0.30114 | 0.2229 | 0.24921 | 0.11283 | 0.45267
[7 empty] | 0.88424 | 0.30044 | 0.19971 | 0.22149 | 0.089518 | 0.43418
[7 empty] | 0.89541 | 0.30387 | 0.16367 | 0.19091 | 0.082179 | 0.4046
[7 empty] | 0.89955 | 0.31571 | 0.13928 | 0.16134 | 0.088099 | 0.37539
[7 empty] | 0.90082 | 0.33574 | 0.1237 | 0.14564 | 0.10675 | 0.34972
[7 empty] | 0.90126 | 0.36684 | 0.12026 | 0.14805 | 0.15186 | 0.34561
[7 empty] | 0.90107 | 0.39059 | 0.11955 | 0.15542 | 0.19933 | 0.3366
[7 empty] | 0.90074 | 0.37334 | 0.11456 | 0.15794 | 0.22737 | 0.32181
[7 empty] | 0.89993 | 0.35157 | 0.1097 | 0.15932 | 0.24818 | 0.30749
[7 empty] | 0.89823 | 0.32617 | 0.10586 | 0.15858 | 0.25407 | 0.28997
[7 empty] | 0.8915 | 0.30704 | 0.10064 | 0.16229 | 0.24449 | 0.27858
[7 empty] | 0.89049 | 0.2945 | 0.10081 | 0.1721 | 0.22502 | 0.26116
[7 empty] | 0.89083 | 0.28602 | 0.10366 | 0.1839 | 0.20333 | 0.24883
[7 empty] | 0.88979 | 0.27176 | 0.11193 | 0.19665 | 0.18587 | 0.2334
[7 empty] | 0.88383 | 0.26943 | 0.12415 | 0.21233 | 0.18696 | 0.22511
[7 empty] | 0.88231 | 0.2683 | 0.12856 | 0.22788 | 0.18776 | 0.21264
[7 empty] | 0.88156 | 0.27158 | 0.12249 | 0.22162 | 0.19577 | 0.20317
[7 empty] | 0.88433 | 0.2766 | 0.10598 | 0.19242 | 0.21197 | 0.188
[7 empty] | 0.88609 | 0.27669 | 0.090035 | 0.15946 | 0.22734 | 0.17133
[7 empty] | 0.88914 | 0.27524 | 0.086751 | 0.13591 | 0.25636 | 0.17045
[7 empty] | 0.88927 | 0.27149 | 0.089268 | 0.10919 | 0.2838 | 0.16775
[7 empty] | 0.88673 | 0.26339 | 0.10067 | 0.092049 | 0.30825 | 0.17891
[7 empty] | 0.88584 | 0.2343 | 0.10981 | 0.07718 | 0.32081 | 0.18476
[7 empty] | 0.88616 | 0.21292 | 0.11346 | 0.06635 | 0.32318 | 0.18852
[7 empty] | 0.8811 | 0.18433 | 0.10894 | 0.05651 | 0.32978 | 0.18839
[7 empty] | 0.87464 | 0.17036 | 0.099124 | 0.053002 | 0.33559 | 0.18355
[7 empty] | 0.86627 | 0.15967 | 0.08395 | 0.042971 | 0.34172 | 0.165
[7 empty] | 0.85171 | 0.17071 | 0.070684 | 0.031841 | 0.33567 | 0.13102
[7 empty] | 0.82686 | 0.175 | 0.063679 | 0.028861 | 0.33459 | 0.10851
[7 empty] | 0.82883 | 0.20556 | 0.064057 | 0.027021 | 0.37637 | 0.095465
[7 empty] | 0.80259 | 0.23979 | 0.070024 | 0.024818 | 0.40954 | 0.086211
[7 empty] | 0.75564 | 0.26028 | 0.074995 | 0.021604 | 0.421 | 0.078233
[7 empty] | 0.69372 | 0.29477 | 0.080229 | 0.020739 | 0.44803 | 0.074253
[7 empty] | 0.62662 | 0.33494 | 0.079089 | 0.018027 | 0.47097 | 0.077044
[7 empty] | 0.56515 | 0.36552 | 0.077602 | 0.014503 | 0.47798 | 0.080599
[7 empty] | 0.53341 | 0.39075 | 0.072716 | 0.011422 | 0.48208 | 0.088839
[7 empty] | 0.50751 | 0.40998 | 0.067452 | 0.008102 | 0.47893 | 0.096198
[7 empty] | 0.49063 | 0.42279 | 0.05972 | 0.0065623 | 0.47691 | 0.10605
[7 empty] | 0.47219 | 0.44088 | 0.05862 | 0.006267 | 0.49014 | 0.11714
[7 empty] | 0.46368 | 0.45961 | 0.065117 | 0.0064658 | 0.49382 | 0.12961
[7 empty] | 0.45799 | 0.48194 | 0.071625 | 0.0069615 | 0.51347 | 0.14867
[7 empty] | 0.47062 | 0.49813 | 0.084513 | 0.0096846 | 0.53541 | 0.16653
[7 empty] | 0.4817 | 0.50941 | 0.096766 | 0.012626 | 0.58535 | 0.19435
[7 empty] | 0.49477 | 0.50402 | 0.10846 | 0.017315 | 0.63623 | 0.23125
[7 empty] | 0.49325 | 0.49284 | 0.11579 | 0.027472 | 0.67119 | 0.28714
[7 empty] | 0.49416 | 0.47979 | 0.11278 | 0.042515 | 0.71399 | 0.34041
[7 empty] | 0.48401 | 0.43817 | 0.10133 | 0.060661 | 0.75181 | 0.38786
[7 empty] | 0.47939 | 0.37973 | 0.093037 | 0.078881 | 0.7743 | 0.42862
[7 empty] | 0.48128 | 0.32785 | 0.086682 | 0.10297 | 0.7736 | 0.45472
[7 empty] | 0.4703 | 0.27596 | 0.07707 | 0.13674 | 0.77174 | 0.4782
[7 empty] | 0.45667 | 0.22745 | 0.068574 | 0.17946 | 0.76142 | 0.49083
[7 empty] | 0.42332 | 0.17186 | 0.070879 | 0.23205 | 0.74197 | 0.50199
[7 empty] | 0.40176 | 0.13581 | 0.076964 | 0.27815 | 0.70824 | 0.49587
[7 empty] | 0.42223 | 0.10169 | 0.093354 | 0.34579 | 0.71226 | 0.52055
[7 empty] | 0.4463 | 0.081769 | 0.11541 | 0.37241 | 0.66586 | 0.51183
[7 empty] | 0.44262 | 0.067055 | 0.12467 | 0.37072 | 0.60392 | 0.48756
[7 empty] | 0.44363 | 0.053397 | 0.12479 | 0.37035 | 0.54252 | 0.48455
[7 empty] | 0.43239 | 0.044073 | 0.11683 | 0.37079 | 0.47741 | 0.48757
[7 empty] | 0.42189 | 0.033275 | 0.10715 | 0.35103 | 0.40979 | 0.48516
[7 empty] | 0.41222 | 0.028132 | 0.11214 | 0.34463 | 0.36287 | 0.48765
[7 empty] | 0.39465 | 0.023365 | 0.12567 | 0.3349 | 0.31463 | 0.48078
[7 empty] | 0.38019 | 0.020696 | 0.14622 | 0.31656 | 0.2838 | 0.47777
[7 empty] | 0.37946 | 0.016702 | 0.17427 | 0.2797 | 0.2617 | 0.48404
[7 empty] | 0.38539 | 0.012587 | 0.19824 | 0.24353 | 0.25389 | 0.47883
[7 empty] | 0.38841 | 0.011776 | 0.22484 | 0.22072 | 0.25519 | 0.46637
[7 empty] | 0.39273 | 0.010488 | 0.24777 | 0.20591 | 0.24848 | 0.46228
[7 empty] | 0.37667 | 0.011106 | 0.25968 | 0.20154 | 0.23536 | 0.47508
[7 empty] | 0.35757 | 0.014203 | 0.26946 | 0.20089 | 0.22874 | 0.47947
[7 empty] | 0.33531 | 0.020805 | 0.27364 | 0.1977 | 0.202 | 0.50307
[7 empty] | 0.30713 | 0.033231 | 0.25031 | 0.19083 | 0.1621 | 0.5323
[7 empty] | 0.27984 | 0.053944 | 0.21701 | 0.17802 | 0.12551 | 0.54983
[7 empty] | 0.25119 | 0.075762 | 0.16944 | 0.16905 | 0.097468 | 0.55156
[7 empty] | 0.23366 | 0.10455 | 0.12708 | 0.17559 | 0.084397 | 0.56749
[7 empty] | 0.21882 | 0.12892 | 0.094981 | 0.20504 | 0.073603 | 0.55303
[7 empty] | 0.19224 | 0.15104 | 0.065357 | 0.25252 | 0.073244 | 0.54709
[7 empty] | 0.1692 | 0.16388 | 0.054651 | 0.31979 | 0.11531 | 0.52577
[7 empty] | 0.15244 | 0.16389 | 0.050125 | 0.37175 | 0.19185 | 0.51871
[7 empty] | 0.14638 | 0.18248 | 0.054743 | 0.43891 | 0.25211 | 0.54254
[7 empty] | 0.1406 | 0.19639 | 0.06779 | 0.4368 | 0.27763 | 0.53012
[7 empty] | 0.13195 | 0.19019 | 0.087596 | 0.41367 | 0.26783 | 0.50356
[7 empty] | 0.1277 | 0.17969 | 0.12802 | 0.40036 | 0.28652 | 0.49073
[7 empty] | 0.12322 | 0.17094 | 0.17886 | 0.39434 | 0.3119 | 0.4844
[7 empty] | 0.11916 | 0.17258 | 0.24414 | 0.38666 | 0.34281 | 0.46414
[7 empty] | 0.11826 | 0.18528 | 0.30376 | 0.38963 | 0.3565 | 0.43701
[7 empty] | 0.11732 | 0.19354 | 0.34092 | 0.3978 | 0.37581 | 0.40746
[7 empty] | 0.12331 | 0.1989 | 0.36091 | 0.39836 | 0.39294 | 0.37721
[7 empty] | 0.13222 | 0.1959 | 0.38138 | 0.39105 | 0.41192 | 0.36385
[7 empty] | 0.15137 | 0.18732 | 0.3972 | 0.38722 | 0.41357 | 0.34792
[7 empty] | 0.16792 | 0.17906 | 0.40443 | 0.38732 | 0.38961 | 0.34338
[7 empty] | 0.17787 | 0.1785 | 0.41105 | 0.39575 | 0.33611 | 0.33688
[7 empty] | 0.1871 | 0.18771 | 0.41297 | 0.43763 | 0.27286 | 0.32926
[7 empty] | 0.19255 | 0.22038 | 0.41717 | 0.47513 | 0.2123 | 0.31263
[7 empty] | 0.18848 | 0.26053 | 0.42546 | 0.50478 | 0.16611 | 0.30372
[7 empty] | 0.18156 | 0.32004 | 0.44225 | 0.53194 | 0.12614 | 0.29016
[7 empty] | 0.16734 | 0.36159 | 0.45112 | 0.55433 | 0.10284 | 0.25974
[7 empty] | 0.16297 | 0.36892 | 0.4439 | 0.57507 | 0.091645 | 0.23004
[7 empty] | 0.17405 | 0.3727 | 0.44498 | 0.59023 | 0.09212 | 0.19954
[7 empty] | 0.18176 | 0.3583 | 0.42013 | 0.6278 | 0.097531 | 0.16916
[7 empty] | 0.19309 | 0.3422 | 0.37574 | 0.67363 | 0.10849 | 0.13343
[7 empty] | 0.20532 | 0.31542 | 0.32201 | 0.7118 | 0.12887 | 0.10291
[7 empty] | 0.20562 | 0.28417 | 0.26738 | 0.74255 | 0.15188 | 0.076204
[7 empty] | 0.21828 | 0.27866 | 0.23084 | 0.77445 | 0.18214 | 0.060655
[7 empty] | 0.22784 | 0.27666 | 0.19816 | 0.77706 | 0.20125 | 0.04451
[7 empty] | 0.21683 | 0.26849 | 0.1609 | 0.76963 | 0.20185 | 0.03494
[7 empty] | 0.21853 | 0.27347 | 0.12981 | 0.75558 | 0.2005 | 0.027544
[7 empty] | 0.22183 | 0.28506 | 0.10393 | 0.74112 | 0.19434 | 0.023069
[7 empty] | 0.22408 | 0.28669 | 0.083747 | 0.71616 | 0.18368 | 0.01883
[7 empty] | 0.22692 | 0.28859 | 0.074107 | 0.70752 | 0.1697 | 0.014813
[7 empty] | 0.22222 | 0.28385 | 0.068413 | 0.68228 | 0.14784 | 0.011911
[7 empty] | 0.22486 | 0.27813 | 0.069326 | 0.64757 | 0.13411 | 0.0099755
[7 empty] | 0.21998 | 0.2843 | 0.075209 | 0.62901 | 0.1172 | 0.010552
[7 empty] | 0.21012 | 0.29757 | 0.076121 | 0.59112 | 0.10345 | 0.012219
[7 empty] | 0.19736 | 0.31143 | 0.074685 | 0.55748 | 0.089254 | 0.013134
[7 empty] | 0.18564 | 0.32135 | 0.073487 | 0.55561 | 0.069962 | 0.015854
[7 empty] | 0.17488 | 0.33717 | 0.068319 | 0.58032 | 0.047952 | 0.017171
[7 empty] | 0.17146 | 0.3714 | 0.066878 | 0.60008 | 0.027216 | 0.022056
[7 empty] | 0.16969 | 0.40133 | 0.068757 | 0.62677 | 0.011823 | 0.027433
[7 empty] | 0.16462 | 0.42892 | 0.074445 | 0.65876 | 0.0052207 | 0.033036
[7 empty] | 0.14837 | 0.45309 | 0.072817 | 0.68922 | 0.0038413 | 0.04361
[7 empty] | 0.13936 | 0.48073 | 0.065907 | 0.71027 | 0.0035974 | 0.050922
[7 empty] | 0.1281 | 0.5106 | 0.054428 | 0.72077 | 0.0050514 | 0.058534
[7 empty] | 0.11201 | 0.52365 | 0.042482 | 0.72364 | 0.008363 | 0.062118
[7 empty] | 0.093287 | 0.50948 | 0.031487 | 0.72932 | 0.014484 | 0.069152
[7 empty] | 0.076249 | 0.48229 | 0.021379 | 0.73038 | 0.024435 | 0.073741
[7 empty] | 0.060606 | 0.45848 | 0.01586 | 0.72603 | 0.041511 | 0.066917
[7 empty] | 0.05174 | 0.47739 | 0.014564 | 0.73968 | 0.060625 | 0.059723
[7 empty] | 0.045497 | 0.4806 | 0.017657 | 0.73506 | 0.084103 | 0.053204
[7 empty] | 0.042335 | 0.4827 | 0.022029 | 0.72447 | 0.10116 | 0.043986
[7 empty] | 0.046223 | 0.48632 | 0.02707 | 0.71544 | 0.11213 | 0.038493
[7 empty] | 0.053164 | 0.4839 | 0.02764 | 0.70739 | 0.11949 | 0.037693
[7 empty] | 0.060273 | 0.47061 | 0.027345 | 0.70274 | 0.12715 | 0.036364
[7 empty] | 0.064151 | 0.45912 | 0.026825 | 0.70671 | 0.1374 | 0.039132
[7 empty] | 0.070807 | 0.44811 | 0.027756 | 0.70639 | 0.14677 | 0.041017
[7 empty] | 0.082558 | 0.43455 | 0.028719 | 0.69119 | 0.157 | 0.045723
[7 empty] | 0.10187 | 0.44428 | 0.033098 | 0.68831 | 0.17305 | 0.051256
[7 empty] | 0.14067 | 0.46273 | 0.040624 | 0.67982 | 0.19799 | 0.057748
[7 empty] | 0.17447 | 0.47999 | 0.054914 | 0.6693 | 0.21287 | 0.062154
[7 empty] | 0.20703 | 0.49799 | 0.075555 | 0.65279 | 0.25298 | 0.067418
[7 empty] | 0.23198 | 0.50914 | 0.10306 | 0.65078 | 0.32285 | 0.066774
[7 empty] | 0.25675 | 0.53142 | 0.12782 | 0.63896 | 0.40542 | 0.07149
[7 empty] | 0.26352 | 0.55969 | 0.1617 | 0.65214 | 0.46532 | 0.081305
[7 empty] | 0.25934 | 0.5945 | 0.18197 | 0.67221 | 0.51051 | 0.09162
[7 empty] | 0.23963 | 0.60868 | 0.19683 | 0.68565 | 0.55075 | 0.10355
[7 empty] | 0.20824 | 0.59019 | 0.2008 | 0.7035 | 0.56836 | 0.11435
[7 empty] | 0.17421 | 0.56321 | 0.20089 | 0.69599 | 0.57314 | 0.12401
[7 empty] | 0.14062 | 0.5424 | 0.20965 | 0.67684 | 0.55025 | 0.12968
[7 empty] | 0.11786 | 0.53706 | 0.23714 | 0.65989 | 0.50627 | 0.12785
[7 empty] | 0.11783 | 0.53748 | 0.26965 | 0.62687 | 0.47768 | 0.12743
[7 empty] | 0.1476 | 0.53661 | 0.29855 | 0.60603 | 0.47129 | 0.12124
[7 empty] | 0.2128 | 0.54592 | 0.32716 | 0.64094 | 0.50683 | 0.1187
[7 empty] | 0.28424 | 0.53996 | 0.35821 | 0.6483 | 0.51874 | 0.11556
[7 empty] | 0.33068 | 0.51615 | 0.39041 | 0.64591 | 0.5047 | 0.10626
[7 empty] | 0.35606 | 0.49125 | 0.43732 | 0.6 | 0.50455 | 0.10415
[7 empty] | 0.37016 | 0.46906 | 0.48823 | 0.53816 | 0.48959 | 0.10151
[7 empty] | 0.38988 | 0.44401 | 0.53559 | 0.47549 | 0.45688 | 0.098744
[7 empty] | 0.39427 | 0.41803 | 0.55393 | 0.42092 | 0.42783 | 0.10357
[7 empty] | 0.38019 | 0.39376 | 0.56946 | 0.39709 | 0.40101 | 0.10284
[7 empty] | 0.36453 | 0.37034 | 0.57168 | 0.39613 | 0.38044 | 0.10161
[7 empty] | 0.35731 | 0.35824 | 0.59259 | 0.40637 | 0.38552 | 0.10687
[7 empty] | 0.36358 | 0.35531 | 0.62221 | 0.41525 | 0.39685 | 0.11141
[7 empty] | 0.37464 | 0.35025 | 0.65494 | 0.41447 | 0.40108 | 0.11758
[7 empty] | 0.37563 | 0.33429 | 0.70169 | 0.40464 | 0.39884 | 0.12007
[7 empty] | 0.36621 | 0.31165 | 0.73494 | 0.38011 | 0.36831 | 0.1187
[7 empty] | 0.35541 | 0.28858 | 0.77079 | 0.36013 | 0.32908 | 0.12292
[7 empty] | 0.34041 | 0.25436 | 0.79415 | 0.35587 | 0.27078 | 0.13028
[7 empty] | 0.30707 | 0.22273 | 0.82178 | 0.35979 | 0.21037 | 0.13577
[7 empty] | 0.26787 | 0.2011 | 0.83814 | 0.36676 | 0.14977 | 0.14084
[7 empty] | 0.21778 | 0.19482 | 0.85731 | 0.36502 | 0.10674 | 0.15307
[7 empty] | 0.17742 | 0.17673 | 0.87167 | 0.3673 | 0.073928 | 0.17151
[7 empty] | 0.15548 | 0.16696 | 0.88127 | 0.36606 | 0.055718 | 0.18758
[7 empty] | 0.15325 | 0.14271 | 0.88576 | 0.35787 | 0.051627 | 0.21073
[7 empty] | 0.15879 | 0.11799 | 0.88831 | 0.33363 | 0.064355 | 0.22435
[7 empty] | 0.17775 | 0.097782 | 0.87959 | 0.29861 | 0.091131 | 0.22971
[7 empty] | 0.20429 | 0.097001 | 0.89531 | 0.29547 | 0.13947 | 0.2432
[7 empty] | 0.21856 | 0.092393 | 0.8884 | 0.27897 | 0.1777 | 0.23616
[7 empty] | 0.21309 | 0.090934 | 0.87289 | 0.25173 | 0.18912 | 0.21047
[7 empty] | 0.19614 | 0.078512 | 0.84624 | 0.24211 | 0.1909 | 0.18886
[7 empty] | 0.18632 | 0.064364 | 0.81009 | 0.24157 | 0.18467 | 0.17744
[7 empty] | 0.1785 | 0.048068 | 0.76459 | 0.24623 | 0.18199 | 0.17342
[7 empty] | 0.17628 | 0.03553 | 0.71268 | 0.24793 | 0.18259 | 0.17973
[7 empty] | 0.18099 | 0.026452 | 0.65345 | 0.23614 | 0.18809 | 0.18879
[7 empty] | 0.18396 | 0.020369 | 0.59657 | 0.22211 | 0.20268 | 0.18772
[7 empty] | 0.19792 | 0.019226 | 0.5655 | 0.20638 | 0.22393 | 0.18585
[7 empty] | 0.21795 | 0.021429 | 0.51842 | 0.19199 | 0.24382 | 0.1801
[7 empty] | 0.23883 | 0.033817 | 0.49142 | 0.18712 | 0.24483 | 0.17534
[7 empty] | 0.27093 | 0.052127 | 0.46344 | 0.19228 | 0.23765 | 0.15425
[7 empty] | 0.3137 | 0.063972 | 0.43093 | 0.20799 | 0.22794 | 0.13939
[7 empty] | 0.35755 | 0.082115 | 0.41703 | 0.2388 | 0.2354 | 0.1422
[7 empty] | 0.41133 | 0.10397 | 0.3887 | 0.26621 | 0.26133 | 0.14731
[7 empty] | 0.46057 | 0.13225 | 0.36296 | 0.29309 | 0.30388 | 0.15836
[7 empty] | 0.50352 | 0.14971 | 0.34242 | 0.31091 | 0.35611 | 0.17004
[7 empty] | 0.53583 | 0.17784 | 0.33146 | 0.31804 | 0.38878 | 0.18673
[7 empty] | 0.56649 | 0.20523 | 0.3125 | 0.31933 | 0.40715 | 0.20562
[7 empty] | 0.59951 | 0.24005 | 0.3014 | 0.32383 | 0.43076 | 0.22133
[7 empty] | 0.64983 | 0.29361 | 0.27578 | 0.33717 | 0.46827 | 0.23301
[7 empty] | 0.70217 | 0.35418 | 0.24761 | 0.34049 | 0.52465 | 0.23029
[7 empty] | 0.74246 | 0.4094 | 0.21782 | 0.33499 | 0.57368 | 0.21786
[7 empty] | 0.8029 | 0.48158 | 0.19808 | 0.34456 | 0.64423 | 0.21699
[7 empty] | 0.82321 | 0.51167 | 0.18298 | 0.32158 | 0.66882 | 0.20388
[7 empty] | 0.8164 | 0.49254 | 0.16426 | 0.29047 | 0.67118 | 0.18813
[7 empty] | 0.81815 | 0.45338 | 0.14015 | 0.27281 | 0.65599 | 0.17703
[7 empty] | 0.80947 | 0.40016 | 0.12196 | 0.25887 | 0.61738 | 0.17106
[7 empty] | 0.79383 | 0.34688 | 0.112 | 0.24198 | 0.56286 | 0.16959
[7 empty] | 0.77272 | 0.30391 | 0.10231 | 0.23766 | 0.55579 | 0.16449
[7 empty] | 0.75707 | 0.2657 | 0.098423 | 0.23158 | 0.55599 | 0.15386
[7 empty] | 0.70175 | 0.23282 | 0.10263 | 0.21494 | 0.55423 | 0.14438
[7 empty] | 0.64419 | 0.21304 | 0.10595 | 0.19354 | 0.55413 | 0.13447
[7 empty] | 0.55763 | 0.19488 | 0.10901 | 0.17423 | 0.54853 | 0.12834
[7 empty] | 0.50107 | 0.1699 | 0.10776 | 0.14972 | 0.53732 | 0.12654
[7 empty] | 0.47284 | 0.14361 | 0.11402 | 0.12855 | 0.5351 | 0.12796
[7 empty] | 0.48452 | 0.10791 | 0.1237 | 0.11434 | 0.54584 | 0.13402
[7 empty] | 0.55197 | 0.087256 | 0.15056 | 0.10928 | 0.55356 | 0.14985
[7 empty] | 0.65911 | 0.074811 | 0.19099 | 0.11542 | 0.56009 | 0.17245
[7 empty] | 0.73919 | 0.08069 | 0.23718 | 0.12146 | 0.56587 | 0.19633
[7 empty] | 0.79753 | 0.094387 | 0.2644 | 0.12321 | 0.5669 | 0.21644
[7 empty] | 0.83657 | 0.12386 | 0.2771 | 0.12988 | 0.5525 | 0.22808
[7 empty] | 0.85307 | 0.1495 | 0.26577 | 0.13329 | 0.55128 | 0.2351
[7 empty] | 0.85431 | 0.1815 | 0.26073 | 0.13406 | 0.55308 | 0.24312
[7 empty] | 0.85177 | 0.21126 | 0.25257 | 0.13968 | 0.57139 | 0.24212
[7 empty] | 0.84675 | 0.22219 | 0.2354 | 0.14393 | 0.59603 | 0.23463
[7 empty] | 0.82674 | 0.21272 | 0.20971 | 0.14211 | 0.61742 | 0.21552
[7 empty] | 0.82318 | 0.20285 | 0.19539 | 0.15429 | 0.67495 | 0.20649
[7 empty] | 0.81433 | 0.18474 | 0.17573 | 0.16107 | 0.68176 | 0.19306
[7 empty] | 0.80429 | 0.1549 | 0.15489 | 0.15931 | 0.679 | 0.17324
[7 empty] | 0.80627 | 0.1298 | 0.13897 | 0.1632 | 0.67394 | 0.16065
[7 empty] | 0.80976 | 0.11383 | 0.12791 | 0.16159 | 0.65935 | 0.15192
[7 empty] | 0.82156 | 0.096649 | 0.1157 | 0.16052 | 0.62056 | 0.14598
[7 empty] | 0.83695 | 0.088526 | 0.10835 | 0.17094 | 0.59636 | 0.14879
[7 empty] | 0.85347 | 0.083896 | 0.10033 | 0.1814 | 0.55669 | 0.15443
[7 empty] | 0.85951 | 0.088327 | 0.089805 | 0.18507 | 0.51525 | 0.15684
[7 empty] | 0.85523 | 0.10758 | 0.080581 | 0.1878 | 0.48797 | 0.16122
[7 empty] | 0.84828 | 0.13531 | 0.071951 | 0.191 | 0.47892 | 0.17103
[7 empty] | 0.84229 | 0.17212 | 0.064524 | 0.1902 | 0.47332 | 0.17042
[7 empty] | 0.8157 | 0.21518 | 0.05973 | 0.18414 | 0.48504 | 0.16563
[7 empty] | 0.80108 | 0.26585 | 0.055719 | 0.1838 | 0.50547 | 0.16136
[7 empty] | 0.79584 | 0.33235 | 0.055161 | 0.19859 | 0.49702 | 0.17139
[7 empty] | 0.80006 | 0.41573 | 0.05971 | 0.22744 | 0.47859 | 0.18646
[7 empty] | 0.81201 | 0.48893 | 0.067716 | 0.26639 | 0.40776 | 0.20604
[7 empty] | 0.82495 | 0.56055 | 0.081405 | 0.31273 | 0.33189 | 0.21732
[7 empty] | 0.82404 | 0.60195 | 0.10683 | 0.36008 | 0.25092 | 0.22324
[7 empty] | 0.82264 | 0.63335 | 0.13558 | 0.41136 | 0.19432 | 0.21066
[7 empty] | 0.8156 | 0.65532 | 0.16647 | 0.44198 | 0.14962 | 0.21218
[7 empty] | 0.81849 | 0.65889 | 0.20316 | 0.44457 | 0.13325 | 0.22062
[7 empty] | 0.81295 | 0.67224 | 0.23262 | 0.42638 | 0.13654 | 0.2178
[7 empty] | 0.81826 | 0.69054 | 0.25976 | 0.39726 | 0.17519 | 0.20289
[7 empty] | 0.83173 | 0.73263 | 0.31042 | 0.38204 | 0.26054 | 0.19456
[7 empty] | 0.82475 | 0.70164 | 0.34528 | 0.3421 | 0.34202 | 0.17484
[7 empty] | 0.81082 | 0.6504 | 0.35383 | 0.28572 | 0.39249 | 0.15068
[7 empty] | 0.79489 | 0.60065 | 0.3862 | 0.25007 | 0.44171 | 0.13148
[7 empty] | 0.78636 | 0.5455 | 0.43312 | 0.22369 | 0.47095 | 0.12117
[7 empty] | 0.78198 | 0.50722 | 0.49688 | 0.20378 | 0.49383 | 0.11049
[7 empty] | 0.79151 | 0.48653 | 0.55613 | 0.1875 | 0.49509 | 0.10862
[7 empty] | 0.80106 | 0.47146 | 0.60631 | 0.17513 | 0.48121 | 0.10616
[7 empty] | 0.80855 | 0.46825 | 0.64062 | 0.16763 | 0.452 | 0.10065
[7 empty] | 0.80511 | 0.46273 | 0.65627 | 0.17297 | 0.44727 | 0.093076
[7 empty] | 0.78863 | 0.46764 | 0.63599 | 0.18428 | 0.44139 | 0.085784
[7 empty] | 0.78271 | 0.48349 | 0.60659 | 0.19902 | 0.41899 | 0.083388
[7 empty] | 0.7867 | 0.51727 | 0.60161 | 0.21903 | 0.38306 | 0.079387
[7 empty] | 0.80364 | 0.56453 | 0.59558 | 0.23314 | 0.33629 | 0.072761
[7 empty] | 0.81963 | 0.6015 | 0.59732 | 0.25536 | 0.29955 | 0.070452
[7 empty] | 0.83367 | 0.63061 | 0.59443 | 0.28347 | 0.2533 | 0.070925
[7 empty] | 0.83901 | 0.66872 | 0.59243 | 0.3098 | 0.19971 | 0.068303
[7 empty] | 0.85106 | 0.70113 | 0.58811 | 0.32714 | 0.1445 | 0.067799
[7 empty] | 0.84294 | 0.72447 | 0.59454 | 0.33306 | 0.10674 | 0.067435
[7 empty] | 0.819 | 0.75238 | 0.61495 | 0.33176 | 0.066409 | 0.065775
[7 empty] | 0.79231 | 0.76356 | 0.62138 | 0.32018 | 0.041084 | 0.068736
[7 empty] | 0.76046 | 0.76425 | 0.61325 | 0.3086 | 0.025446 | 0.069545
[7 empty] | 0.74014 | 0.76867 | 0.58348 | 0.27925 | 0.016055 | 0.074204
[7 empty] | 0.71564 | 0.77313 | 0.55004 | 0.24452 | 0.011313 | 0.070408
[7 empty] | 0.73412 | 0.80546 | 0.54964 | 0.23382 | 0.012092 | 0.068992
[7 empty] | 0.74313 | 0.8002 | 0.50458 | 0.21426 | 0.019901 | 0.0615
[7 empty] | 0.74172 | 0.78411 | 0.46022 | 0.19365 | 0.026671 | 0.0555
[7 empty] | 0.76576 | 0.76592 | 0.42687 | 0.17779 | 0.026705 | 0.048245
[7 empty] | 0.78757 | 0.73503 | 0.40497 | 0.15819 | 0.023042 | 0.040254
[7 empty] | 0.79466 | 0.69839 | 0.38373 | 0.13649 | 0.016662 | 0.035483
[7 empty] | 0.79951 | 0.64997 | 0.38378 | 0.11474 | 0.0191 | 0.034101
[7 empty] | 0.80237 | 0.61564 | 0.38303 | 0.092516 | 0.034065 | 0.032717
[7 empty] | 0.80282 | 0.5689 | 0.37535 | 0.080065 | 0.065841 | 0.029826
[7 empty] | 0.80784 | 0.54007 | 0.36453 | 0.081339 | 0.11626 | 0.021552
[7 empty] | 0.81601 | 0.50842 | 0.35129 | 0.083152 | 0.19229 | 0.011938
[7 empty] | 0.81994 | 0.49232 | 0.33646 | 0.080444 | 0.27702 | 0.0077016
[7 empty] | 0.82674 | 0.48297 | 0.32241 | 0.074362 | 0.36423 | 0.005164
[7 empty] | 0.81933 | 0.48704 | 0.3198 | 0.059814 | 0.44573 | 0.0035159
[7 empty] | 0.81428 | 0.50221 | 0.3322 | 0.054471 | 0.5072 | 0.0048226
[7 empty] | 0.81114 | 0.51439 | 0.34459 | 0.054712 | 0.53378 | 0.0059545
[7 empty] | 0.80686 | 0.52423 | 0.36083 | 0.055408 | 0.53881 | 0.0069988
[7 empty] | 0.80425 | 0.51694 | 0.38359 | 0.056065 | 0.51621 | 0.0080805
[7 empty] | 0.80558 | 0.48774 | 0.4021 | 0.050988 | 0.48853 | 0.011903
[7 empty] | 0.8076 | 0.45127 | 0.4245 | 0.047329 | 0.45837 | 0.015687
[7 empty] | 0.81445 | 0.41383 | 0.45378 | 0.046414 | 0.44104 | 0.023753
[7 empty] | 0.8287 | 0.377 | 0.48646 | 0.048814 | 0.44907 | 0.032445
[7 empty] | 0.84728 | 0.32876 | 0.5239 | 0.059966 | 0.49213 | 0.045231
[7 empty] | 0.85004 | 0.28599 | 0.55669 | 0.076443 | 0.55016 | 0.055486
[7 empty] | 0.86383 | 0.25234 | 0.62803 | 0.1047 | 0.62484 | 0.05604
[7 empty] | 0.84279 | 0.23048 | 0.64412 | 0.13964 | 0.63889 | 0.046098
[7 empty] | 0.81546 | 0.2119 | 0.6554 | 0.17319 | 0.64078 | 0.038778
[7 empty] | 0.79685 | 0.19165 | 0.6753 | 0.2212 | 0.62116 | 0.031659
[7 empty] | 0.79782 | 0.1702 | 0.71377 | 0.28633 | 0.58918 | 0.025604
[7 empty] | 0.79128 | 0.15674 | 0.73439 | 0.33744 | 0.54618 | 0.021795
[7 empty] | 0.80286 | 0.14389 | 0.74687 | 0.37229 | 0.49713 | 0.023867
[7 empty] | 0.81797 | 0.12908 | 0.75754 | 0.39287 | 0.44805 | 0.028787
[7 empty] | 0.83181 | 0.11726 | 0.72442 | 0.38953 | 0.40597 | 0.031009
[7 empty] | 0.84218 | 0.11337 | 0.64602 | 0.37413 | 0.36548 | 0.032516
[7 empty] | 0.85301 | 0.12094 | 0.5491 | 0.34846 | 0.33151 | 0.028248
[7 empty] | 0.84517 | 0.13354 | 0.42472 | 0.32267 | 0.31002 | 0.027736
[7 empty] | 0.82838 | 0.14204 | 0.29502 | 0.3122 | 0.2952 | 0.032986
[7 empty] | 0.82176 | 0.15445 | 0.197 | 0.3029 | 0.27687 | 0.03366
[7 empty] | 0.82144 | 0.17125 | 0.13438 | 0.30035 | 0.26355 | 0.034909
[7 empty] | 0.83209 | 0.19964 | 0.11633 | 0.28897 | 0.2413 | 0.033351
[7 empty] | 0.84688 | 0.22754 | 0.12874 | 0.2779 | 0.21163 | 0.030566
[7 empty] | 0.86167 | 0.25319 | 0.16894 | 0.26638 | 0.16653 | 0.027009
[7 empty] | 0.86716 | 0.28272 | 0.22838 | 0.26346 | 0.11672 | 0.026643
[7 empty] | 0.86793 | 0.3104 | 0.28785 | 0.27234 | 0.069821 | 0.028853
[7 empty] | 0.87063 | 0.34045 | 0.34408 | 0.30008 | 0.034175 | 0.029524
[7 empty] | 0.87262 | 0.3631 | 0.38814 | 0.32761 | 0.017099 | 0.027488
[7 empty] | 0.87652 | 0.38297 | 0.42051 | 0.34935 | 0.0097642 | 0.023869
[7 empty] | 0.8777 | 0.39993 | 0.42515 | 0.3376 | 0.013291 | 0.017802
[7 empty] | 0.88833 | 0.43617 | 0.43184 | 0.35354 | 0.023203 | 0.013802
[7 empty] | 0.88247 | 0.4365 | 0.38705 | 0.3323 | 0.038325 | 0.011449
[7 empty] | 0.87424 | 0.40669 | 0.32712 | 0.2896 | 0.047419 | 0.010691
[7 empty] | 0.86354 | 0.38394 | 0.27458 | 0.2438 | 0.042351 | 0.0097343
[7 empty] | 0.85226 | 0.36349 | 0.23725 | 0.21846 | 0.033597 | 0.0079907
[7 empty] | 0.84585 | 0.34661 | 0.21677 | 0.20404 | 0.027665 | 0.0061645
[7 empty] | 0.83033 | 0.33676 | 0.21 | 0.20273 | 0.033098 | 0.0040208
[7 empty] | 0.8245 | 0.33421 | 0.20238 | 0.20701 | 0.0464 | 0.0028588
[7 empty] | 0.80551 | 0.32821 | 0.1838 | 0.21053 | 0.05867 | 0.0017361
[7 empty] | 0.79833 | 0.32478 | 0.15931 | 0.23103 | 0.067209 | 0.00058699
[7 empty] | 0.78144 | 0.31323 | 0.13051 | 0.2525 | 0.06527 | 0.00029805
[7 empty] | 0.75663 | 0.28649 | 0.095967 | 0.28376 | 0.052622 | 0.00070826
[7 empty] | 0.73597 | 0.23438 | 0.068545 | 0.30129 | 0.032736 | 0.0011336
[7 empty] | 0.72182 | 0.17766 | 0.045664 | 0.31519 | 0.020555 | 0.0017787
[7 empty] | 0.71282 | 0.12781 | 0.02859 | 0.34384 | 0.019568 | 0.0029398
[7 empty] | 0.70216 | 0.088751 | 0.019097 | 0.36988 | 0.022662 | 0.0039919
[7 empty] | 0.69125 | 0.067246 | 0.011427 | 0.40979 | 0.028652 | 0.0061523
[7 empty] | 0.67938 | 0.059943 | 0.0060296 | 0.45009 | 0.035139 | 0.010098
[7 empty] | 0.64387 | 0.067741 | 0.0040428 | 0.48799 | 0.046937 | 0.020655
[7 empty] | 0.60053 | 0.08081 | 0.0037291 | 0.53506 | 0.060968 | 0.036822
[7 empty] | 0.58007 | 0.10602 | 0.0035514 | 0.57409 | 0.083422 | 0.074282
[7 empty] | 0.55981 | 0.12707 | 0.0033789 | 0.62561 | 0.10676 | 0.12297
[7 empty] | 0.55596 | 0.14831 | 0.0043015 | 0.66031 | 0.13716 | 0.19721
[7 empty] | 0.5677 | 0.1613 | 0.0051563 | 0.68596 | 0.17008 | 0.29173
[7 empty] | 0.6156 | 0.18516 | 0.0077505 | 0.74542 | 0.20925 | 0.41186
[7 empty] | 0.61505 | 0.20139 | 0.012335 | 0.75827 | 0.25055 | 0.47168
[7 empty] | 0.58642 | 0.20081 | 0.017656 | 0.75778 | 0.26236 | 0.48092
[7 empty] | 0.57282 | 0.19146 | 0.026423 | 0.74167 | 0.27725 | 0.47734
[7 empty] | 0.55629 | 0.17404 | 0.037035 | 0.71961 | 0.28959 | 0.46238
[7 empty] | 0.53098 | 0.16056 | 0.046348 | 0.68499 | 0.2984 | 0.44066
[7 empty] | 0.51911 | 0.1536 | 0.056556 | 0.64542 | 0.31122 | 0.42928
[7 empty] | 0.5103 | 0.14866 | 0.067695 | 0.59421 | 0.33315 | 0.42798
[7 empty] | 0.52118 | 0.13041 | 0.075775 | 0.55508 | 0.37408 | 0.41599
[7 empty] | 0.54827 | 0.10807 | 0.089145 | 0.54838 | 0.41446 | 0.38713
[7 empty] | 0.56703 | 0.083049 | 0.10297 | 0.55492 | 0.45232 | 0.33914
[7 empty] | 0.59377 | 0.061845 | 0.1171 | 0.55027 | 0.484 | 0.2629
[7 empty] | 0.59414 | 0.04859 | 0.13151 | 0.53194 | 0.50988 | 0.19172
[7 empty] | 0.62356 | 0.03633 | 0.1449 | 0.49058 | 0.5265 | 0.16699
[7 empty] | 0.63072 | 0.031251 | 0.16721 | 0.42946 | 0.53666 | 0.18345
[7 empty] | 0.64619 | 0.028988 | 0.19285 | 0.35778 | 0.5491 | 0.20453
[7 empty] | 0.64811 | 0.027181 | 0.22444 | 0.29682 | 0.5539 | 0.22376
[7 empty] | 0.6405 | 0.018865 | 0.25618 | 0.25919 | 0.53488 | 0.25187
[7 empty] | 0.62446 | 0.0089712 | 0.28364 | 0.23688 | 0.51116 | 0.30483
[7 empty] | 0.61291 | 0.0033234 | 0.31455 | 0.21327 | 0.48738 | 0.40473
[7 empty] | 0.5925 | 0.0021055 | 0.34524 | 0.19313 | 0.46415 | 0.51576
[7 empty] | 0.55761 | 0.003381 | 0.37125 | 0.17656 | 0.43665 | 0.59125
[7 empty] | 0.51417 | 0.0043626 | 0.36352 | 0.1721 | 0.41328 | 0.63213
[7 empty] | 0.48755 | 0.0052246 | 0.35197 | 0.19077 | 0.39591 | 0.61994
[7 empty] | 0.50418 | 0.0050819 | 0.35473 | 0.26896 | 0.42889 | 0.59991
[7 empty] | 0.47031 | 0.0048372 | 0.34014 | 0.37806 | 0.442 | 0.57915
[7 empty] | 0.39337 | 0.0050785 | 0.31962 | 0.46453 | 0.4192 | 0.62473
[7 empty] | 0.33249 | 0.0063743 | 0.32523 | 0.53005 | 0.40196 | 0.68083
[7 empty] | 0.28962 | 0.0085161 | 0.33145 | 0.58476 | 0.38177 | 0.72149
[7 empty] | 0.25842 | 0.012819 | 0.32558 | 0.61955 | 0.3706 | 0.76626
[7 empty] | 0.24159 | 0.019318 | 0.29772 | 0.61531 | 0.37061 | 0.79101
[7 empty] | 0.23008 | 0.028609 | 0.25332 | 0.59919 | 0.36941 | 0.82385
[7 empty] | 0.2375 | 0.036013 | 0.22017 | 0.56974 | 0.36636 | 0.85004
[7 empty] | 0.25914 | 0.03534 | 0.20779 | 0.5583 | 0.36503 | 0.87108
[7 empty] | 0.28792 | 0.026791 | 0.20873 | 0.56005 | 0.34389 | 0.87875
[7 empty] | 0.30645 | 0.021174 | 0.21484 | 0.58097 | 0.32963 | 0.88173
[7 empty] | 0.3213 | 0.019439 | 0.22084 | 0.63708 | 0.31791 | 0.88882
[7 empty] | 0.33443 | 0.021084 | 0.21899 | 0.69011 | 0.29963 | 0.8952
[7 empty] | 0.34983 | 0.029411 | 0.24621 | 0.75467 | 0.27403 | 0.89172
[7 empty] | 0.36286 | 0.045118 | 0.28545 | 0.80584 | 0.24606 | 0.88905
[7 empty] | 0.37947 | 0.07127 | 0.33933 | 0.83329 | 0.23243 | 0.88367
[7 empty] | 0.38493 | 0.098784 | 0.40636 | 0.84732 | 0.23669 | 0.87727
[7 empty] | 0.37693 | 0.13801 | 0.45771 | 0.86472 | 0.26161 | 0.87115
[7 empty] | 0.36629 | 0.1784 | 0.51509 | 0.85964 | 0.3085 | 0.85068
[7 empty] | 0.36203 | 0.21746 | 0.53896 | 0.84333 | 0.3615 | 0.82812
[7 empty] | 0.35163 | 0.25386 | 0.54121 | 0.83274 | 0.38576 | 0.80932
[7 empty] | 0.34296 | 0.28365 | 0.52724 | 0.81416 | 0.38739 | 0.78648
[7 empty] | 0.34125 | 0.3214 | 0.50188 | 0.79215 | 0.37341 | 0.75413
[7 empty] | 0.35986 | 0.38373 | 0.51682 | 0.79583 | 0.39563 | 0.74251
[7 empty] | 0.36381 | 0.44007 | 0.52826 | 0.75796 | 0.3876 | 0.68664
[7 empty] | 0.35269 | 0.48932 | 0.523 | 0.71405 | 0.35555 | 0.58983
[7 empty] | 0.35389 | 0.52503 | 0.54749 | 0.66547 | 0.33547 | 0.49869
[7 empty] | 0.34955 | 0.56157 | 0.58101 | 0.61359 | 0.31432 | 0.40418
[7 empty] | 0.32996 | 0.59852 | 0.62403 | 0.56361 | 0.29051 | 0.33745
[7 empty] | 0.30906 | 0.62156 | 0.64301 | 0.51651 | 0.27531 | 0.28838
[7 empty] | 0.28597 | 0.61834 | 0.69346 | 0.49433 | 0.26114 | 0.26732
[7 empty] | 0.25955 | 0.59964 | 0.71853 | 0.47951 | 0.25277 | 0.26013
[7 empty] | 0.24835 | 0.57249 | 0.75491 | 0.48139 | 0.26892 | 0.26792
[7 empty] | 0.23774 | 0.51873 | 0.78282 | 0.48592 | 0.2941 | 0.28922
[7 empty] | 0.23342 | 0.46935 | 0.80879 | 0.51182 | 0.30905 | 0.2984
[7 empty] | 0.23005 | 0.4459 | 0.81696 | 0.5338 | 0.32517 | 0.29424
[7 empty] | 0.22802 | 0.43391 | 0.82207 | 0.55416 | 0.34168 | 0.27369
[7 empty] | 0.24202 | 0.44076 | 0.81069 | 0.57889 | 0.36937 | 0.25328
[7 empty] | 0.2529 | 0.43459 | 0.80472 | 0.5992 | 0.4024 | 0.24406
[7 empty] | 0.26485 | 0.40889 | 0.79833 | 0.61552 | 0.44472 | 0.22791
[7 empty] | 0.26709 | 0.37056 | 0.79338 | 0.61309 | 0.47304 | 0.19938
[7 empty] | 0.26831 | 0.32726 | 0.77087 | 0.59906 | 0.49181 | 0.1642
[7 empty] | 0.26602 | 0.28212 | 0.75136 | 0.58215 | 0.50155 | 0.12176
[7 empty] | 0.26668 | 0.23024 | 0.71847 | 0.57446 | 0.51232 | 0.097214
[7 empty] | 0.26503 | 0.18352 | 0.67672 | 0.57543 | 0.51736 | 0.11568
[7 empty] | 0.25597 | 0.13697 | 0.6337 | 0.59899 | 0.51857 | 0.18297
[7 empty] | 0.25131 | 0.10952 | 0.57705 | 0.62484 | 0.52702 | 0.29917
[7 empty] | 0.27017 | 0.092648 | 0.54481 | 0.68825 | 0.56265 | 0.44068
[7 empty] | 0.27929 | 0.086152 | 0.5145 | 0.69855 | 0.5489 | 0.50652
[7 empty] | 0.26814 | 0.084544 | 0.49267 | 0.70198 | 0.48713 | 0.52276
[7 empty] | 0.26776 | 0.093354 | 0.48755 | 0.70165 | 0.46157 | 0.49532
[7 empty] | 0.26142 | 0.11059 | 0.49686 | 0.70325 | 0.44285 | 0.46878
[7 empty] | 0.25358 | 0.12947 | 0.49195 | 0.68849 | 0.43131 | 0.44617
[7 empty] | 0.24094 | 0.14822 | 0.47733 | 0.67399 | 0.42989 | 0.42384
[7 empty] | 0.22195 | 0.16645 | 0.45627 | 0.65991 | 0.43585 | 0.39935
[7 empty] | 0.20468 | 0.17533 | 0.42605 | 0.64763 | 0.43124 | 0.3787
[7 empty] | 0.18584 | 0.18686 | 0.40071 | 0.67159 | 0.42801 | 0.37937
[7 empty] | 0.17913 | 0.20025 | 0.37128 | 0.68028 | 0.40142 | 0.37834
[7 empty] | 0.1789 | 0.20843 | 0.34233 | 0.68717 | 0.39261 | 0.37482
[7 empty] | 0.18132 | 0.21344 | 0.32765 | 0.67911 | 0.38439 | 0.35319
[7 empty] | 0.18457 | 0.21062 | 0.31744 | 0.70027 | 0.37068 | 0.33027
[7 empty] | 0.20575 | 0.20738 | 0.3228 | 0.72118 | 0.36974 | 0.30832
[7 empty] | 0.22743 | 0.19893 | 0.32823 | 0.74854 | 0.36988 | 0.27171
[7 empty] | 0.2539 | 0.19643 | 0.3469 | 0.77466 | 0.37463 | 0.2407
[7 empty] | 0.2721 | 0.19208 | 0.37194 | 0.78273 | 0.38746 | 0.21311
[7 empty] | 0.28883 | 0.1965 | 0.39363 | 0.78514 | 0.41841 | 0.20224
[7 empty] | 0.3106 | 0.20372 | 0.43159 | 0.76466 | 0.48038 | 0.20656
[7 empty] | 0.31901 | 0.21329 | 0.4752 | 0.74992 | 0.5386 | 0.21308
[7 empty] | 0.31014 | 0.22387 | 0.53006 | 0.74277 | 0.58971 | 0.21617
[7 empty] | 0.27336 | 0.22434 | 0.56888 | 0.74176 | 0.64472 | 0.22403
[7 empty] | 0.23433 | 0.20964 | 0.57741 | 0.7403 | 0.67871 | 0.22687
[7 empty] | 0.20083 | 0.20231 | 0.56501 | 0.76681 | 0.74991 | 0.26455
[7 empty] | 0.17503 | 0.19075 | 0.46611 | 0.7597 | 0.76171 | 0.29086
[7 empty] | 0.15115 | 0.19779 | 0.38139 | 0.75156 | 0.76457 | 0.3146
[7 empty] | 0.14818 | 0.22985 | 0.33175 | 0.74413 | 0.77033 | 0.32865
[7 empty] | 0.15437 | 0.27269 | 0.32031 | 0.74207 | 0.76362 | 0.33265
[7 empty] | 0.15353 | 0.3039 | 0.33113 | 0.73824 | 0.76677 | 0.33979
[7 empty] | 0.14789 | 0.31225 | 0.36541 | 0.73418 | 0.77084 | 0.36181
[7 empty] | 0.13855 | 0.30099 | 0.4187 | 0.72745 | 0.77584 | 0.38082
[7 empty] | 0.12941 | 0.27388 | 0.46557 | 0.71727 | 0.7799 | 0.40705
[7 empty] | 0.11365 | 0.23994 | 0.5156 | 0.72077 | 0.7932 | 0.43453
[7 empty] | 0.1016 | 0.20959 | 0.55537 | 0.72309 | 0.79676 | 0.4537
[7 empty] | 0.093273 | 0.17948 | 0.58655 | 0.71767 | 0.78941 | 0.46254
[7 empty] | 0.090494 | 0.15576 | 0.60802 | 0.70532 | 0.77521 | 0.43145
[7 empty] | 0.096714 | 0.13952 | 0.64227 | 0.69706 | 0.7613 | 0.41429
[7 empty] | 0.11416 | 0.14058 | 0.66155 | 0.69454 | 0.75116 | 0.42636
[7 empty] | 0.13023 | 0.15835 | 0.66418 | 0.69456 | 0.76186 | 0.44877
[7 empty] | 0.1394 | 0.18826 | 0.66095 | 0.68684 | 0.76857 | 0.4849
[7 empty] | 0.14395 | 0.22701 | 0.64916 | 0.6928 | 0.77042 | 0.50427
[7 empty] | 0.13968 | 0.26022 | 0.62581 | 0.68725 | 0.78284 | 0.5163
[7 empty] | 0.13269 | 0.28358 | 0.60201 | 0.67437 | 0.7935 | 0.51383
[7 empty] | 0.12439 | 0.31072 | 0.57325 | 0.66204 | 0.79538 | 0.51831
[7 empty] | 0.11341 | 0.3404 | 0.53321 | 0.66581 | 0.79465 | 0.55814
[7 empty] | 0.11028 | 0.37691 | 0.48613 | 0.66735 | 0.80432 | 0.60522
[7 empty] | 0.11827 | 0.41254 | 0.42461 | 0.65197 | 0.81255 | 0.64265
[7 empty] | 0.14349 | 0.48165 | 0.38237 | 0.67022 | 0.84156 | 0.70414
[7 empty] | 0.17072 | 0.50643 | 0.32223 | 0.65503 | 0.83372 | 0.69483
[7 empty] | 0.22988 | 0.38574 | 0.19991 | 0.62336 | 0.8411 | 0.64568
[7 empty] | 0.2428 | 0.38284 | 0.17833 | 0.61221 | 0.83373 | 0.61159
[7 empty] | 0.27258 | 0.38417 | 0.16898 | 0.61232 | 0.82517 | 0.582
[7 empty] | 0.29652 | 0.37995 | 0.1773 | 0.60483 | 0.82078 | 0.57381
[7 empty] | 0.31145 | 0.38646 | 0.2038 | 0.5973 | 0.81843 | 0.60636
[7 empty] | 0.31212 | 0.3917 | 0.22933 | 0.56866 | 0.81209 | 0.65445
[7 empty] | 0.32539 | 0.40628 | 0.22824 | 0.51529 | 0.80205 | 0.71173
[7 empty] | 0.35626 | 0.42214 | 0.18907 | 0.48427 | 0.80137 | 0.7772
[7 empty] | 0.40135 | 0.43016 | 0.15751 | 0.43096 | 0.79403 | 0.82545
[7 empty] | 0.471 | 0.43999 | 0.13894 | 0.37454 | 0.78626 | 0.85064
[7 empty] | 0.54974 | 0.44588 | 0.14785 | 0.31479 | 0.78136 | 0.85959
[7 empty] | 0.60128 | 0.4644 | 0.16719 | 0.27097 | 0.76681 | 0.86713
[7 empty] | 0.63196 | 0.48954 | 0.19855 | 0.2504 | 0.74792 | 0.8723
[7 empty] | 0.65067 | 0.52333 | 0.24232 | 0.24231 | 0.72981 | 0.87423
[7 empty] | 0.65173 | 0.52312 | 0.29815 | 0.23904 | 0.72243 | 0.87297
[7 empty] | 0.65366 | 0.51503 | 0.36991 | 0.23686 | 0.70241 | 0.8755
[7 empty] | 0.66234 | 0.48326 | 0.45889 | 0.21831 | 0.68216 | 0.87543
[7 empty] | 0.65515 | 0.44902 | 0.54541 | 0.18858 | 0.64939 | 0.86854
[7 empty] | 0.64701 | 0.41431 | 0.60707 | 0.15754 | 0.61159 | 0.84632
[7 empty] | 0.6449 | 0.38772 | 0.65463 | 0.12716 | 0.59509 | 0.80826
[7 empty] | 0.64679 | 0.37596 | 0.7041 | 0.10357 | 0.62894 | 0.7349
[7 empty] | 0.64874 | 0.36515 | 0.72151 | 0.095049 | 0.68877 | 0.65126
[7 empty] | 0.65793 | 0.39815 | 0.762 | 0.099397 | 0.77771 | 0.60761
[7 empty] | 0.62888 | 0.3976 | 0.7647 | 0.098286 | 0.80362 | 0.54283
[7 empty] | 0.59216 | 0.38707 | 0.74386 | 0.10749 | 0.80754 | 0.48865
[7 empty] | 0.54887 | 0.36829 | 0.6919 | 0.11606 | 0.80155 | 0.44829
[7 empty] | 0.50314 | 0.34972 | 0.61887 | 0.1238 | 0.80483 | 0.4413
[7 empty] | 0.46077 | 0.3301 | 0.54316 | 0.13329 | 0.81709 | 0.43364
[7 empty] | 0.42719 | 0.32021 | 0.47065 | 0.14425 | 0.83479 | 0.44961
[7 empty] | 0.38417 | 0.31309 | 0.40445 | 0.16133 | 0.84849 | 0.4802
[7 empty] | 0.34788 | 0.31198 | 0.35475 | 0.18264 | 0.84846 | 0.52241
[7 empty] | 0.31937 | 0.31122 | 0.32393 | 0.20542 | 0.74697 | 0.55911
[7 empty] | 0.29861 | 0.32009 | 0.30372 | 0.2251 | 0.7418 | 0.58135
[7 empty] | 0.28073 | 0.32306 | 0.30967 | 0.23334 | 0.80775 | 0.60996
[7 empty] | 0.26607 | 0.32959 | 0.31372 | 0.24609 | 0.82869 | 0.63326
[7 empty] | 0.24541 | 0.33995 | 0.32976 | 0.24955 | 0.88145 | 0.65303
[7 empty] | 0.22342 | 0.36008 | 0.35504 | 0.26447 | 0.89936 | 0.65229
[7 empty] | 0.20199 | 0.37466 | 0.36269 | 0.2708 | 0.90538 | 0.63877
[7 empty] | 0.18743 | 0.39133 | 0.35778 | 0.27504 | 0.90654 | 0.60408
[7 empty] | 0.17456 | 0.40983 | 0.3633 | 0.2861 | 0.90445 | 0.55919
[7 empty] | 0.15935 | 0.42536 | 0.36244 | 0.30641 | 0.90128 | 0.52023
[7 empty] | 0.14248 | 0.42304 | 0.35533 | 0.33638 | 0.90019 | 0.47892
[7 empty] | 0.12553 | 0.42232 | 0.33902 | 0.36544 | 0.89677 | 0.45806
[7 empty] | 0.10589 | 0.40924 | 0.32392 | 0.40601 | 0.88706 | 0.44432
[7 empty] | 0.10144 | 0.39598 | 0.30948 | 0.44957 | 0.86004 | 0.43825
[7 empty] | 0.10803 | 0.37145 | 0.29357 | 0.50339 | 0.81535 | 0.42876
[7 empty] | 0.14589 | 0.37147 | 0.30616 | 0.59364 | 0.78024 | 0.42648
[7 empty] | 0.196 | 0.3294 | 0.27817 | 0.64882 | 0.71105 | 0.36871
[7 empty] | 0.25259 | 0.29853 | 0.26336 | 0.67891 | 0.64135 | 0.32169
[7 empty] | 0.29042 | 0.27615 | 0.23721 | 0.69587 | 0.57884 | 0.275
[7 empty] | 0.33028 | 0.25797 | 0.21714 | 0.71449 | 0.52655 | 0.24347
[7 empty] | 0.35839 | 0.22763 | 0.19805 | 0.71531 | 0.47318 | 0.20441
[7 empty] | 0.41127 | 0.19384 | 0.18043 | 0.71789 | 0.43407 | 0.16905
[7 empty] | 0.48127 | 0.16467 | 0.17287 | 0.71259 | 0.38645 | 0.13959
[7 empty] | 0.54071 | 0.13851 | 0.16209 | 0.69017 | 0.33846 | 0.11707
[7 empty] | 0.57855 | 0.11644 | 0.16965 | 0.67002 | 0.31048 | 0.10451
[7 empty] | 0.6041 | 0.10882 | 0.18254 | 0.64014 | 0.31415 | 0.096042
[7 empty] | 0.61474 | 0.11505 | 0.21083 | 0.61287 | 0.34737 | 0.10196
[7 empty] | 0.6086 | 0.13109 | 0.23797 | 0.6018 | 0.40054 | 0.14978
[7 empty] | 0.57846 | 0.15186 | 0.27931 | 0.58489 | 0.45171 | 0.26193
[7 empty] | 0.50915 | 0.18654 | 0.32854 | 0.52974 | 0.52311 | 0.42043
[7 empty] | 0.4173 | 0.22403 | 0.3735 | 0.45944 | 0.55323 | 0.56339
[7 empty] | 0.3299 | 0.25275 | 0.40364 | 0.40197 | 0.55775 | 0.65484
[7 empty] | 0.2621 | 0.26711 | 0.42189 | 0.3421 | 0.56272 | 0.71926
[7 empty] | 0.22418 | 0.26774 | 0.4078 | 0.31787 | 0.57737 | 0.75519
[7 empty] | 0.2106 | 0.24878 | 0.37451 | 0.30818 | 0.59019 | 0.77454
[7 empty] | 0.20615 | 0.22757 | 0.33396 | 0.32043 | 0.61221 | 0.78286
[7 empty] | 0.20313 | 0.20731 | 0.30771 | 0.35381 | 0.66505 | 0.79052
[7 empty] | 0.20472 | 0.20808 | 0.29512 | 0.39196 | 0.71535 | 0.79352
[7 empty] | 0.19759 | 0.23282 | 0.29588 | 0.41298 | 0.76449 | 0.79357
[7 empty] | 0.20113 | 0.29545 | 0.33758 | 0.44709 | 0.80182 | 0.80004
[7 empty] | 0.18561 | 0.33678 | 0.36011 | 0.43129 | 0.81867 | 0.80368
[7 empty] | 0.17303 | 0.37112 | 0.39659 | 0.42016 | 0.8361 | 0.80598
[7 empty] | 0.15331 | 0.38146 | 0.40546 | 0.41755 | 0.83225 | 0.80933
[7 empty] | 0.13605 | 0.38255 | 0.41745 | 0.41512 | 0.77128 | 0.82654
[7 empty] | 0.12937 | 0.38025 | 0.43599 | 0.41756 | 0.62472 | 0.83794
[7 empty] | 0.12977 | 0.38751 | 0.45727 | 0.42858 | 0.59209 | 0.85154
[7 empty] | 0.13814 | 0.395 | 0.46139 | 0.43868 | 0.74707 | 0.86481
[7 empty] | 0.15367 | 0.41621 | 0.46632 | 0.44007 | 0.79686 | 0.87095
[7 empty] | 0.17834 | 0.45015 | 0.47599 | 0.44414 | 0.86212 | 0.88937
[7 empty] | 0.1962 | 0.47075 | 0.49194 | 0.44719 | 0.88187 | 0.89968
[7 empty] | 0.21424 | 0.49196 | 0.50493 | 0.45364 | 0.88162 | 0.90695
[7 empty] | 0.22617 | 0.51492 | 0.51908 | 0.44512 | 0.87969 | 0.90988
[7 empty] | 0.23874 | 0.54328 | 0.54362 | 0.41119 | 0.8863 | 0.91442
[7 empty] | 0.26268 | 0.56796 | 0.56817 | 0.37676 | 0.89248 | 0.91827
[7 empty] | 0.27789 | 0.59215 | 0.601 | 0.33468 | 0.89281 | 0.9172
[7 empty] | 0.29159 | 0.60295 | 0.63128 | 0.27918 | 0.89231 | 0.91765
[7 empty] | 0.29709 | 0.61051 | 0.65422 | 0.21956 | 0.89718 | 0.91761
[7 empty] | 0.295 | 0.61991 | 0.63735 | 0.17214 | 0.89631 | 0.91858
[7 empty] | 0.28686 | 0.61782 | 0.60199 | 0.13429 | 0.8977 | 0.91668
[7 empty] | 0.27176 | 0.60753 | 0.57288 | 0.10715 | 0.89787 | 0.91654
[7 empty] | 0.23743 | 0.5973 | 0.54042 | 0.081837 | 0.90008 | 0.91642
[7 empty] | 0.21189 | 0.58478 | 0.50112 | 0.06266 | 0.90121 | 0.91447
[7 empty] | 0.19363 | 0.56864 | 0.478 | 0.064693 | 0.90303 | 0.91403
[7 empty] | 0.21447 | 0.59869 | 0.47462 | 0.088922 | 0.90634 | 0.91485
[7 empty] | 0.22774 | 0.58727 | 0.44287 | 0.11931 | 0.90611 | 0.91466
[7 empty] | 0.25466 | 0.56674 | 0.40428 | 0.1571 | 0.90424 | 0.9123
[7 empty] | 0.25995 | 0.5444 | 0.34146 | 0.17444 | 0.9016 | 0.91351
[7 empty] | 0.26638 | 0.53417 | 0.29629 | 0.19293 | 0.89308 | 0.91043
[7 empty] | 0.25795 | 0.51318 | 0.26153 | 0.21893 | 0.89164 | 0.90594
[7 empty] | 0.23887 | 0.50195 | 0.24643 | 0.256 | 0.88636 | 0.89516
[7 empty] | 0.22467 | 0.49121 | 0.24069 | 0.30859 | 0.88512 | 0.87947
[7 empty] | 0.2296 | 0.47124 | 0.23936 | 0.36973 | 0.87921 | 0.86161
[7 empty] | 0.24789 | 0.4638 | 0.24329 | 0.43076 | 0.87746 | 0.84387
[7 empty] | 0.26128 | 0.45269 | 0.23976 | 0.48737 | 0.86972 | 0.8166
[7 empty] | 0.27328 | 0.43492 | 0.23368 | 0.50844 | 0.85835 | 0.80379
[7 empty] | 0.28828 | 0.42133 | 0.2223 | 0.51395 | 0.85044 | 0.80482
[7 empty] | 0.29083 | 0.40566 | 0.21156 | 0.5092 | 0.85086 | 0.79788
[7 empty] | 0.28984 | 0.38931 | 0.20675 | 0.47607 | 0.85219 | 0.79907
[7 empty] | 0.28547 | 0.37421 | 0.20978 | 0.43876 | 0.85539 | 0.80494
[7 empty] | 0.26858 | 0.35878 | 0.21197 | 0.41165 | 0.85706 | 0.81675
[7 empty] | 0.23676 | 0.33446 | 0.22526 | 0.38943 | 0.85835 | 0.82311
[7 empty] | 0.19864 | 0.30146 | 0.23781 | 0.36495 | 0.85229 | 0.82348
[7 empty] | 0.15712 | 0.27359 | 0.25134 | 0.34331 | 0.84429 | 0.81665
[7 empty] | 0.12444 | 0.23614 | 0.25973 | 0.31081 | 0.82525 | 0.79815
[7 empty] | 0.10771 | 0.20424 | 0.25101 | 0.28004 | 0.80662 | 0.7869
[7 empty] | 0.11137 | 0.19249 | 0.23189 | 0.2566 | 0.77851 | 0.78018
[7 empty] | 0.13671 | 0.18165 | 0.21603 | 0.23675 | 0.74703 | 0.78247
[7 empty] | 0.17861 | 0.176 | 0.22808 | 0.26331 | 0.74206 | 0.81058
[7 empty] | 0.2122 | 0.15974 | 0.22588 | 0.27943 | 0.70355 | 0.81306
[7 empty] | 0.24798 | 0.14747 | 0.24357 | 0.2977 | 0.67625 | 0.80425
[7 empty] | 0.27079 | 0.12585 | 0.25529 | 0.3021 | 0.64401 | 0.78886
[7 empty] | 0.2925 | 0.10974 | 0.27785 | 0.30391 | 0.61949 | 0.76196
[7 empty] | 0.31948 | 0.091646 | 0.30422 | 0.30453 | 0.60315 | 0.73411
[7 empty] | 0.37375 | 0.079114 | 0.34073 | 0.31303 | 0.58348 | 0.72466
[7 empty] | 0.43958 | 0.075379 | 0.37139 | 0.32159 | 0.56586 | 0.72188
[7 empty] | 0.5103 | 0.076364 | 0.40307 | 0.3347 | 0.53669 | 0.74004
[7 empty] | 0.55437 | 0.080433 | 0.42998 | 0.34721 | 0.50274 | 0.77336
[7 empty] | 0.56899 | 0.087469 | 0.44307 | 0.3561 | 0.45608 | 0.79954
[7 empty] | 0.57311 | 0.094371 | 0.45895 | 0.3683 | 0.40658 | 0.81494
[7 empty] | 0.58979 | 0.10847 | 0.48406 | 0.38749 | 0.36471 | 0.82319
[7 empty] | 0.59901 | 0.1256 | 0.5113 | 0.39494 | 0.33395 | 0.81944
[7 empty] | 0.60116 | 0.14734 | 0.5413 | 0.40073 | 0.31399 | 0.81307
[7 empty] | 0.59881 | 0.17505 | 0.56652 | 0.39365 | 0.30324 | 0.79219
[7 empty] | 0.57224 | 0.20798 | 0.59905 | 0.36793 | 0.29076 | 0.77232
[7 empty] | 0.54937 | 0.24029 | 0.62993 | 0.32846 | 0.28567 | 0.74847
[7 empty] | 0.52339 | 0.273 | 0.66714 | 0.28487 | 0.28355 | 0.73008
[7 empty] | 0.48405 | 0.2979 | 0.68211 | 0.21307 | 0.27633 | 0.69988
[7 empty] | 0.44013 | 0.30856 | 0.6725 | 0.16106 | 0.26248 | 0.66799
[7 empty] | 0.39943 | 0.32271 | 0.65844 | 0.1156 | 0.24322 | 0.60817
[7 empty] | 0.3624 | 0.35716 | 0.62726 | 0.090926 | 0.22303 | 0.55037
[7 empty] | 0.34819 | 0.39417 | 0.59002 | 0.07166 | 0.2076 | 0.47153
[7 empty] | 0.37888 | 0.47299 | 0.59173 | 0.057449 | 0.19688 | 0.42675
[7 empty] | 0.39868 | 0.51569 | 0.55719 | 0.050448 | 0.18164 | 0.35778
[7 empty] | 0.42836 | 0.56236 | 0.5095 | 0.047499 | 0.18617 | 0.31183
[7 empty] | 0.43536 | 0.59999 | 0.46637 | 0.041334 | 0.18252 | 0.27611
[7 empty] | 0.46496 | 0.65593 | 0.4317 | 0.031701 | 0.18325 | 0.26638
[7 empty] | 0.49042 | 0.6787 | 0.40785 | 0.024397 | 0.18034 | 0.27173
[7 empty] | 0.51539 | 0.67356 | 0.39712 | 0.019757 | 0.17688 | 0.28605
[7 empty] | 0.5298 | 0.65172 | 0.39416 | 0.016419 | 0.16754 | 0.31828
[7 empty] | 0.5416 | 0.61456 | 0.38927 | 0.015162 | 0.16008 | 0.3724
[7 empty] | 0.55781 | 0.575 | 0.38495 | 0.014301 | 0.14968 | 0.46672
[7 empty] | 0.58016 | 0.53868 | 0.35513 | 0.015378 | 0.13728 | 0.54739
[7 empty] | 0.5946 | 0.5074 | 0.32561 | 0.015903 | 0.12978 | 0.60699
[7 empty] | 0.60422 | 0.48697 | 0.29533 | 0.01915 | 0.11741 | 0.64908
[7 empty] | 0.61038 | 0.47509 | 0.28848 | 0.028753 | 0.11478 | 0.67838
[7 empty] | 0.61846 | 0.46834 | 0.29541 | 0.043102 | 0.12654 | 0.68558
[7 empty] | 0.65755 | 0.45579 | 0.32348 | 0.061537 | 0.13888 | 0.6932
[7 empty] | 0.68881 | 0.43932 | 0.35426 | 0.087379 | 0.14536 | 0.68713
[7 empty] | 0.71759 | 0.42307 | 0.39591 | 0.12049 | 0.14817 | 0.68007
[7 empty] | 0.73021 | 0.40338 | 0.43159 | 0.16302 | 0.14726 | 0.64369
[7 empty] | 0.74196 | 0.38556 | 0.47208 | 0.22255 | 0.14816 | 0.59053
[7 empty] | 0.74961 | 0.35431 | 0.47198 | 0.27032 | 0.15149 | 0.54772
[7 empty] | 0.76021 | 0.29695 | 0.47243 | 0.29116 | 0.16588 | 0.52303
[7 empty] | 0.7566 | 0.23837 | 0.46585 | 0.29871 | 0.19876 | 0.51713
[7 empty] | 0.76267 | 0.19881 | 0.46553 | 0.28287 | 0.24389 | 0.52128
[7 empty] | 0.78215 | 0.17548 | 0.5003 | 0.283 | 0.32856 | 0.56708
[7 empty] | 0.77354 | 0.15437 | 0.50039 | 0.25355 | 0.39139 | 0.57352
[7 empty] | 0.74536 | 0.14055 | 0.49868 | 0.22929 | 0.43074 | 0.58189
[7 empty] | 0.70138 | 0.13046 | 0.48914 | 0.21691 | 0.4497 | 0.58204
[7 empty] | 0.664 | 0.11894 | 0.47949 | 0.20913 | 0.45178 | 0.58543
[7 empty] | 0.63828 | 0.11301 | 0.48112 | 0.20736 | 0.44923 | 0.58401
[7 empty] | 0.61337 | 0.13035 | 0.48889 | 0.20345 | 0.43327 | 0.57916
[7 empty] | 0.60053 | 0.17162 | 0.49765 | 0.19765 | 0.40718 | 0.56146
[7 empty] | 0.58954 | 0.23376 | 0.49948 | 0.20036 | 0.39383 | 0.55838
[7 empty] | 0.57632 | 0.30453 | 0.49735 | 0.20829 | 0.38536 | 0.59134
[7 empty] | 0.5437 | 0.36818 | 0.4808 | 0.21957 | 0.38158 | 0.6066
[7 empty] | 0.50866 | 0.42267 | 0.44113 | 0.22396 | 0.36648 | 0.63559
[7 empty] | 0.48909 | 0.49082 | 0.40816 | 0.23391 | 0.37005 | 0.63646
[7 empty] | 0.49227 | 0.53368 | 0.38311 | 0.25605 | 0.36678 | 0.63852
[7 empty] | 0.49478 | 0.57193 | 0.37343 | 0.27638 | 0.35376 | 0.61912
[7 empty] | 0.49482 | 0.5674 | 0.37662 | 0.31848 | 0.34201 | 0.60866
[7 empty] | 0.48765 | 0.5361 | 0.37905 | 0.352 | 0.3144 | 0.58877
[7 empty] | 0.47079 | 0.49522 | 0.39132 | 0.38846 | 0.29016 | 0.56479
[7 empty] | 0.45966 | 0.45932 | 0.38819 | 0.41011 | 0.27589 | 0.53235
[7 empty] | 0.45522 | 0.44223 | 0.38435 | 0.41946 | 0.25515 | 0.50318
[7 empty] | 0.45105 | 0.4492 | 0.36254 | 0.40588 | 0.22589 | 0.45822
[7 empty] | 0.44488 | 0.45151 | 0.32687 | 0.38688 | 0.18795 | 0.43006
[7 empty] | 0.43428 | 0.45616 | 0.2876 | 0.37151 | 0.16566 | 0.42157
[7 empty] | 0.41576 | 0.45667 | 0.26347 | 0.33933 | 0.15637 | 0.40865
[7 empty] | 0.39889 | 0.51034 | 0.26471 | 0.34733 | 0.15913 | 0.43059
[7 empty] | 0.35495 | 0.53946 | 0.25225 | 0.34058 | 0.16357 | 0.42904
[7 empty] | 0.31863 | 0.56111 | 0.2631 | 0.33014 | 0.17454 | 0.41724
[7 empty] | 0.2888 | 0.55025 | 0.27169 | 0.32805 | 0.17924 | 0.39503
[7 empty] | 0.2646 | 0.52477 | 0.29329 | 0.32867 | 0.19114 | 0.38472
[7 empty] | 0.24037 | 0.49721 | 0.31262 | 0.33084 | 0.19096 | 0.38622
[7 empty] | 0.21667 | 0.48066 | 0.33585 | 0.32527 | 0.20056 | 0.40259
[7 empty] | 0.19337 | 0.47165 | 0.35315 | 0.31104 | 0.21007 | 0.40737
[7 empty] | 0.17798 | 0.47379 | 0.36323 | 0.30381 | 0.2313 | 0.40906
[7 empty] | 0.16784 | 0.50106 | 0.36471 | 0.30017 | 0.27255 | 0.40086
[7 empty] | 0.1511 | 0.52828 | 0.34866 | 0.29542 | 0.31342 | 0.3689
[7 empty] | 0.1269 | 0.5593 | 0.31442 | 0.28573 | 0.34581 | 0.33356
[7 empty] | 0.10743 | 0.58129 | 0.28862 | 0.27419 | 0.37911 | 0.32294
[7 empty] | 0.094022 | 0.60257 | 0.27144 | 0.26556 | 0.40324 | 0.32323
[7 empty] | 0.090825 | 0.62536 | 0.26367 | 0.26825 | 0.42672 | 0.33034
[7 empty] | 0.085557 | 0.63785 | 0.26417 | 0.28542 | 0.45014 | 0.33195
[7 empty] | 0.075578 | 0.63685 | 0.27107 | 0.30696 | 0.47026 | 0.32378
[7 empty] | 0.070104 | 0.64327 | 0.28646 | 0.31775 | 0.4933 | 0.306
[7 empty] | 0.066954 | 0.6418 | 0.30533 | 0.31878 | 0.51846 | 0.29841
[7 empty] | 0.067091 | 0.63218 | 0.31223 | 0.30295 | 0.54102 | 0.29095
[7 empty] | 0.076322 | 0.62088 | 0.31072 | 0.27411 | 0.57328 | 0.28332
[7 empty] | 0.09412 | 0.5972 | 0.31166 | 0.22317 | 0.6015 | 0.28609
[7 empty] | 0.13227 | 0.57191 | 0.31321 | 0.18523 | 0.64371 | 0.28299
[7 empty] | 0.16573 | 0.54456 | 0.3066 | 0.15526 | 0.68645 | 0.28791
[7 empty] | 0.22258 | 0.53474 | 0.30474 | 0.14006 | 0.73031 | 0.30238
[7 empty] | 0.24866 | 0.48305 | 0.28117 | 0.12438 | 0.76146 | 0.2922
[7 empty] | 0.27821 | 0.43046 | 0.26671 | 0.11941 | 0.78112 | 0.28932
[7 empty] | 0.27842 | 0.37954 | 0.25748 | 0.11248 | 0.80515 | 0.28514
[7 empty] | 0.29728 | 0.3439 | 0.25066 | 0.09925 | 0.83295 | 0.28443
[7 empty] | 0.30875 | 0.31557 | 0.24206 | 0.08599 | 0.8378 | 0.28055
[7 empty] | 0.35361 | 0.29336 | 0.22603 | 0.077917 | 0.8415 | 0.28379
[7 empty] | 0.39375 | 0.2709 | 0.20104 | 0.068712 | 0.84336 | 0.28719
[7 empty] | 0.44055 | 0.26232 | 0.18174 | 0.057755 | 0.84027 | 0.29903
[7 empty] | 0.48577 | 0.24465 | 0.14574 | 0.050786 | 0.83891 | 0.31839
[7 empty] | 0.51626 | 0.22388 | 0.11369 | 0.045499 | 0.83557 | 0.34227
[7 empty] | 0.52992 | 0.21357 | 0.090592 | 0.038339 | 0.82638 | 0.37629
[7 empty] | 0.54454 | 0.20338 | 0.074845 | 0.029581 | 0.81175 | 0.41252
[7 empty] | 0.5341 | 0.18589 | 0.061369 | 0.022694 | 0.80501 | 0.46057
[7 empty] | 0.51868 | 0.1754 | 0.054563 | 0.018441 | 0.80221 | 0.52906
[7 empty] | 0.48166 | 0.16603 | 0.044452 | 0.015838 | 0.82478 | 0.58303
[7 empty] | 0.44514 | 0.14765 | 0.041257 | 0.015953 | 0.83164 | 0.61683
[7 empty] | 0.41252 | 0.12923 | 0.039161 | 0.022906 | 0.84515 | 0.62674
[7 empty] | 0.40164 | 0.10752 | 0.038646 | 0.032637 | 0.85553 | 0.6191
[7 empty] | 0.38767 | 0.08883 | 0.034613 | 0.047992 | 0.85767 | 0.58508
[7 empty] | 0.37501 | 0.072227 | 0.026096 | 0.057526 | 0.85578 | 0.53758
[7 empty] | 0.36299 | 0.062268 | 0.017805 | 0.064588 | 0.85848 | 0.50015
[7 empty] | 0.3334 | 0.055836 | 0.012313 | 0.069346 | 0.86208 | 0.46336
[7 empty] | 0.31216 | 0.056219 | 0.010956 | 0.074632 | 0.864 | 0.4105
[7 empty] | 0.30806 | 0.063244 | 0.011063 | 0.08609 | 0.87086 | 0.38752
[7 empty] | 0.26961 | 0.064941 | 0.012473 | 0.10024 | 0.86192 | 0.3508
[7 empty] | 0.23873 | 0.066439 | 0.013306 | 0.13105 | 0.84476 | 0.33217
[7 empty] | 0.20431 | 0.06373 | 0.016644 | 0.16248 | 0.8161 | 0.31816
[7 empty] | 0.17891 | 0.062283 | 0.022503 | 0.20825 | 0.76774 | 0.313
[7 empty] | 0.16412 | 0.059941 | 0.02884 | 0.25752 | 0.72466 | 0.3037
[7 empty] | 0.16473 | 0.061658 | 0.031061 | 0.3081 | 0.68742 | 0.30088
[7 empty] | 0.17563 | 0.067441 | 0.036715 | 0.35908 | 0.64863 | 0.29143
[7 empty] | 0.19815 | 0.07758 | 0.046335 | 0.40101 | 0.61469 | 0.28216
[7 empty] | 0.24086 | 0.093451 | 0.064993 | 0.43279 | 0.5818 | 0.2805
[7 empty] | 0.28838 | 0.10327 | 0.086603 | 0.45027 | 0.56137 | 0.27536
[7 empty] | 0.34886 | 0.10581 | 0.10912 | 0.45241 | 0.53586 | 0.27328
[7 empty] | 0.39289 | 0.09185 | 0.11888 | 0.46173 | 0.51788 | 0.26797
[7 empty] | 0.43685 | 0.077176 | 0.1133 | 0.48853 | 0.51526 | 0.26594
[7 empty] | 0.49002 | 0.064225 | 0.10866 | 0.53183 | 0.50443 | 0.27628
[7 empty] | 0.54803 | 0.055634 | 0.10743 | 0.58937 | 0.51578 | 0.29857
[7 empty] | 0.58468 | 0.052219 | 0.11501 | 0.6504 | 0.51991 | 0.31616
[7 empty] | 0.60045 | 0.048458 | 0.13003 | 0.71893 | 0.54445 | 0.35911
[7 empty] | 0.59095 | 0.049219 | 0.16193 | 0.76508 | 0.54325 | 0.38792
[7 empty] | 0.55274 | 0.049582 | 0.20399 | 0.79369 | 0.53832 | 0.41006
[7 empty] | 0.50822 | 0.048016 | 0.2369 | 0.80067 | 0.52883 | 0.41588
[7 empty] | 0.48914 | 0.048092 | 0.2636 | 0.81057 | 0.51579 | 0.41984
[7 empty] | 0.48681 | 0.046609 | 0.27293 | 0.82463 | 0.53153 | 0.41019
[7 empty] | 0.48613 | 0.043367 | 0.28223 | 0.84033 | 0.55579 | 0.39599
[7 empty] | 0.51253 | 0.041357 | 0.31361 | 0.86766 | 0.63825 | 0.39928
[7 empty] | 0.49188 | 0.034137 | 0.30344 | 0.87077 | 0.69281 | 0.37239
[7 empty] | 0.45856 | 0.029579 | 0.29483 | 0.86687 | 0.7445 | 0.35089
[7 empty] | 0.40935 | 0.024939 | 0.24456 | 0.85479 | 0.78285 | 0.3388
[7 empty] | 0.37274 | 0.02087 | 0.20985 | 0.83935 | 0.80715 | 0.32298
[7 empty] | 0.34624 | 0.017265 | 0.17455 | 0.82492 | 0.81815 | 0.31275
[7 empty] | 0.32655 | 0.013559 | 0.1506 | 0.81405 | 0.8235 | 0.31481
[7 empty] | 0.31523 | 0.010701 | 0.13501 | 0.80646 | 0.82723 | 0.31491
[7 empty] | 0.28819 | 0.010622 | 0.12857 | 0.79753 | 0.82197 | 0.30772
[7 empty] | 0.2485 | 0.010761 | 0.12933 | 0.79078 | 0.80995 | 0.28591
[7 empty] | 0.19883 | 0.011016 | 0.12595 | 0.76675 | 0.78385 | 0.25423
[7 empty] | 0.15389 | 0.011553 | 0.11526 | 0.72679 | 0.7574 | 0.2226
[7 empty] | 0.13318 | 0.013587 | 0.098398 | 0.65864 | 0.72533 | 0.19603
[7 empty] | 0.12875 | 0.013874 | 0.075268 | 0.59115 | 0.70819 | 0.17607
[7 empty] | 0.14243 | 0.012193 | 0.05763 | 0.53196 | 0.69647 | 0.15493
[7 empty] | 0.17812 | 0.010629 | 0.04473 | 0.48966 | 0.71883 | 0.13466
[7 empty] | 0.22449 | 0.0084914 | 0.033461 | 0.44752 | 0.75521 | 0.11045
[7 empty] | 0.28756 | 0.0069603 | 0.026259 | 0.42048 | 0.78809 | 0.099734
[7 empty] | 0.35235 | 0.0059669 | 0.022399 | 0.39852 | 0.79724 | 0.09329
[7 empty] | 0.41126 | 0.0059566 | 0.02173 | 0.37919 | 0.79099 | 0.093103
[7 empty] | 0.43556 | 0.010019 | 0.024358 | 0.3777 | 0.78017 | 0.094128
[7 empty] | 0.43866 | 0.025348 | 0.030852 | 0.38862 | 0.77247 | 0.096256
[7 empty] | 0.44336 | 0.05379 | 0.041255 | 0.39136 | 0.7527 | 0.10285
[7 empty] | 0.45898 | 0.079008 | 0.057117 | 0.40447 | 0.74375 | 0.10952
[7 empty] | 0.51051 | 0.099097 | 0.077401 | 0.42709 | 0.7743 | 0.11998
[7 empty] | 0.55037 | 0.10235 | 0.094882 | 0.43788 | 0.781 | 0.11855
[7 empty] | 0.60179 | 0.10669 | 0.1107 | 0.4439 | 0.78281 | 0.12502
[7 empty] | 0.63314 | 0.11973 | 0.11688 | 0.45154 | 0.7846 | 0.12455
[7 empty] | 0.65716 | 0.1342 | 0.12183 | 0.46954 | 0.79293 | 0.11567
[7 empty] | 0.65626 | 0.15148 | 0.12364 | 0.48321 | 0.79125 | 0.10749
[7 empty] | 0.67624 | 0.16521 | 0.13658 | 0.50798 | 0.79172 | 0.10426
[7 empty] | 0.69881 | 0.1785 | 0.16263 | 0.52821 | 0.79086 | 0.10183
[7 empty] | 0.71717 | 0.20436 | 0.20441 | 0.54747 | 0.78069 | 0.1034
[7 empty] | 0.68018 | 0.23314 | 0.2479 | 0.56817 | 0.78501 | 0.11034
[7 empty] | 0.60527 | 0.2679 | 0.28744 | 0.58491 | 0.7942 | 0.12712
[7 empty] | 0.53653 | 0.27742 | 0.32532 | 0.58635 | 0.80718 | 0.14455
[7 empty] | 0.5166 | 0.27211 | 0.37219 | 0.56759 | 0.82729 | 0.17998
[7 empty] | 0.52648 | 0.25768 | 0.40885 | 0.53851 | 0.83691 | 0.25129
[7 empty] | 0.56937 | 0.24139 | 0.41326 | 0.51052 | 0.85399 | 0.34439
[7 empty] | 0.59066 | 0.22726 | 0.39719 | 0.47486 | 0.86264 | 0.46193
[7 empty] | 0.61262 | 0.22845 | 0.37003 | 0.43233 | 0.86781 | 0.57068
[7 empty] | 0.6123 | 0.24095 | 0.35589 | 0.40331 | 0.87172 | 0.65085
[7 empty] | 0.61731 | 0.26439 | 0.38329 | 0.39025 | 0.86881 | 0.68787
[7 empty] | 0.6148 | 0.29141 | 0.41958 | 0.38088 | 0.8526 | 0.69476
[7 empty] | 0.61092 | 0.32626 | 0.46172 | 0.36698 | 0.83024 | 0.67597
[7 empty] | 0.61562 | 0.37755 | 0.49422 | 0.36206 | 0.81217 | 0.66384
[7 empty] | 0.63245 | 0.43826 | 0.52641 | 0.35661 | 0.79213 | 0.64381
[7 empty] | 0.64852 | 0.46849 | 0.52407 | 0.35411 | 0.76568 | 0.6177
[7 empty] | 0.7111 | 0.50854 | 0.52872 | 0.35286 | 0.77503 | 0.63133
[7 empty] | 0.72301 | 0.49863 | 0.48507 | 0.32512 | 0.75177 | 0.60484
[7 empty] | 0.72563 | 0.46536 | 0.44016 | 0.3028 | 0.72674 | 0.5759
[7 empty] | 0.70841 | 0.41153 | 0.39073 | 0.27876 | 0.6966 | 0.53497
[7 empty] | 0.69968 | 0.35515 | 0.36178 | 0.25984 | 0.67874 | 0.50269
[7 empty] | 0.7014 | 0.29942 | 0.34918 | 0.25537 | 0.6615 | 0.46701
[7 empty] | 0.72283 | 0.25548 | 0.35444 | 0.26158 | 0.65468 | 0.43357
[7 empty] | 0.73954 | 0.21679 | 0.36636 | 0.27396 | 0.64248 | 0.39523
[7 empty] | 0.75085 | 0.18586 | 0.37911 | 0.30145 | 0.60478 | 0.36924
[7 empty] | 0.75025 | 0.15571 | 0.3679 | 0.33347 | 0.5672 | 0.34751
[7 empty] | 0.75088 | 0.13641 | 0.34947 | 0.35439 | 0.52121 | 0.32385
[7 empty] | 0.74392 | 0.12488 | 0.30409 | 0.3741 | 0.46435 | 0.30169
[7 empty] | 0.7439 | 0.13218 | 0.26002 | 0.38628 | 0.42441 | 0.28481
[7 empty] | 0.74467 | 0.15027 | 0.20837 | 0.39785 | 0.40206 | 0.26729
[7 empty] | 0.74116 | 0.16795 | 0.16941 | 0.42069 | 0.40363 | 0.26451
[7 empty] | 0.74998 | 0.16993 | 0.14035 | 0.4503 | 0.42146 | 0.26504
[7 empty] | 0.76904 | 0.15229 | 0.11111 | 0.47285 | 0.4281 | 0.26043
[7 empty] | 0.76391 | 0.12887 | 0.079227 | 0.49191 | 0.43861 | 0.26393
[7 empty] | 0.75598 | 0.099557 | 0.052863 | 0.52199 | 0.45804 | 0.25185
[7 empty] | 0.71768 | 0.064898 | 0.03387 | 0.54334 | 0.46412 | 0.24182
[7 empty] | 0.67323 | 0.038988 | 0.022087 | 0.56987 | 0.47199 | 0.2297
[7 empty] | 0.59986 | 0.022004 | 0.012826 | 0.61373 | 0.48347 | 0.22904
[7 empty] | 0.5444 | 0.0099971 | 0.0075878 | 0.65639 | 0.48934 | 0.23557
[7 empty] | 0.49545 | 0.0049938 | 0.0051271 | 0.68348 | 0.48942 | 0.24958
[7 empty] | 0.46345 | 0.0030749 | 0.0050557 | 0.73316 | 0.49875 | 0.28439
[7 empty] | 0.40846 | 0.0013639 | 0.0054246 | 0.72314 | 0.475 | 0.28849
[7 empty] | 0.38394 | 0.001558 | 0.007427 | 0.69846 | 0.45705 | 0.29098
[7 empty] | 0.34849 | 0.0028408 | 0.012419 | 0.67637 | 0.42873 | 0.28947
[7 empty] | 0.31397 | 0.0083288 | 0.019013 | 0.6673 | 0.41518 | 0.28149
[7 empty] | 0.274 | 0.01836 | 0.02518 | 0.67169 | 0.41042 | 0.26778
[7 empty] | 0.23326 | 0.037527 | 0.036922 | 0.67833 | 0.4188 | 0.25989
[7 empty] | 0.1952 | 0.068625 | 0.053939 | 0.70882 | 0.43069 | 0.2645
[7 empty] | 0.16327 | 0.10915 | 0.067146 | 0.73025 | 0.43614 | 0.27396
[7 empty] | 0.14474 | 0.1558 | 0.082683 | 0.74616 | 0.41777 | 0.28102
[7 empty] | 0.13602 | 0.20735 | 0.092295 | 0.75764 | 0.38853 | 0.27451
[7 empty] | 0.12922 | 0.24331 | 0.10174 | 0.75113 | 0.34305 | 0.27296
[7 empty] | 0.12903 | 0.26365 | 0.11657 | 0.73093 | 0.29593 | 0.27591
[7 empty] | 0.13434 | 0.28025 | 0.13469 | 0.70358 | 0.26162 | 0.27544
[7 empty] | 0.15188 | 0.28628 | 0.16298 | 0.66415 | 0.24067 | 0.27181
[7 empty] | 0.17831 | 0.28916 | 0.1985 | 0.6238 | 0.2329 | 0.27392
[7 empty] | 0.20232 | 0.29402 | 0.23744 | 0.59308 | 0.23451 | 0.26346
[7 empty] | 0.2297 | 0.31113 | 0.27666 | 0.5826 | 0.24334 | 0.25955
[7 empty] | 0.273 | 0.32968 | 0.32514 | 0.58549 | 0.25977 | 0.25455
[7 empty] | 0.31353 | 0.35145 | 0.36323 | 0.58161 | 0.27605 | 0.26611
[7 empty] | 0.38303 | 0.37184 | 0.40496 | 0.57999 | 0.28413 | 0.31301
[7 empty] | 0.475 | 0.38377 | 0.45001 | 0.56498 | 0.27269 | 0.41813
[7 empty] | 0.56594 | 0.40371 | 0.49656 | 0.54245 | 0.25349 | 0.53673
[7 empty] | 0.63489 | 0.39536 | 0.53594 | 0.52864 | 0.21687 | 0.64613
[7 empty] | 0.70324 | 0.41357 | 0.58345 | 0.53543 | 0.17519 | 0.74833
[7 empty] | 0.74003 | 0.38055 | 0.56675 | 0.50252 | 0.13078 | 0.78686
[7 empty] | 0.77247 | 0.35066 | 0.54264 | 0.47022 | 0.11468 | 0.80517
[7 empty] | 0.8083 | 0.34206 | 0.50731 | 0.44498 | 0.093639 | 0.8142
[7 empty] | 0.83453 | 0.34132 | 0.49109 | 0.43508 | 0.085539 | 0.8278
[7 empty] | 0.8481 | 0.35908 | 0.48208 | 0.42947 | 0.080529 | 0.83174
[7 empty] | 0.86736 | 0.38572 | 0.50163 | 0.44062 | 0.082036 | 0.8229
[7 empty] | 0.87186 | 0.40227 | 0.5102 | 0.46425 | 0.083621 | 0.80581
[7 empty] | 0.87256 | 0.41064 | 0.51565 | 0.48972 | 0.084793 | 0.80068
[7 empty] | 0.87128 | 0.41001 | 0.51356 | 0.52582 | 0.084476 | 0.77133
[7 empty] | 0.87508 | 0.39921 | 0.5019 | 0.55637 | 0.076519 | 0.77972
[7 empty] | 0.87466 | 0.38231 | 0.48544 | 0.55289 | 0.062979 | 0.81561
[7 empty] | 0.86913 | 0.39612 | 0.46302 | 0.5341 | 0.050502 | 0.84636
[7 empty] | 0.86279 | 0.41138 | 0.42016 | 0.48223 | 0.040194 | 0.85597
[7 empty] | 0.86302 | 0.4139 | 0.37526 | 0.46932 | 0.032568 | 0.85299
[7 empty] | 0.86224 | 0.40202 | 0.33531 | 0.47642 | 0.033624 | 0.83796
[7 empty] | 0.8531 | 0.38249 | 0.3041 | 0.50384 | 0.037603 | 0.80188
[7 empty] | 0.84253 | 0.37439 | 0.28652 | 0.54107 | 0.049238 | 0.77221
[7 empty] | 0.82982 | 0.38793 | 0.28012 | 0.56366 | 0.055921 | 0.75936
[7 empty] | 0.80233 | 0.41332 | 0.27487 | 0.58158 | 0.063807 | 0.75122
[7 empty] | 0.78082 | 0.44557 | 0.2713 | 0.58785 | 0.066455 | 0.73945
[7 empty] | 0.76771 | 0.46984 | 0.26691 | 0.58291 | 0.066305 | 0.72573
[7 empty] | 0.75456 | 0.48603 | 0.26193 | 0.57739 | 0.057403 | 0.70833
[7 empty] | 0.74391 | 0.49514 | 0.24557 | 0.57947 | 0.049248 | 0.69356
[7 empty] | 0.73985 | 0.51713 | 0.23213 | 0.61477 | 0.043437 | 0.70358
[7 empty] | 0.7371 | 0.50284 | 0.19427 | 0.61188 | 0.041819 | 0.68098
[7 empty] | 0.73458 | 0.4856 | 0.16175 | 0.58853 | 0.045251 | 0.65571
[7 empty] | 0.73308 | 0.46978 | 0.12634 | 0.56706 | 0.051071 | 0.63516
[7 empty] | 0.73702 | 0.45559 | 0.096883 | 0.53594 | 0.055643 | 0.63252
[7 empty] | 0.72711 | 0.45129 | 0.07655 | 0.52082 | 0.061497 | 0.62556
[7 empty] | 0.73013 | 0.45412 | 0.061503 | 0.51437 | 0.064826 | 0.6485
[7 empty] | 0.72965 | 0.43552 | 0.0529 | 0.50864 | 0.06777 | 0.67418
[7 empty] | 0.73161 | 0.40593 | 0.045499 | 0.51449 | 0.072098 | 0.70025
[7 empty] | 0.73001 | 0.37869 | 0.035973 | 0.53736 | 0.080307 | 0.72962
[7 empty] | 0.73166 | 0.33562 | 0.030002 | 0.54535 | 0.084087 | 0.75981
[7 empty] | 0.73359 | 0.27659 | 0.025412 | 0.53835 | 0.082544 | 0.78332
[7 empty] | 0.73028 | 0.22385 | 0.017455 | 0.50675 | 0.078378 | 0.79473
[7 empty] | 0.73215 | 0.18882 | 0.012247 | 0.45564 | 0.075122 | 0.80566
[7 empty] | 0.73644 | 0.16919 | 0.010289 | 0.43676 | 0.074736 | 0.82019
[7 empty] | 0.73832 | 0.16752 | 0.0092916 | 0.42871 | 0.085381 | 0.83764
[7 empty] | 0.73983 | 0.16856 | 0.0068264 | 0.42513 | 0.094085 | 0.84406
[7 empty] | 0.74473 | 0.17047 | 0.0065393 | 0.42936 | 0.10072 | 0.84011
[7 empty] | 0.7462 | 0.18095 | 0.0054114 | 0.44437 | 0.10885 | 0.82529
[7 empty] | 0.74367 | 0.18673 | 0.0038178 | 0.44793 | 0.10675 | 0.79191
[7 empty] | 0.74124 | 0.19354 | 0.0032281 | 0.46412 | 0.10616 | 0.74714
[7 empty] | 0.73433 | 0.20893 | 0.0030006 | 0.46047 | 0.10362 | 0.72306
[7 empty] | 0.72124 | 0.22592 | 0.0028671 | 0.45606 | 0.1041 | 0.72325
[7 empty] | 0.71337 | 0.24508 | 0.003637 | 0.43142 | 0.10273 | 0.72232
[7 empty] | 0.71433 | 0.26762 | 0.0042236 | 0.44032 | 0.1106 | 0.75748
[7 empty] | 0.69023 | 0.26829 | 0.0040373 | 0.41497 | 0.10876 | 0.76402
[7 empty] | 0.64986 | 0.27672 | 0.0051651 | 0.40185 | 0.11721 | 0.76342
[7 empty] | 0.61439 | 0.27815 | 0.0038426 | 0.39328 | 0.12298 | 0.75968
[7 empty] | 0.58396 | 0.28687 | 0.004695 | 0.38873 | 0.12249 | 0.75501
[7 empty] | 0.56015 | 0.29469 | 0.00876 | 0.3843 | 0.1227 | 0.74569
[7 empty] | 0.53735 | 0.31107 | 0.012564 | 0.38282 | 0.13677 | 0.76514
[7 empty] | 0.5012 | 0.32582 | 0.021656 | 0.38107 | 0.15274 | 0.77884
[7 empty] | 0.45916 | 0.34655 | 0.032083 | 0.38561 | 0.17626 | 0.78517
[7 empty] | 0.40512 | 0.36864 | 0.040185 | 0.39115 | 0.20342 | 0.78332
[7 empty] | 0.34502 | 0.37585 | 0.044439 | 0.39043 | 0.21854 | 0.76089
[7 empty] | 0.27059 | 0.37624 | 0.050657 | 0.36779 | 0.22669 | 0.72552
[7 empty] | 0.22071 | 0.35819 | 0.055816 | 0.32775 | 0.22958 | 0.71449
[7 empty] | 0.18317 | 0.33868 | 0.059044 | 0.29418 | 0.2243 | 0.69019
[7 empty] | 0.16046 | 0.32977 | 0.056867 | 0.28143 | 0.2173 | 0.64198
[7 empty] | 0.14199 | 0.33839 | 0.050916 | 0.28519 | 0.22045 | 0.57835
[7 empty] | 0.13215 | 0.3539 | 0.038375 | 0.28892 | 0.22504 | 0.50967
[7 empty] | 0.12912 | 0.37997 | 0.036221 | 0.30982 | 0.22497 | 0.4437
[7 empty] | 0.12406 | 0.41647 | 0.043291 | 0.32992 | 0.22791 | 0.40007
[7 empty] | 0.11514 | 0.44502 | 0.061682 | 0.34057 | 0.22597 | 0.33227
[7 empty] | 0.1103 | 0.45632 | 0.10315 | 0.34578 | 0.21728 | 0.26585
[7 empty] | 0.11265 | 0.44912 | 0.15583 | 0.33896 | 0.22611 | 0.18276
[7 empty] | 0.13031 | 0.43378 | 0.20122 | 0.32228 | 0.2388 | 0.12934
[7 empty] | 0.17043 | 0.42024 | 0.24973 | 0.29937 | 0.24619 | 0.098596
[7 empty] | 0.23492 | 0.41057 | 0.28346 | 0.29005 | 0.27286 | 0.078199
[7 empty] | 0.30795 | 0.37368 | 0.27685 | 0.25573 | 0.26924 | 0.058711
[7 empty] | 0.38221 | 0.34805 | 0.26635 | 0.22432 | 0.27274 | 0.047869
[7 empty] | 0.41924 | 0.32328 | 0.25001 | 0.19176 | 0.26417 | 0.035411
[7 empty] | 0.43254 | 0.3143 | 0.25385 | 0.16475 | 0.25455 | 0.031882
[7 empty] | 0.43501 | 0.31328 | 0.26878 | 0.14224 | 0.25515 | 0.03429
[7 empty] | 0.44718 | 0.32496 | 0.29185 | 0.13422 | 0.24515 | 0.03226
[7 empty] | 0.46486 | 0.33413 | 0.33071 | 0.13265 | 0.24086 | 0.031209
[7 empty] | 0.46969 | 0.33464 | 0.37405 | 0.1414 | 0.23607 | 0.034841
[7 empty] | 0.46386 | 0.33983 | 0.4354 | 0.15521 | 0.24567 | 0.048162
[7 empty] | 0.43511 | 0.32633 | 0.4862 | 0.16997 | 0.2454 | 0.073141
[7 empty] | 0.40045 | 0.30312 | 0.50689 | 0.17295 | 0.24204 | 0.09929
[7 empty] | 0.38025 | 0.28196 | 0.52602 | 0.17756 | 0.22921 | 0.12833
[7 empty] | 0.36274 | 0.25754 | 0.52579 | 0.17599 | 0.21002 | 0.15985
[7 empty] | 0.35913 | 0.23814 | 0.51183 | 0.17741 | 0.19288 | 0.19746
[7 empty] | 0.35045 | 0.23299 | 0.48683 | 0.17716 | 0.18062 | 0.25025
[7 empty] | 0.33827 | 0.2404 | 0.44807 | 0.17943 | 0.16766 | 0.31282
[7 empty] | 0.32643 | 0.25984 | 0.42509 | 0.18981 | 0.16519 | 0.37658
[7 empty] | 0.30674 | 0.28522 | 0.4146 | 0.20718 | 0.16533 | 0.44031
[7 empty] | 0.27617 | 0.31575 | 0.41468 | 0.22338 | 0.18195 | 0.48969
[7 empty] | 0.24766 | 0.32579 | 0.4236 | 0.25535 | 0.20346 | 0.514
[7 empty] | 0.21835 | 0.33902 | 0.44468 | 0.28048 | 0.21744 | 0.52865
[7 empty] | 0.19317 | 0.3413 | 0.47174 | 0.30748 | 0.23658 | 0.54952
[7 empty] | 0.1834 | 0.34315 | 0.48904 | 0.32562 | 0.26184 | 0.56759
[7 empty] | 0.18715 | 0.35058 | 0.5334 | 0.34664 | 0.30677 | 0.61681
[7 empty] | 0.17712 | 0.32188 | 0.51781 | 0.32825 | 0.31148 | 0.62642
[7 empty] | 0.19108 | 0.29677 | 0.4892 | 0.30136 | 0.3061 | 0.63594
[7 empty] | 0.1931 | 0.26604 | 0.46637 | 0.27745 | 0.2864 | 0.6445
[7 empty] | 0.19553 | 0.26115 | 0.43361 | 0.26492 | 0.26088 | 0.64757
[7 empty] | 0.1967 | 0.26075 | 0.42497 | 0.26394 | 0.23219 | 0.64896
[7 empty] | 0.19048 | 0.27008 | 0.41977 | 0.28404 | 0.21 | 0.66652
[7 empty] | 0.18772 | 0.27501 | 0.40608 | 0.33572 | 0.19306 | 0.6792
[7 empty] | 0.18794 | 0.27074 | 0.39138 | 0.39362 | 0.1767 | 0.69051
[7 empty] | 0.19323 | 0.25986 | 0.38094 | 0.46189 | 0.16157 | 0.7057
[7 empty] | 0.20001 | 0.23901 | 0.34851 | 0.53023 | 0.15416 | 0.72239
[7 empty] | 0.2114 | 0.21498 | 0.30914 | 0.55261 | 0.15509 | 0.73683
[7 empty] | 0.22653 | 0.18267 | 0.27678 | 0.57513 | 0.16886 | 0.76457
[7 empty] | 0.23865 | 0.16554 | 0.27204 | 0.56987 | 0.19059 | 0.78491
[7 empty] | 0.23995 | 0.15748 | 0.29162 | 0.55098 | 0.23179 | 0.81997
[7 empty] | 0.24252 | 0.14894 | 0.32776 | 0.54347 | 0.29637 | 0.84066
[7 empty] | 0.23953 | 0.14815 | 0.37343 | 0.52753 | 0.40742 | 0.85511
[7 empty] | 0.23698 | 0.15558 | 0.42412 | 0.52938 | 0.50965 | 0.86345
[7 empty] | 0.24015 | 0.16735 | 0.49297 | 0.53848 | 0.56381 | 0.86891
[7 empty] | 0.24494 | 0.17538 | 0.5142 | 0.55635 | 0.58552 | 0.8663
[7 empty] | 0.24668 | 0.18484 | 0.5376 | 0.58988 | 0.60117 | 0.85942
[7 empty] | 0.24484 | 0.1821 | 0.58193 | 0.63791 | 0.62876 | 0.85763
[7 empty] | 0.24111 | 0.17717 | 0.60997 | 0.6781 | 0.65841 | 0.85815
[7 empty] | 0.2166 | 0.16826 | 0.62683 | 0.6938 | 0.67892 | 0.8625
[7 empty] | 0.19983 | 0.16833 | 0.63243 | 0.73144 | 0.73922 | 0.87882
[7 empty] | 0.1652 | 0.14732 | 0.58977 | 0.71943 | 0.74307 | 0.87751
[7 empty] | 0.1452 | 0.13536 | 0.54167 | 0.70408 | 0.74929 | 0.86715
[7 empty] | 0.11747 | 0.11763 | 0.51731 | 0.70419 | 0.73946 | 0.8598
[7 empty] | 0.095111 | 0.10313 | 0.51482 | 0.71126 | 0.73115 | 0.85069
[7 empty] | 0.075515 | 0.088682 | 0.52586 | 0.71354 | 0.73586 | 0.84012
[7 empty] | 0.060283 | 0.079865 | 0.53926 | 0.72137 | 0.75632 | 0.83103
[7 empty] | 0.0503 | 0.072093 | 0.52633 | 0.72126 | 0.77802 | 0.82044
[7 empty] | 0.049161 | 0.068871 | 0.50349 | 0.71888 | 0.78358 | 0.79643
[7 empty] | 0.054821 | 0.069188 | 0.47308 | 0.71055 | 0.78576 | 0.76819
[7 empty] | 0.059629 | 0.064605 | 0.44176 | 0.70267 | 0.78873 | 0.73989
[7 empty] | 0.066724 | 0.054086 | 0.38287 | 0.69507 | 0.79044 | 0.72672
[7 empty] | 0.080571 | 0.041293 | 0.33332 | 0.69832 | 0.80709 | 0.71318
[7 empty] | 0.08949 | 0.030052 | 0.286 | 0.69284 | 0.81564 | 0.69805
[7 empty] | 0.098187 | 0.021219 | 0.25684 | 0.68778 | 0.82977 | 0.68277
[7 empty] | 0.10605 | 0.015664 | 0.25332 | 0.70099 | 0.83923 | 0.66395
[7 empty] | 0.1092 | 0.01351 | 0.25652 | 0.71192 | 0.83465 | 0.63046
[7 empty] | 0.11149 | 0.013016 | 0.26214 | 0.73037 | 0.83027 | 0.60722
[7 empty] | 0.12037 | 0.012589 | 0.27345 | 0.74115 | 0.81903 | 0.57144
[7 empty] | 0.1232 | 0.015482 | 0.27332 | 0.74084 | 0.80774 | 0.52906
[7 empty] | 0.12515 | 0.014239 | 0.26443 | 0.74296 | 0.78363 | 0.48389
[7 empty] | 0.12156 | 0.011573 | 0.24347 | 0.74933 | 0.75345 | 0.43053
[7 empty] | 0.11496 | 0.009901 | 0.22588 | 0.75801 | 0.71891 | 0.38271
[7 empty] | 0.10594 | 0.0097095 | 0.19679 | 0.7762 | 0.68079 | 0.34106
[7 empty] | 0.11077 | 0.013924 | 0.17751 | 0.80836 | 0.67779 | 0.31917
[7 empty] | 0.11857 | 0.018475 | 0.14791 | 0.81287 | 0.64552 | 0.2916
[7 empty] | 0.14348 | 0.025305 | 0.13331 | 0.80655 | 0.62167 | 0.2788
[7 empty] | 0.16164 | 0.020488 | 0.11814 | 0.80871 | 0.59586 | 0.26805
[7 empty] | 0.17107 | 0.015335 | 0.11037 | 0.80107 | 0.57801 | 0.25241
[7 empty] | 0.17632 | 0.012662 | 0.097812 | 0.7936 | 0.56832 | 0.24266
[7 empty] | 0.18313 | 0.013464 | 0.089989 | 0.77825 | 0.57085 | 0.23291
[7 empty] | 0.19659 | 0.015995 | 0.08411 | 0.75747 | 0.57637 | 0.22164
[7 empty] | 0.21268 | 0.02204 | 0.081298 | 0.73654 | 0.57761 | 0.21342
[7 empty] | 0.23986 | 0.027686 | 0.083277 | 0.70261 | 0.58471 | 0.21104
[7 empty] | 0.26683 | 0.030696 | 0.083759 | 0.6829 | 0.5776 | 0.20415
[7 empty] | 0.29099 | 0.030504 | 0.081304 | 0.65633 | 0.57476 | 0.19907
[7 empty] | 0.3151 | 0.034367 | 0.078702 | 0.60732 | 0.60508 | 0.19678
[7 empty] | 0.33197 | 0.037139 | 0.078776 | 0.56096 | 0.6395 | 0.20328
[7 empty] | 0.34941 | 0.04007 | 0.081554 | 0.52567 | 0.65669 | 0.21322
[7 empty] | 0.35194 | 0.043963 | 0.097253 | 0.50294 | 0.64816 | 0.2365
[7 empty] | 0.35419 | 0.046172 | 0.11229 | 0.48782 | 0.60713 | 0.26283
[7 empty] | 0.35854 | 0.054551 | 0.13107 | 0.45603 | 0.5686 | 0.27769
[7 empty] | 0.37438 | 0.078268 | 0.14331 | 0.43368 | 0.52468 | 0.28318
[7 empty] | 0.39304 | 0.10734 | 0.14867 | 0.39935 | 0.48159 | 0.27354
[7 empty] | 0.41138 | 0.14115 | 0.14255 | 0.34984 | 0.43823 | 0.25479
[7 empty] | 0.4282 | 0.16 | 0.13276 | 0.3132 | 0.39405 | 0.24131
[7 empty] | 0.45473 | 0.17029 | 0.11647 | 0.28198 | 0.35332 | 0.23805
[7 empty] | 0.48183 | 0.16734 | 0.10481 | 0.25041 | 0.31102 | 0.23166
[7 empty] | 0.547 | 0.17241 | 0.099509 | 0.2192 | 0.322 | 0.25237
[7 empty] | 0.56948 | 0.14909 | 0.085918 | 0.17609 | 0.31017 | 0.25974
[7 empty] | 0.54769 | 0.13155 | 0.074105 | 0.15037 | 0.31716 | 0.26994
[7 empty] | 0.49589 | 0.11552 | 0.0613 | 0.12733 | 0.30884 | 0.28802
[7 empty] | 0.42842 | 0.10508 | 0.04986 | 0.11465 | 0.29887 | 0.32251
[7 empty] | 0.37377 | 0.098988 | 0.044023 | 0.10441 | 0.2732 | 0.34733
[7 empty] | 0.35953 | 0.09658 | 0.035395 | 0.10009 | 0.2444 | 0.37247
[7 empty] | 0.37192 | 0.097934 | 0.032547 | 0.097097 | 0.22227 | 0.39329
[7 empty] | 0.40564 | 0.098862 | 0.033229 | 0.097723 | 0.20777 | 0.41208
[7 empty] | 0.46872 | 0.089644 | 0.039003 | 0.10712 | 0.21328 | 0.4235
[7 empty] | 0.52242 | 0.075624 | 0.048887 | 0.113 | 0.23459 | 0.43018
[7 empty] | 0.56841 | 0.064268 | 0.060654 | 0.1189 | 0.2648 | 0.43879
[7 empty] | 0.59321 | 0.05528 | 0.068922 | 0.1225 | 0.29612 | 0.44189
[7 empty] | 0.60129 | 0.04869 | 0.082475 | 0.12284 | 0.31699 | 0.44105
[7 empty] | 0.595 | 0.043176 | 0.097432 | 0.12153 | 0.33477 | 0.46056
[7 empty] | 0.57462 | 0.042861 | 0.11662 | 0.12454 | 0.33335 | 0.49061
[7 empty] | 0.53879 | 0.043861 | 0.13651 | 0.13208 | 0.33183 | 0.51283
[7 empty] | 0.49792 | 0.050224 | 0.15888 | 0.14541 | 0.32441 | 0.53149
[7 empty] | 0.46166 | 0.062511 | 0.1965 | 0.1639 | 0.32754 | 0.57226
[7 empty] | 0.41706 | 0.077941 | 0.22983 | 0.18761 | 0.32213 | 0.59235
[7 empty] | 0.35522 | 0.093221 | 0.27643 | 0.22672 | 0.32105 | 0.59834
[7 empty] | 0.28998 | 0.095555 | 0.30375 | 0.26963 | 0.32376 | 0.58938
[7 empty] | 0.24563 | 0.087355 | 0.32771 | 0.32958 | 0.33807 | 0.57233
[7 empty] | 0.21686 | 0.080902 | 0.35828 | 0.3811 | 0.34956 | 0.55277
[7 empty] | 0.21486 | 0.082665 | 0.39799 | 0.44988 | 0.39275 | 0.57809
[7 empty] | 0.22323 | 0.075659 | 0.41013 | 0.46621 | 0.37311 | 0.58945
[7 empty] | 0.24865 | 0.074905 | 0.41513 | 0.47441 | 0.33151 | 0.60014
[7 empty] | 0.27363 | 0.074188 | 0.38563 | 0.48486 | 0.28982 | 0.59937
[7 empty] | 0.29817 | 0.074835 | 0.37015 | 0.4941 | 0.26381 | 0.60507
[7 empty] | 0.31932 | 0.072258 | 0.37141 | 0.51496 | 0.24912 | 0.5999
[7 empty] | 0.37735 | 0.069151 | 0.39023 | 0.54335 | 0.25872 | 0.57533
[7 empty] | 0.45202 | 0.06692 | 0.42703 | 0.55411 | 0.2965 | 0.53344
[7 empty] | 0.52439 | 0.06468 | 0.46096 | 0.56155 | 0.35666 | 0.51577
[7 empty] | 0.59174 | 0.061767 | 0.48846 | 0.56463 | 0.4318 | 0.53996
[7 empty] | 0.64311 | 0.058487 | 0.50053 | 0.56589 | 0.49936 | 0.56703
[7 empty] | 0.67822 | 0.055409 | 0.48999 | 0.56208 | 0.55343 | 0.58361
[7 empty] | 0.69603 | 0.055337 | 0.48772 | 0.53599 | 0.59516 | 0.56225
[7 empty] | 0.70051 | 0.052691 | 0.46617 | 0.49078 | 0.61381 | 0.51021
[7 empty] | 0.69671 | 0.051142 | 0.4425 | 0.41605 | 0.60831 | 0.48682
[7 empty] | 0.68662 | 0.05286 | 0.41254 | 0.34318 | 0.60751 | 0.49055
[7 empty] | 0.67146 | 0.053942 | 0.39131 | 0.29831 | 0.60964 | 0.49451
[7 empty] | 0.64868 | 0.059015 | 0.38123 | 0.30262 | 0.60613 | 0.51711
[7 empty] | 0.6126 | 0.062228 | 0.4084 | 0.34268 | 0.62015 | 0.53598
[7 empty] | 0.5955 | 0.068003 | 0.42597 | 0.40159 | 0.63787 | 0.535
[7 empty] | 0.61919 | 0.072951 | 0.44441 | 0.49037 | 0.6613 | 0.52771
[7 empty] | 0.63395 | 0.076217 | 0.4497 | 0.54445 | 0.66845 | 0.52515
[7 empty] | 0.64891 | 0.078698 | 0.44854 | 0.57728 | 0.64469 | 0.50837
[7 empty] | 0.65312 | 0.080637 | 0.43624 | 0.58524 | 0.61763 | 0.49391
[7 empty] | 0.69215 | 0.088955 | 0.44879 | 0.5898 | 0.6199 | 0.49404
[7 empty] | 0.68792 | 0.091124 | 0.40734 | 0.55226 | 0.58223 | 0.42896
[7 empty] | 0.65399 | 0.094585 | 0.37088 | 0.49044 | 0.5469 | 0.36105
[7 empty] | 0.59289 | 0.089031 | 0.32947 | 0.42889 | 0.52269 | 0.30537
[7 empty] | 0.54177 | 0.081617 | 0.30352 | 0.37875 | 0.51794 | 0.26125
[7 empty] | 0.49963 | 0.072181 | 0.28111 | 0.33885 | 0.51775 | 0.23224
[7 empty] | 0.45381 | 0.067108 | 0.27477 | 0.31413 | 0.53386 | 0.21341
[7 empty] | 0.39636 | 0.066867 | 0.27158 | 0.30586 | 0.57418 | 0.21131
[7 empty] | 0.36051 | 0.064196 | 0.28578 | 0.30503 | 0.63315 | 0.20565
[7 empty] | 0.32829 | 0.06211 | 0.30626 | 0.32741 | 0.70115 | 0.20845
[7 empty] | 0.30145 | 0.05954 | 0.31469 | 0.35203 | 0.76687 | 0.21078
[7 empty] | 0.27587 | 0.052396 | 0.30945 | 0.38163 | 0.80069 | 0.20424
[7 empty] | 0.25004 | 0.040081 | 0.30042 | 0.41201 | 0.8207 | 0.20112
[7 empty] | 0.22928 | 0.029275 | 0.28428 | 0.43214 | 0.83393 | 0.18858
[7 empty] | 0.20817 | 0.02473 | 0.26854 | 0.46908 | 0.84146 | 0.18864
[7 empty] | 0.18972 | 0.022207 | 0.26267 | 0.49966 | 0.84908 | 0.19622
[7 empty] | 0.16481 | 0.020163 | 0.26066 | 0.52555 | 0.84018 | 0.19614
[7 empty] | 0.14693 | 0.018233 | 0.26648 | 0.55219 | 0.82895 | 0.1959
[7 empty] | 0.12835 | 0.021762 | 0.29068 | 0.57415 | 0.82207 | 0.20597
[7 empty] | 0.10103 | 0.020998 | 0.30958 | 0.58046 | 0.82256 | 0.21113
[7 empty] | 0.086486 | 0.021116 | 0.33425 | 0.57268 | 0.82489 | 0.20881
[7 empty] | 0.076023 | 0.021789 | 0.35689 | 0.57671 | 0.83617 | 0.19631
[7 empty] | 0.073471 | 0.028865 | 0.39912 | 0.58411 | 0.84601 | 0.18141
[7 empty] | 0.075853 | 0.036827 | 0.43154 | 0.59267 | 0.86133 | 0.17089
[7 empty] | 0.087121 | 0.042617 | 0.48505 | 0.63442 | 0.87038 | 0.1754
[7 empty] | 0.093012 | 0.047624 | 0.46514 | 0.63751 | 0.87708 | 0.15859
[7 empty] | 0.10354 | 0.055353 | 0.43853 | 0.6341 | 0.88397 | 0.15878
[7 empty] | 0.095817 | 0.065601 | 0.39727 | 0.64138 | 0.8852 | 0.14768
[7 empty] | 0.083324 | 0.07865 | 0.38046 | 0.6585 | 0.87891 | 0.13257
[7 empty] | 0.071622 | 0.084239 | 0.37962 | 0.66243 | 0.87946 | 0.12371
[7 empty] | 0.058779 | 0.099525 | 0.39824 | 0.66229 | 0.88224 | 0.11872
[7 empty] | 0.045 | 0.11737 | 0.42668 | 0.66361 | 0.88255 | 0.11731
[7 empty] | 0.039786 | 0.13484 | 0.46528 | 0.64967 | 0.87655 | 0.12207
[7 empty] | 0.039918 | 0.14441 | 0.50186 | 0.64379 | 0.87224 | 0.131
[7 empty] | 0.040319 | 0.14389 | 0.52811 | 0.64919 | 0.85887 | 0.14215
[7 empty] | 0.040426 | 0.14969 | 0.52909 | 0.66382 | 0.84613 | 0.14405
[7 empty] | 0.052601 | 0.15146 | 0.53072 | 0.67721 | 0.84726 | 0.14969
[7 empty] | 0.067089 | 0.16466 | 0.51576 | 0.67912 | 0.85215 | 0.14794
[7 empty] | 0.086993 | 0.17322 | 0.47504 | 0.68642 | 0.85633 | 0.14756
[7 empty] | 0.11389 | 0.19861 | 0.45013 | 0.69616 | 0.85399 | 0.15207
[7 empty] | 0.14062 | 0.22797 | 0.42045 | 0.71654 | 0.8428 | 0.15259
[7 empty] | 0.16087 | 0.26934 | 0.41083 | 0.73072 | 0.8141 | 0.16242
[7 empty] | 0.17626 | 0.34901 | 0.43966 | 0.73417 | 0.77888 | 0.17984
[7 empty] | 0.18975 | 0.40231 | 0.46554 | 0.74044 | 0.73245 | 0.20208
[7 empty] | 0.20273 | 0.46755 | 0.4876 | 0.74331 | 0.67707 | 0.22014
[7 empty] | 0.22961 | 0.51993 | 0.51274 | 0.74447 | 0.61998 | 0.23643
[7 empty] | 0.26765 | 0.55222 | 0.52618 | 0.75654 | 0.56441 | 0.24847
[7 empty] | 0.32553 | 0.57461 | 0.51564 | 0.77215 | 0.5301 | 0.24834
[7 empty] | 0.41934 | 0.61932 | 0.52233 | 0.79678 | 0.52896 | 0.26091
[7 empty] | 0.47727 | 0.63041 | 0.46253 | 0.78866 | 0.48765 | 0.23466
[7 empty] | 0.50095 | 0.64317 | 0.40918 | 0.77153 | 0.45171 | 0.20756
[7 empty] | 0.48034 | 0.65891 | 0.37725 | 0.76507 | 0.41392 | 0.17354
[7 empty] | 0.4315 | 0.67361 | 0.35961 | 0.74191 | 0.38118 | 0.14157
[7 empty] | 0.35266 | 0.67958 | 0.36545 | 0.71574 | 0.32397 | 0.12437
[7 empty] | 0.27866 | 0.67503 | 0.38385 | 0.69995 | 0.27507 | 0.12164
[7 empty] | 0.21801 | 0.65953 | 0.39784 | 0.67174 | 0.22964 | 0.13027
[7 empty] | 0.19471 | 0.63081 | 0.41056 | 0.63605 | 0.18672 | 0.14485
[7 empty] | 0.20372 | 0.61999 | 0.41799 | 0.61048 | 0.15876 | 0.16365
[7 empty] | 0.21165 | 0.59278 | 0.40613 | 0.56987 | 0.13703 | 0.17453
[7 empty] | 0.21078 | 0.54317 | 0.37065 | 0.53706 | 0.12402 | 0.18229
[7 empty] | 0.20325 | 0.51306 | 0.33498 | 0.5152 | 0.12357 | 0.1851
[7 empty] | 0.18765 | 0.48931 | 0.3048 | 0.49568 | 0.13008 | 0.18319
[7 empty] | 0.17251 | 0.47289 | 0.27311 | 0.51214 | 0.14288 | 0.18388
[7 empty] | 0.15419 | 0.48158 | 0.25137 | 0.52904 | 0.15288 | 0.18775
[7 empty] | 0.13251 | 0.5112 | 0.23687 | 0.54961 | 0.1661 | 0.19279
[7 empty] | 0.11324 | 0.53332 | 0.22509 | 0.59049 | 0.18265 | 0.20678
[7 empty] | 0.1127 | 0.54775 | 0.21806 | 0.65816 | 0.21758 | 0.2332
[7 empty] | 0.10589 | 0.53717 | 0.20657 | 0.71304 | 0.25937 | 0.25344
[7 empty] | 0.095797 | 0.53013 | 0.20127 | 0.74808 | 0.3155 | 0.27325
[7 empty] | 0.070734 | 0.53273 | 0.19127 | 0.76825 | 0.37993 | 0.27908
[7 empty] | 0.048927 | 0.52469 | 0.17408 | 0.7699 | 0.43929 | 0.28209
[7 empty] | 0.030509 | 0.52665 | 0.14838 | 0.76781 | 0.48889 | 0.27353
[7 empty] | 0.020575 | 0.55898 | 0.11995 | 0.77717 | 0.53928 | 0.27508
[7 empty] | 0.01581 | 0.54166 | 0.077074 | 0.75567 | 0.53214 | 0.2424
[7 empty] | 0.013987 | 0.5217 | 0.051457 | 0.70824 | 0.51264 | 0.22225
[7 empty] | 0.010725 | 0.51842 | 0.035271 | 0.64866 | 0.48252 | 0.21067
[7 empty] | 0.0088537 | 0.54063 | 0.027984 | 0.57147 | 0.46267 | 0.21002
[7 empty] | 0.0088504 | 0.54214 | 0.025135 | 0.47146 | 0.41239 | 0.21352
[7 empty] | 0.0087848 | 0.52963 | 0.022518 | 0.38157 | 0.38279 | 0.23136
[7 empty] | 0.009303 | 0.49309 | 0.022044 | 0.30406 | 0.34652 | 0.25263
[7 empty] | 0.011821 | 0.44716 | 0.021063 | 0.24881 | 0.31994 | 0.27374
[7 empty] | 0.019302 | 0.40127 | 0.019922 | 0.2119 | 0.31156 | 0.30002
[7 empty] | 0.039256 | 0.34491 | 0.017741 | 0.17646 | 0.3031 | 0.31543
[7 empty] | 0.059693 | 0.27951 | 0.016865 | 0.1618 | 0.31188 | 0.31319
[7 empty] | 0.10351 | 0.23255 | 0.01541 | 0.14855 | 0.33729 | 0.30131
[7 empty] | 0.14991 | 0.1958 | 0.013899 | 0.14885 | 0.38863 | 0.28467
[7 empty] | 0.20946 | 0.17309 | 0.017129 | 0.15775 | 0.48287 | 0.29193
[7 empty] | 0.25062 | 0.15819 | 0.018607 | 0.16842 | 0.57845 | 0.30944
[7 empty] | 0.29109 | 0.14322 | 0.019483 | 0.16357 | 0.63841 | 0.33958
[7 empty] | 0.34493 | 0.12757 | 0.018841 | 0.15527 | 0.69338 | 0.3731
[7 empty] | 0.4044 | 0.116 | 0.019696 | 0.14227 | 0.72296 | 0.41175
[7 empty] | 0.45799 | 0.096157 | 0.02362 | 0.12221 | 0.75373 | 0.44469
[7 empty] | 0.49549 | 0.072183 | 0.03501 | 0.12376 | 0.77246 | 0.4522
[7 empty] | 0.51942 | 0.056275 | 0.04324 | 0.14484 | 0.79641 | 0.43778
[7 empty] | 0.54035 | 0.043675 | 0.056483 | 0.18386 | 0.8171 | 0.40483
[7 empty] | 0.56007 | 0.031963 | 0.070909 | 0.24931 | 0.83972 | 0.35131
[7 empty] | 0.62012 | 0.027081 | 0.091229 | 0.33914 | 0.85744 | 0.31741
[7 empty] | 0.63697 | 0.025425 | 0.11231 | 0.40969 | 0.86677 | 0.27484
[7 empty] | 0.6344 | 0.026725 | 0.13528 | 0.4655 | 0.87279 | 0.2486
[7 empty] | 0.60185 | 0.028879 | 0.16478 | 0.48879 | 0.87587 | 0.23253
[7 empty] | 0.55248 | 0.034565 | 0.20641 | 0.52413 | 0.87787 | 0.23436
[7 empty] | 0.51478 | 0.039901 | 0.23277 | 0.5602 | 0.87311 | 0.24054
[7 empty] | 0.48186 | 0.044009 | 0.25017 | 0.60807 | 0.87094 | 0.26126
[7 empty] | 0.4673 | 0.052244 | 0.25404 | 0.65281 | 0.8596 | 0.28706
[7 empty] | 0.45229 | 0.062807 | 0.25129 | 0.68159 | 0.85282 | 0.30232
[7 empty] | 0.4303 | 0.083181 | 0.23719 | 0.68594 | 0.84119 | 0.31833
[7 empty] | 0.41179 | 0.10588 | 0.21423 | 0.6883 | 0.84108 | 0.31402
[7 empty] | 0.39121 | 0.12259 | 0.19077 | 0.6968 | 0.84504 | 0.27849
[7 empty] | 0.36492 | 0.12937 | 0.16808 | 0.70867 | 0.85529 | 0.24581
[7 empty] | 0.35436 | 0.12542 | 0.15339 | 0.72702 | 0.86704 | 0.2171
[7 empty] | 0.36219 | 0.11765 | 0.15269 | 0.74545 | 0.87975 | 0.22303
[7 empty] | 0.37329 | 0.11717 | 0.17381 | 0.77057 | 0.89251 | 0.26043
[7 empty] | 0.38886 | 0.11668 | 0.20745 | 0.78647 | 0.90084 | 0.32177
[7 empty] | 0.38871 | 0.12417 | 0.24135 | 0.80364 | 0.90653 | 0.38956
[7 empty] | 0.37961 | 0.14724 | 0.27417 | 0.82505 | 0.90888 | 0.46716
[7 empty] | 0.35605 | 0.17732 | 0.2966 | 0.84598 | 0.9102 | 0.50592
[7 empty] | 0.328 | 0.21148 | 0.31081 | 0.86513 | 0.91151 | 0.54145
[7 empty] | 0.31121 | 0.24309 | 0.29579 | 0.8871 | 0.91151 | 0.57604
[7 empty] | 0.29694 | 0.28343 | 0.26864 | 0.90921 | 0.90933 | 0.60556
[7 empty] | 0.29855 | 0.30415 | 0.2446 | 0.91997 | 0.90393 | 0.63817
[7 empty] | 0.33426 | 0.34247 | 0.22524 | 0.92185 | 0.89942 | 0.69909
[7 empty] | 0.34992 | 0.34493 | 0.20376 | 0.92215 | 0.88558 | 0.73936
[7 empty] | 0.36886 | 0.3352 | 0.18782 | 0.92325 | 0.86265 | 0.7643
[7 empty] | 0.36833 | 0.31256 | 0.17603 | 0.92207 | 0.83308 | 0.79848
[7 empty] | 0.36877 | 0.30038 | 0.16397 | 0.92153 | 0.80275 | 0.81487
[7 empty] | 0.35282 | 0.3 | 0.14851 | 0.92022 | 0.77724 | 0.82927
[7 empty] | 0.35801 | 0.31549 | 0.14716 | 0.91777 | 0.73978 | 0.82997
[7 empty] | 0.35432 | 0.32699 | 0.13752 | 0.91336 | 0.69857 | 0.82585
[7 empty] | 0.35489 | 0.34063 | 0.13099 | 0.90788 | 0.65772 | 0.82501
[7 empty] | 0.35988 | 0.35732 | 0.12582 | 0.90247 | 0.63201 | 0.82852
[7 empty] | 0.38938 | 0.35035 | 0.12152 | 0.89694 | 0.63815 | 0.82514
[7 empty] | 0.41958 | 0.32166 | 0.11603 | 0.88711 | 0.66863 | 0.81106
[7 empty] | 0.4854 | 0.27132 | 0.11171 | 0.87742 | 0.71958 | 0.79215
[7 empty] | 0.54655 | 0.21062 | 0.11217 | 0.87099 | 0.76538 | 0.7717
[7 empty] | 0.59133 | 0.16006 | 0.12816 | 0.85759 | 0.81869 | 0.7408
[7 empty] | 0.63057 | 0.13012 | 0.15817 | 0.84461 | 0.84836 | 0.72572
[7 empty] | 0.64787 | 0.1161 | 0.20067 | 0.83075 | 0.8563 | 0.71893
[7 empty] | 0.65522 | 0.11256 | 0.26148 | 0.82154 | 0.85824 | 0.71973
[7 empty] | 0.64757 | 0.11564 | 0.32924 | 0.80841 | 0.84992 | 0.70732
[7 empty] | 0.62753 | 0.11286 | 0.40277 | 0.78026 | 0.83849 | 0.67511
[7 empty] | 0.60439 | 0.10087 | 0.46341 | 0.75883 | 0.82741 | 0.64097
[7 empty] | 0.59242 | 0.077398 | 0.50396 | 0.73168 | 0.80512 | 0.61411
[7 empty] | 0.58919 | 0.056151 | 0.52185 | 0.70905 | 0.79088 | 0.58418
[7 empty] | 0.61741 | 0.039971 | 0.51401 | 0.69238 | 0.76573 | 0.53788
[7 empty] | 0.69205 | 0.025229 | 0.4999 | 0.70212 | 0.77963 | 0.52217
[7 empty] | 0.72546 | 0.016285 | 0.42564 | 0.67865 | 0.76398 | 0.46367
[7 empty] | 0.69153 | 0.012518 | 0.52226 | 0.66658 | 0.65782 | 0.43618
[7 empty] | 0.7106 | 0.0099317 | 0.44905 | 0.62932 | 0.63093 | 0.41158
[7 empty] | 0.71929 | 0.013121 | 0.39282 | 0.58146 | 0.58561 | 0.39671
[7 empty] | 0.73129 | 0.024889 | 0.36269 | 0.53559 | 0.54163 | 0.38943
[7 empty] | 0.74425 | 0.054208 | 0.33591 | 0.50083 | 0.47231 | 0.3887
[7 empty] | 0.76537 | 0.09653 | 0.3294 | 0.46201 | 0.42072 | 0.41027
[7 empty] | 0.78425 | 0.17972 | 0.35223 | 0.40664 | 0.37126 | 0.43616
[7 empty] | 0.7926 | 0.32012 | 0.38826 | 0.37075 | 0.32742 | 0.49689
[7 empty] | 0.80227 | 0.46413 | 0.43067 | 0.33417 | 0.2873 | 0.56246
[7 empty] | 0.79705 | 0.56381 | 0.50119 | 0.28698 | 0.25542 | 0.62637
[7 empty] | 0.77486 | 0.61581 | 0.56615 | 0.2454 | 0.22353 | 0.66221
[7 empty] | 0.75469 | 0.63879 | 0.6623 | 0.19478 | 0.19307 | 0.69105
[7 empty] | 0.75147 | 0.66177 | 0.77236 | 0.17518 | 0.17711 | 0.713
[7 empty] | 0.7638 | 0.67147 | 0.85835 | 0.16835 | 0.15805 | 0.72181
[7 empty] | 0.78082 | 0.68269 | 0.90099 | 0.17163 | 0.14037 | 0.7339
[7 empty] | 0.80156 | 0.68552 | 0.91631 | 0.16439 | 0.12754 | 0.73126
[7 empty] | 0.81326 | 0.69495 | 0.92062 | 0.14831 | 0.11778 | 0.7185
[7 empty] | 0.78477 | 0.71453 | 0.92172 | 0.1237 | 0.10351 | 0.68248
[7 empty] | 0.73802 | 0.7412 | 0.91992 | 0.095312 | 0.097182 | 0.66177
[7 empty] | 0.66168 | 0.79862 | 0.9219 | 0.073809 | 0.093392 | 0.64285
[7 empty] | 0.60333 | 0.83509 | 0.92308 | 0.060581 | 0.092243 | 0.62028
[7 empty] | 0.59372 | 0.86174 | 0.92306 | 0.04945 | 0.095888 | 0.5966
[7 empty] | 0.58481 | 0.87579 | 0.92123 | 0.043066 | 0.10509 | 0.57849
[7 empty] | 0.50426 | 0.88074 | 0.91788 | 0.033953 | 0.099229 | 0.52035
[7 empty] | 0.4504 | 0.88178 | 0.91788 | 0.033999 | 0.08838 | 0.46656
[7 empty] | 0.4363 | 0.88694 | 0.92319 | 0.046405 | 0.079303 | 0.42822
[7 empty] | 0.45657 | 0.8934 | 0.92319 | 0.059372 | 0.069607 | 0.39131
[7 empty] | 0.48864 | 0.89321 | 0.92315 | 0.074738 | 0.067441 | 0.35321
[7 empty] | 0.52367 | 0.89115 | 0.92315 | 0.084028 | 0.070228 | 0.31782
[7 empty] | 0.54957 | 0.88797 | 0.92217 | 0.093311 | 0.082944 | 0.29148
[7 empty] | 0.55825 | 0.88565 | 0.92221 | 0.09956 | 0.10087 | 0.26065
[7 empty] | 0.56024 | 0.88499 | 0.92211 | 0.11529 | 0.1334 | 0.23495
[7 empty] | 0.57659 | 0.88626 | 0.91793 | 0.13353 | 0.17055 | 0.20805
[7 empty] | 0.60667 | 0.88613 | 0.91743 | 0.14802 | 0.19335 | 0.18329
[7 empty] | 0.62012 | 0.88631 | 0.91593 | 0.17421 | 0.1925 | 0.15954
[7 empty] | 0.63913 | 0.88542 | 0.91465 | 0.1972 | 0.18196 | 0.14861
[7 empty] | 0.65377 | 0.8852 | 0.9146 | 0.221 | 0.17771 | 0.1424
[7 empty] | 0.65691 | 0.88524 | 0.90931 | 0.24831 | 0.17922 | 0.14147
[7 empty] | 0.66925 | 0.88554 | 0.91097 | 0.29127 | 0.18966 | 0.13387
[7 empty] | 0.67672 | 0.8859 | 0.91079 | 0.32624 | 0.19418 | 0.13322
[7 empty] | 0.67607 | 0.88688 | 0.90926 | 0.36091 | 0.19564 | 0.12963
[7 empty] | 0.67245 | 0.88653 | 0.90914 | 0.4004 | 0.1935 | 0.12292
[7 empty] | 0.67175 | 0.88936 | 0.9062 | 0.44053 | 0.19837 | 0.11648
[7 empty] | 0.67074 | 0.88489 | 0.90635 | 0.47855 | 0.19802 | 0.1072
[7 empty] | 0.66081 | 0.87522 | 0.90485 | 0.50844 | 0.18914 | 0.095453
[7 empty] | 0.65297 | 0.86801 | 0.90348 | 0.53074 | 0.18061 | 0.082762
[7 empty] | 0.66418 | 0.87207 | 0.90519 | 0.57957 | 0.19109 | 0.080434
[7 empty] | 0.64213 | 0.87691 | 0.90301 | 0.58637 | 0.18812 | 0.071455
[7 empty] | 0.63388 | 0.8823 | 0.90399 | 0.59231 | 0.17649 | 0.064093
[7 empty] | 0.61822 | 0.88675 | 0.90325 | 0.55764 | 0.15869 | 0.050082
[7 empty] | 0.59813 | 0.88948 | 0.9049 | 0.51097 | 0.14333 | 0.037494
[7 empty] | 0.58893 | 0.89059 | 0.90416 | 0.46496 | 0.1454 | 0.02871
[7 empty] | 0.59012 | 0.89093 | 0.90397 | 0.45118 | 0.15309 | 0.025189
[7 empty] | 0.6082 | 0.89297 | 0.9045 | 0.45589 | 0.17121 | 0.023662
[7 empty] | 0.6315 | 0.88697 | 0.90388 | 0.45463 | 0.19038 | 0.022627
[7 empty] | 0.67218 | 0.88522 | 0.90262 | 0.46383 | 0.22189 | 0.020634
[7 empty] | 0.7178 | 0.88518 | 0.90191 | 0.46102 | 0.25905 | 0.019843
[7 empty] | 0.7565 | 0.88302 | 0.90285 | 0.42875 | 0.30548 | 0.022559
[7 empty] | 0.7837 | 0.88316 | 0.89736 | 0.38617 | 0.32484 | 0.023995
[7 empty] | 0.79679 | 0.8832 | 0.90025 | 0.34572 | 0.35416 | 0.024351
[7 empty] | 0.80143 | 0.88507 | 0.90331 | 0.31372 | 0.37849 | 0.025957
[7 empty] | 0.80217 | 0.88107 | 0.91097 | 0.28551 | 0.41708 | 0.025502
[7 empty] | 0.79877 | 0.88228 | 0.91239 | 0.26945 | 0.45557 | 0.025688
[7 empty] | 0.78757 | 0.88225 | 0.91358 | 0.25874 | 0.48546 | 0.025982
[7 empty] | 0.76872 | 0.88117 | 0.91218 | 0.23857 | 0.50329 | 0.030717
[7 empty] | 0.73188 | 0.88103 | 0.91549 | 0.21065 | 0.51176 | 0.0365
[7 empty] | 0.66089 | 0.88181 | 0.91385 | 0.18354 | 0.5239 | 0.04295
[7 empty] | 0.59233 | 0.88253 | 0.91398 | 0.1689 | 0.53068 | 0.048766
[7 empty] | 0.56847 | 0.88371 | 0.91005 | 0.1534 | 0.55494 | 0.051365
[7 empty] | 0.54354 | 0.88272 | 0.90289 | 0.14036 | 0.56552 | 0.053331
[7 empty] | 0.54249 | 0.88174 | 0.89623 | 0.12893 | 0.60951 | 0.05738
[7 empty] | 0.48294 | 0.87865 | 0.88425 | 0.11501 | 0.61892 | 0.056206
[7 empty] | 0.43785 | 0.87919 | 0.87045 | 0.1086 | 0.62838 | 0.061301
[7 empty] | 0.41316 | 0.87893 | 0.85402 | 0.10829 | 0.60545 | 0.061037
[7 empty] | 0.39554 | 0.87694 | 0.83482 | 0.10887 | 0.57751 | 0.065961
[7 empty] | 0.38139 | 0.8774 | 0.81696 | 0.11664 | 0.55208 | 0.07056
[7 empty] | 0.3754 | 0.87373 | 0.80878 | 0.11779 | 0.53452 | 0.073446
[7 empty] | 0.37598 | 0.87173 | 0.79944 | 0.1254 | 0.53616 | 0.078255
[7 empty] | 0.38077 | 0.8694 | 0.78645 | 0.12738 | 0.53701 | 0.083986
[7 empty] | 0.37355 | 0.86571 | 0.75356 | 0.12779 | 0.54021 | 0.084146
[7 empty] | 0.36254 | 0.86605 | 0.70563 | 0.12713 | 0.53578 | 0.08576
[7 empty] | 0.33675 | 0.86017 | 0.67125 | 0.1348 | 0.52699 | 0.089284
[7 empty] | 0.30003 | 0.83807 | 0.63427 | 0.14268 | 0.50586 | 0.090006
[7 empty] | 0.26275 | 0.81303 | 0.62069 | 0.15499 | 0.49065 | 0.09203
[7 empty] | 0.23577 | 0.76727 | 0.61752 | 0.17257 | 0.49164 | 0.096659
[7 empty] | 0.2125 | 0.70047 | 0.62301 | 0.18474 | 0.49545 | 0.10365
[7 empty] | 0.21218 | 0.63859 | 0.61962 | 0.19001 | 0.52182 | 0.10987
[7 empty] | 0.21753 | 0.54117 | 0.62288 | 0.19926 | 0.54389 | 0.11886
[7 empty] | 0.22894 | 0.42941 | 0.6199 | 0.20378 | 0.53678 | 0.11985
[7 empty] | 0.24203 | 0.30899 | 0.61126 | 0.2037 | 0.5215 | 0.11595
[7 empty] | 0.26041 | 0.21397 | 0.5729 | 0.20079 | 0.50486 | 0.10564
[7 empty] | 0.26513 | 0.14009 | 0.54298 | 0.19778 | 0.50329 | 0.097994
[7 empty] | 0.26208 | 0.085342 | 0.48345 | 0.19445 | 0.49269 | 0.088371
[7 empty] | 0.26913 | 0.065753 | 0.40585 | 0.20377 | 0.47469 | 0.082211
[7 empty] | 0.30364 | 0.050154 | 0.34618 | 0.24074 | 0.47279 | 0.073245
[7 empty] | 0.32443 | 0.04023 | 0.29498 | 0.2525 | 0.43363 | 0.056526
[7 empty] | 0.35987 | 0.042163 | 0.2525 | 0.26409 | 0.40347 | 0.0564
[7 empty] | 0.41776 | 0.04953 | 0.22951 | 0.245 | 0.3895 | 0.05188
[7 empty] | 0.48358 | 0.053714 | 0.21989 | 0.22793 | 0.3782 | 0.047475
[7 empty] | 0.5812 | 0.049811 | 0.2142 | 0.21539 | 0.36823 | 0.044677
[7 empty] | 0.6651 | 0.045201 | 0.21052 | 0.20964 | 0.36411 | 0.044243
[7 empty] | 0.72077 | 0.038308 | 0.21184 | 0.22182 | 0.36708 | 0.04942
[7 empty] | 0.75403 | 0.029947 | 0.19737 | 0.24873 | 0.37202 | 0.057018
[7 empty] | 0.77634 | 0.024758 | 0.1795 | 0.29761 | 0.37193 | 0.069184
[7 empty] | 0.80114 | 0.018192 | 0.14477 | 0.37718 | 0.34979 | 0.08585
[7 empty] | 0.83782 | 0.015198 | 0.1094 | 0.47744 | 0.32011 | 0.10982
[7 empty] | 0.86344 | 0.023219 | 0.083531 | 0.56996 | 0.2848 | 0.12966
[7 empty] | 0.87827 | 0.046013 | 0.058797 | 0.64368 | 0.24181 | 0.1552
[7 empty] | 0.89252 | 0.087706 | 0.046678 | 0.71108 | 0.22268 | 0.17873
[7 empty] | 0.90097 | 0.1397 | 0.043504 | 0.74504 | 0.22139 | 0.21226
[7 empty] | 0.90244 | 0.19967 | 0.051158 | 0.75971 | 0.23604 | 0.26729
[7 empty] | 0.90332 | 0.28253 | 0.061775 | 0.76212 | 0.26101 | 0.33735
[7 empty] | 0.90498 | 0.37432 | 0.06436 | 0.75189 | 0.29021 | 0.39435
[7 empty] | 0.90455 | 0.47417 | 0.064733 | 0.74174 | 0.32374 | 0.46182
[7 empty] | 0.90618 | 0.54981 | 0.061704 | 0.72752 | 0.36251 | 0.53214
[7 empty] | 0.90501 | 0.60778 | 0.059084 | 0.71377 | 0.39482 | 0.58072
[7 empty] | 0.90722 | 0.64918 | 0.049904 | 0.69423 | 0.41317 | 0.6131
[7 empty] | 0.90473 | 0.68153 | 0.039488 | 0.66994 | 0.41347 | 0.63242
[7 empty] | 0.89856 | 0.71967 | 0.035978 | 0.66666 | 0.42347 | 0.68184
[7 empty] | 0.86147 | 0.72808 | 0.033996 | 0.63953 | 0.393 | 0.6753
[7 empty] | 0.81323 | 0.72845 | 0.029608 | 0.62361 | 0.35822 | 0.67862
[7 empty] | 0.74205 | 0.73254 | 0.034192 | 0.60609 | 0.32809 | 0.68664
[7 empty] | 0.65272 | 0.73147 | 0.044681 | 0.59412 | 0.30468 | 0.69132
[7 empty] | 0.57454 | 0.71889 | 0.070583 | 0.57603 | 0.28568 | 0.70141
[7 empty] | 0.53267 | 0.71495 | 0.092106 | 0.55019 | 0.29326 | 0.72059
[7 empty] | 0.51077 | 0.71984 | 0.12416 | 0.52249 | 0.31139 | 0.73823
[7 empty] | 0.50907 | 0.73196 | 0.14933 | 0.5023 | 0.33765 | 0.76055
[7 empty] | 0.51206 | 0.75218 | 0.17222 | 0.47898 | 0.36075 | 0.77571
[7 empty] | 0.53016 | 0.76484 | 0.17913 | 0.4599 | 0.39561 | 0.7871
[7 empty] | 0.55912 | 0.78552 | 0.1799 | 0.4185 | 0.41876 | 0.79098
[7 empty] | 0.5811 | 0.78473 | 0.18126 | 0.36879 | 0.42205 | 0.77264
[7 empty] | 0.62167 | 0.77971 | 0.17389 | 0.31896 | 0.41732 | 0.75438
[7 empty] | 0.65309 | 0.76357 | 0.17073 | 0.28648 | 0.41481 | 0.74356
[7 empty] | 0.7026 | 0.749 | 0.16977 | 0.26006 | 0.41098 | 0.73521
[7 empty] | 0.76392 | 0.72661 | 0.1885 | 0.23938 | 0.41352 | 0.73646
[7 empty] | 0.80805 | 0.69832 | 0.21588 | 0.22406 | 0.43194 | 0.74328
[7 empty] | 0.83116 | 0.65191 | 0.24691 | 0.19597 | 0.44959 | 0.75648
[7 empty] | 0.859 | 0.57472 | 0.26517 | 0.15879 | 0.46705 | 0.77521
[7 empty] | 0.87298 | 0.49892 | 0.2764 | 0.12605 | 0.48764 | 0.78556
[7 empty] | 0.88186 | 0.44975 | 0.26406 | 0.090137 | 0.49703 | 0.80129
[7 empty] | 0.89105 | 0.38654 | 0.22911 | 0.061563 | 0.49882 | 0.80069
[7 empty] | 0.89712 | 0.35826 | 0.20039 | 0.039269 | 0.49244 | 0.79151
[7 empty] | 0.90397 | 0.387 | 0.15542 | 0.021766 | 0.50493 | 0.78855
[7 empty] | 0.89856 | 0.38891 | 0.1195 | 0.010251 | 0.47879 | 0.768
[7 empty] | 0.89174 | 0.37722 | 0.09293 | 0.0036732 | 0.45355 | 0.74751
[7 empty] | 0.8948 | 0.32881 | 0.075032 | 0.0011583 | 0.40167 | 0.72639
[7 empty] | 0.8912 | 0.2719 | 0.073236 | 0.0011164 | 0.36387 | 0.70978
[7 empty] | 0.89097 | 0.23358 | 0.074843 | 0.0022288 | 0.33712 | 0.70201
[7 empty] | 0.88699 | 0.21197 | 0.068473 | 0.0044021 | 0.32084 | 0.71189
[7 empty] | 0.88425 | 0.22145 | 0.064694 | 0.0078966 | 0.3204 | 0.72695
[7 empty] | 0.88199 | 0.26601 | 0.060734 | 0.013227 | 0.33492 | 0.74621
[7 empty] | 0.87678 | 0.33012 | 0.059564 | 0.014128 | 0.35972 | 0.76558
[7 empty] | 0.86196 | 0.39762 | 0.056834 | 0.013977 | 0.38344 | 0.77799
[7 empty] | 0.84055 | 0.45484 | 0.052531 | 0.016444 | 0.40918 | 0.77448
[7 empty] | 0.80963 | 0.46516 | 0.066683 | 0.020083 | 0.42493 | 0.75251
[7 empty] | 0.79302 | 0.45753 | 0.07874 | 0.025198 | 0.43773 | 0.7195
[7 empty] | 0.79041 | 0.43408 | 0.10844 | 0.031211 | 0.45329 | 0.68025
[7 empty] | 0.79513 | 0.41085 | 0.1336 | 0.041064 | 0.46501 | 0.62612
[7 empty] | 0.80588 | 0.3722 | 0.14025 | 0.055852 | 0.48183 | 0.57652
[7 empty] | 0.81799 | 0.32314 | 0.1626 | 0.069111 | 0.51865 | 0.52582
[7 empty] | 0.82628 | 0.26416 | 0.18027 | 0.08098 | 0.5699 | 0.48824
[7 empty] | 0.83769 | 0.20254 | 0.20148 | 0.092826 | 0.61559 | 0.46339
[7 empty] | 0.83772 | 0.15179 | 0.23306 | 0.099681 | 0.6501 | 0.47825
[7 empty] | 0.83179 | 0.1328 | 0.27846 | 0.10919 | 0.67155 | 0.49769
[7 empty] | 0.82805 | 0.13082 | 0.35635 | 0.1176 | 0.68442 | 0.51038
[7 empty] | 0.81847 | 0.11554 | 0.44233 | 0.12181 | 0.6691 | 0.52861
[7 empty] | 0.83709 | 0.10683 | 0.54008 | 0.12197 | 0.6637 | 0.54073
[7 empty] | 0.83659 | 0.07728 | 0.59558 | 0.11992 | 0.61945 | 0.50744
[7 empty] | 0.84117 | 0.045308 | 0.63686 | 0.11943 | 0.57465 | 0.45522
[7 empty] | 0.84661 | 0.022104 | 0.67846 | 0.12354 | 0.50561 | 0.37615
[7 empty] | 0.85174 | 0.011657 | 0.7098 | 0.13041 | 0.4656 | 0.30949
[7 empty] | 0.86099 | 0.004395 | 0.72773 | 0.13726 | 0.43161 | 0.27022
[7 empty] | 0.86961 | 0.0020754 | 0.72134 | 0.14429 | 0.44249 | 0.26153
[7 empty] | 0.88243 | 0.0036684 | 0.718 | 0.14837 | 0.47538 | 0.28637
[7 empty] | 0.88678 | 0.016435 | 0.71878 | 0.15591 | 0.52213 | 0.31884
[7 empty] | 0.8913 | 0.045125 | 0.72422 | 0.1542 | 0.574 | 0.32293
[7 empty] | 0.89678 | 0.090641 | 0.72826 | 0.15001 | 0.61742 | 0.30561
[7 empty] | 0.9024 | 0.1397 | 0.73498 | 0.14405 | 0.63744 | 0.26873
[7 empty] | 0.90012 | 0.20487 | 0.73498 | 0.13343 | 0.6354 | 0.21936
[7 empty] | 0.90307 | 0.25553 | 0.72784 | 0.11871 | 0.62692 | 0.16338
[7 empty] | 0.90816 | 0.3184 | 0.72938 | 0.10699 | 0.62905 | 0.11986
[7 empty] | 0.91197 | 0.38592 | 0.71301 | 0.10516 | 0.62714 | 0.083198
[7 empty] | 0.91434 | 0.45787 | 0.6969 | 0.10788 | 0.63731 | 0.058987
[7 empty] | 0.91548 | 0.53919 | 0.70208 | 0.11215 | 0.65243 | 0.047962
[7 empty] | 0.90354 | 0.59666 | 0.70419 | 0.11807 | 0.68766 | 0.045325
[7 empty] | 0.87988 | 0.65455 | 0.70869 | 0.11662 | 0.698 | 0.048113
[7 empty] | 0.86001 | 0.70729 | 0.72116 | 0.11846 | 0.70168 | 0.052135
[7 empty] | 0.83193 | 0.74189 | 0.71724 | 0.11269 | 0.68509 | 0.05369
[7 empty] | 0.80735 | 0.76082 | 0.71495 | 0.10232 | 0.63031 | 0.050885
[7 empty] | 0.79782 | 0.7608 | 0.70525 | 0.089322 | 0.56206 | 0.049063
[7 empty] | 0.82487 | 0.77189 | 0.716 | 0.08199 | 0.5077 | 0.048678
[7 empty] | 0.84313 | 0.74736 | 0.69184 | 0.067947 | 0.41423 | 0.047374
[7 empty] | 0.85603 | 0.71292 | 0.68628 | 0.056185 | 0.32406 | 0.046224
[7 empty] | 0.85135 | 0.6906 | 0.70288 | 0.041675 | 0.27137 | 0.040451
[7 empty] | 0.84268 | 0.66149 | 0.73301 | 0.032282 | 0.23694 | 0.041915
[7 empty] | 0.83773 | 0.64929 | 0.76348 | 0.026077 | 0.21468 | 0.04642
[7 empty] | 0.82525 | 0.63784 | 0.78335 | 0.022349 | 0.22537 | 0.061181
[7 empty] | 0.81434 | 0.63534 | 0.81356 | 0.019712 | 0.25481 | 0.081286
[7 empty] | 0.81207 | 0.61338 | 0.83454 | 0.019628 | 0.30148 | 0.10725
[7 empty] | 0.79948 | 0.57559 | 0.85447 | 0.018963 | 0.35198 | 0.11545
[7 empty] | 0.79716 | 0.52382 | 0.86692 | 0.018216 | 0.40038 | 0.11487
[7 empty] | 0.80278 | 0.42483 | 0.87583 | 0.01722 | 0.44421 | 0.11281
[7 empty] | 0.79658 | 0.34745 | 0.87066 | 0.019489 | 0.46354 | 0.13052
[7 empty] | 0.81242 | 0.26068 | 0.85936 | 0.016325 | 0.45412 | 0.16139
[7 empty] | 0.84029 | 0.2282 | 0.86078 | 0.015911 | 0.44321 | 0.20087
[7 empty] | 0.86652 | 0.21696 | 0.85472 | 0.015238 | 0.42065 | 0.24957
[7 empty] | 0.88384 | 0.23497 | 0.85477 | 0.014389 | 0.4022 | 0.31503
[7 empty] | 0.89792 | 0.28541 | 0.87005 | 0.014613 | 0.39853 | 0.36637
[7 empty] | 0.90475 | 0.34414 | 0.88094 | 0.018239 | 0.41207 | 0.38421
[7 empty] | 0.90794 | 0.40057 | 0.89208 | 0.025906 | 0.43379 | 0.36892
[7 empty] | 0.91035 | 0.4532 | 0.89894 | 0.033763 | 0.44698 | 0.34075
[7 empty] | 0.91289 | 0.50985 | 0.90242 | 0.045546 | 0.4454 | 0.28083
[7 empty] | 0.91418 | 0.54525 | 0.90271 | 0.054855 | 0.42828 | 0.20621
[7 empty] | 0.91318 | 0.56151 | 0.90413 | 0.065721 | 0.39296 | 0.15331
[7 empty] | 0.91173 | 0.58397 | 0.90318 | 0.079952 | 0.37049 | 0.13091
[7 empty] | 0.89985 | 0.57346 | 0.90229 | 0.084223 | 0.31528 | 0.12252
[7 empty] | 0.87307 | 0.56419 | 0.90471 | 0.094661 | 0.2713 | 0.14796
[7 empty] | 0.84079 | 0.58143 | 0.90501 | 0.096744 | 0.23167 | 0.17788
[7 empty] | 0.80682 | 0.58557 | 0.90552 | 0.097217 | 0.20666 | 0.20297
[7 empty] | 0.77637 | 0.57804 | 0.90727 | 0.095956 | 0.19222 | 0.21961
[7 empty] | 0.75365 | 0.58062 | 0.90514 | 0.10403 | 0.19169 | 0.22884
[7 empty] | 0.73614 | 0.56479 | 0.90391 | 0.11652 | 0.20553 | 0.21532
[7 empty] | 0.71259 | 0.51665 | 0.9045 | 0.13562 | 0.21866 | 0.21655
[7 empty] | 0.70096 | 0.46891 | 0.90437 | 0.16763 | 0.24426 | 0.22462
[7 empty] | 0.70235 | 0.4046 | 0.90248 | 0.19786 | 0.25281 | 0.24684
[7 empty] | 0.7058 | 0.34606 | 0.89952 | 0.22891 | 0.2501 | 0.29476
[7 empty] | 0.70012 | 0.27905 | 0.89568 | 0.25675 | 0.23054 | 0.34689
[7 empty] | 0.70617 | 0.23483 | 0.89624 | 0.27229 | 0.19536 | 0.3849
[7 empty] | 0.71884 | 0.21218 | 0.89806 | 0.28573 | 0.16944 | 0.43109
[7 empty] | 0.72761 | 0.19276 | 0.89766 | 0.29228 | 0.13453 | 0.45291
[7 empty] | 0.73742 | 0.17882 | 0.89996 | 0.29913 | 0.10781 | 0.45998
[7 empty] | 0.72825 | 0.16277 | 0.89793 | 0.31354 | 0.088114 | 0.46089
[7 empty] | 0.70452 | 0.1415 | 0.89037 | 0.33167 | 0.081182 | 0.43944
[7 empty] | 0.66134 | 0.10809 | 0.8802 | 0.36532 | 0.076389 | 0.42309
[7 empty] | 0.62228 | 0.08434 | 0.86627 | 0.4212 | 0.076894 | 0.42885
[7 empty] | 0.5802 | 0.06779 | 0.85565 | 0.48908 | 0.07512 | 0.45636
[7 empty] | 0.56164 | 0.066241 | 0.8432 | 0.53862 | 0.075865 | 0.50588
[7 empty] | 0.55277 | 0.080247 | 0.83552 | 0.58409 | 0.071604 | 0.53663
[7 empty] | 0.58197 | 0.11602 | 0.84461 | 0.64272 | 0.069667 | 0.56932
[7 empty] | 0.58048 | 0.16064 | 0.84443 | 0.63651 | 0.058063 | 0.56985
[7 empty] | 0.57629 | 0.20792 | 0.84522 | 0.63557 | 0.044085 | 0.58856
[7 empty] | 0.54953 | 0.24714 | 0.85558 | 0.63042 | 0.031853 | 0.59495
[7 empty] | 0.5075 | 0.27061 | 0.86526 | 0.62523 | 0.024995 | 0.60441
[7 empty] | 0.46133 | 0.27456 | 0.86897 | 0.62737 | 0.022614 | 0.63083
[7 empty] | 0.42613 | 0.28475 | 0.86861 | 0.6297 | 0.029031 | 0.66059
[7 empty] | 0.40408 | 0.29762 | 0.86766 | 0.64019 | 0.039676 | 0.69177
[7 empty] | 0.37865 | 0.32624 | 0.86608 | 0.65604 | 0.051741 | 0.72205
[7 empty] | 0.35516 | 0.34539 | 0.87552 | 0.67008 | 0.060521 | 0.73947
[7 empty] | 0.32972 | 0.35936 | 0.88177 | 0.68738 | 0.067208 | 0.74884
[7 empty] | 0.303 | 0.39603 | 0.88825 | 0.69265 | 0.069377 | 0.7554
[7 empty] | 0.28098 | 0.43279 | 0.89219 | 0.66069 | 0.068431 | 0.74865
[7 empty] | 0.2602 | 0.46372 | 0.89427 | 0.62319 | 0.061149 | 0.7314
[7 empty] | 0.25587 | 0.49315 | 0.89732 | 0.58123 | 0.049178 | 0.70963
[7 empty] | 0.25167 | 0.4913 | 0.89995 | 0.5373 | 0.036201 | 0.66228
[7 empty] | 0.25003 | 0.4646 | 0.89999 | 0.51284 | 0.027942 | 0.58633
[7 empty] | 0.25686 | 0.41055 | 0.90214 | 0.50699 | 0.026868 | 0.46992
[7 empty] | 0.25655 | 0.32766 | 0.90212 | 0.49585 | 0.03547 | 0.35815
[7 empty] | 0.25412 | 0.26011 | 0.90215 | 0.47477 | 0.054518 | 0.30633
[7 empty] | 0.25249 | 0.22212 | 0.86545 | 0.47154 | 0.080008 | 0.33934
[7 empty] | 0.2297 | 0.23145 | 0.76227 | 0.48351 | 0.096747 | 0.40192
[7 empty] | 0.19688 | 0.34054 | 0.76245 | 0.49557 | 0.10327 | 0.46882
[7 empty] | 0.1599 | 0.52394 | 0.7532 | 0.50994 | 0.10077 | 0.53632
[7 empty] | 0.15017 | 0.67451 | 0.73037 | 0.54788 | 0.095206 | 0.58987
[7 empty] | 0.13346 | 0.73987 | 0.73035 | 0.56883 | 0.078732 | 0.58215
[7 empty] | 0.12155 | 0.75548 | 0.73031 | 0.59613 | 0.066848 | 0.57725
[7 empty] | 0.12157 | 0.74476 | 0.71853 | 0.62449 | 0.062663 | 0.56126
[7 empty] | 0.12332 | 0.74373 | 0.77594 | 0.64705 | 0.069147 | 0.55494
[7 empty] | 0.13655 | 0.74792 | 0.80161 | 0.6624 | 0.072534 | 0.54757
[7 empty] | 0.15047 | 0.77455 | 0.80837 | 0.67648 | 0.080278 | 0.52891
[7 empty] | 0.17123 | 0.80269 | 0.85 | 0.6883 | 0.084156 | 0.5275
[7 empty] | 0.17972 | 0.82674 | 0.87413 | 0.68298 | 0.085668 | 0.51031
[7 empty] | 0.18416 | 0.85501 | 0.886 | 0.66175 | 0.081917 | 0.49534
[7 empty] | 0.18524 | 0.86725 | 0.88689 | 0.60736 | 0.066308 | 0.48841
[7 empty] | 0.17806 | 0.87346 | 0.88693 | 0.5494 | 0.051991 | 0.48601
[7 empty] | 0.17705 | 0.87269 | 0.88687 | 0.47344 | 0.039217 | 0.48481
[7 empty] | 0.17345 | 0.88151 | 0.88874 | 0.42059 | 0.024215 | 0.51013
[7 empty] | 0.17766 | 0.88974 | 0.891 | 0.36381 | 0.018999 | 0.56746
[7 empty] | 0.19665 | 0.89355 | 0.89102 | 0.31404 | 0.016718 | 0.6312
[7 empty] | 0.2251 | 0.89438 | 0.89102 | 0.26283 | 0.018279 | 0.70275
[7 empty] | 0.25776 | 0.8946 | 0.88917 | 0.23054 | 0.021985 | 0.76311
[7 empty] | 0.27949 | 0.89551 | 0.89098 | 0.20816 | 0.026643 | 0.80107
[7 empty] | 0.29531 | 0.89765 | 0.89094 | 0.1939 | 0.028997 | 0.82057
[7 empty] | 0.31165 | 0.89769 | 0.88858 | 0.19178 | 0.032867 | 0.82282
[7 empty] | 0.29731 | 0.89369 | 0.89017 | 0.19472 | 0.04255 | 0.82245
[7 empty] | 0.27078 | 0.89278 | 0.89048 | 0.20396 | 0.052528 | 0.81803
[7 empty] | 0.23497 | 0.89278 | 0.8895 | 0.22138 | 0.068609 | 0.80622
[7 empty] | 0.21356 | 0.89365 | 0.89611 | 0.25658 | 0.10119 | 0.79963
[7 empty] | 0.17254 | 0.89646 | 0.88875 | 0.27672 | 0.13722 | 0.76721
[7 empty] | 0.14294 | 0.81579 | 0.87828 | 0.2988 | 0.18934 | 0.74376
[7 empty] | 0.12351 | 0.81278 | 0.83758 | 0.31836 | 0.23507 | 0.73163
[7 empty] | 0.11433 | 0.86784 | 0.77199 | 0.33216 | 0.27965 | 0.7256
[7 empty] | 0.11499 | 0.90304 | 0.69238 | 0.34515 | 0.31946 | 0.72082
[7 empty] | 0.11426 | 0.90268 | 0.57979 | 0.37546 | 0.35919 | 0.70357
[7 empty] | 0.1171 | 0.90215 | 0.45741 | 0.41954 | 0.39933 | 0.67892
[7 empty] | 0.11174 | 0.89956 | 0.36711 | 0.46998 | 0.43893 | 0.65503
[7 empty] | 0.099017 | 0.89728 | 0.29941 | 0.49084 | 0.48086 | 0.63934
[7 empty] | 0.078943 | 0.89563 | 0.23892 | 0.50135 | 0.53814 | 0.61775
[7 empty] | 0.060149 | 0.87867 | 0.20585 | 0.5109 | 0.59504 | 0.59265
[7 empty] | 0.044986 | 0.84802 | 0.19368 | 0.5117 | 0.62539 | 0.55161
[7 empty] | 0.033622 | 0.82585 | 0.20477 | 0.51711 | 0.66307 | 0.50987
[7 empty] | 0.023806 | 0.82942 | 0.2514 | 0.51996 | 0.71982 | 0.48343
[7 empty] | 0.021542 | 0.83713 | 0.29629 | 0.50962 | 0.76355 | 0.48675
[7 empty] | 0.022619 | 0.84079 | 0.37186 | 0.49215 | 0.78393 | 0.5235
[7 empty] | 0.028102 | 0.85145 | 0.44823 | 0.45912 | 0.81045 | 0.55906
[7 empty] | 0.035016 | 0.85889 | 0.49807 | 0.43343 | 0.81952 | 0.61477
[7 empty] | 0.0387 | 0.86946 | 0.52307 | 0.41386 | 0.82696 | 0.66213
[7 empty] | 0.036111 | 0.88382 | 0.55782 | 0.38953 | 0.8364 | 0.70875
[7 empty] | 0.026027 | 0.89427 | 0.585 | 0.36996 | 0.84801 | 0.74355
[7 empty] | 0.016767 | 0.90202 | 0.60361 | 0.34704 | 0.85514 | 0.76708
[7 empty] | 0.0086322 | 0.90019 | 0.62717 | 0.33768 | 0.86364 | 0.77965
[7 empty] | 0.0044713 | 0.90136 | 0.66993 | 0.34232 | 0.87481 | 0.79945
[7 empty] | 0.0025191 | 0.90048 | 0.66881 | 0.32829 | 0.8738 | 0.79786
[7 empty] | 0.0028039 | 0.90145 | 0.64064 | 0.30736 | 0.87187 | 0.80306
[7 empty] | 0.0034732 | 0.90258 | 0.59315 | 0.29089 | 0.87413 | 0.8081
[7 empty] | 0.0075241 | 0.89996 | 0.51487 | 0.267 | 0.87518 | 0.81473
[7 empty] | 0.013545 | 0.89224 | 0.42127 | 0.25719 | 0.87541 | 0.82674
[7 empty] | 0.017847 | 0.881 | 0.3485 | 0.23944 | 0.87718 | 0.81589
[7 empty] | 0.01986 | 0.86809 | 0.26755 | 0.22446 | 0.88149 | 0.78912
[7 empty] | 0.024815 | 0.85486 | 0.20345 | 0.201 | 0.88685 | 0.76282
[7 empty] | 0.028804 | 0.85033 | 0.16734 | 0.17269 | 0.89086 | 0.745
[7 empty] | 0.036351 | 0.83841 | 0.15278 | 0.14452 | 0.89039 | 0.73403
[7 empty] | 0.047196 | 0.82985 | 0.16446 | 0.12459 | 0.8956 | 0.73358
[7 empty] | 0.061492 | 0.8169 | 0.18343 | 0.10999 | 0.8951 | 0.72238
[7 empty] | 0.078239 | 0.81261 | 0.22476 | 0.10641 | 0.89367 | 0.72809
[7 empty] | 0.10132 | 0.82312 | 0.26678 | 0.11687 | 0.89417 | 0.73887
[7 empty] | 0.12515 | 0.84978 | 0.30331 | 0.14329 | 0.8993 | 0.75759
[7 empty] | 0.14494 | 0.87767 | 0.32135 | 0.18997 | 0.89882 | 0.79243
[7 empty] | 0.16818 | 0.89479 | 0.32265 | 0.25571 | 0.899 | 0.83374
[7 empty] | 0.18198 | 0.90163 | 0.32814 | 0.34431 | 0.89742 | 0.86605
[7 empty] | 0.18995 | 0.90203 | 0.33033 | 0.42478 | 0.8897 | 0.8833
[7 empty] | 0.18416 | 0.89896 | 0.34932 | 0.49876 | 0.87294 | 0.89175
[7 empty] | 0.16409 | 0.89828 | 0.37944 | 0.53081 | 0.84174 | 0.89405
[7 empty] | 0.1434 | 0.89822 | 0.41015 | 0.54972 | 0.78565 | 0.89834
[7 empty] | 0.13073 | 0.89945 | 0.44842 | 0.56204 | 0.69779 | 0.90197
[7 empty] | 0.14192 | 0.90063 | 0.5077 | 0.59084 | 0.6636 | 0.90461
[7 empty] | 0.14929 | 0.90386 | 0.54821 | 0.59933 | 0.6183 | 0.90397
[7 empty] | 0.16064 | 0.90491 | 0.59194 | 0.61931 | 0.59034 | 0.90191
[7 empty] | 0.18514 | 0.90712 | 0.62386 | 0.6315 | 0.55249 | 0.9051
[7 empty] | 0.20478 | 0.90454 | 0.65215 | 0.64521 | 0.53237 | 0.90645
[7 empty] | 0.22249 | 0.90388 | 0.66408 | 0.65683 | 0.49641 | 0.90551
[7 empty] | 0.23672 | 0.90614 | 0.65713 | 0.66707 | 0.47657 | 0.90525
[7 empty] | 0.25702 | 0.90637 | 0.6407 | 0.67218 | 0.47366 | 0.90495
[7 empty] | 0.26578 | 0.90294 | 0.62186 | 0.67502 | 0.46909 | 0.9057
[7 empty] | 0.26701 | 0.90306 | 0.61856 | 0.67021 | 0.46914 | 0.90882
[7 empty] | 0.26423 | 0.90207 | 0.62969 | 0.6541 | 0.4792 | 0.90657
[7 empty] | 0.26384 | 0.89993 | 0.64053 | 0.6453 | 0.49655 | 0.90363
[7 empty] | 0.25532 | 0.89987 | 0.62383 | 0.61865 | 0.50791 | 0.8929
[7 empty] | 0.24187 | 0.89896 | 0.61167 | 0.59802 | 0.52897 | 0.87723
[7 empty] | 0.22498 | 0.89988 | 0.61522 | 0.60077 | 0.56067 | 0.85663
[7 empty] | 0.21533 | 0.89963 | 0.63033 | 0.61612 | 0.59293 | 0.83104
[7 empty] | 0.2161 | 0.89807 | 0.6512 | 0.64072 | 0.65587 | 0.82759
[7 empty] | 0.21863 | 0.89772 | 0.6734 | 0.66091 | 0.71144 | 0.82345
[7 empty] | 0.22857 | 0.89538 | 0.68041 | 0.66651 | 0.74144 | 0.82183
[7 empty] | 0.2344 | 0.88632 | 0.68328 | 0.66098 | 0.76866 | 0.81509
[7 empty] | 0.22844 | 0.87612 | 0.6908 | 0.6405 | 0.78998 | 0.79051
[7 empty] | 0.21314 | 0.86032 | 0.69866 | 0.59836 | 0.80549 | 0.75473
[7 empty] | 0.1994 | 0.83636 | 0.71973 | 0.55303 | 0.81503 | 0.69421
[7 empty] | 0.18879 | 0.80596 | 0.73865 | 0.50622 | 0.82091 | 0.61493
[7 empty] | 0.19577 | 0.7937 | 0.77646 | 0.48104 | 0.83394 | 0.55912
[7 empty] | 0.19682 | 0.75344 | 0.78454 | 0.41324 | 0.8174 | 0.45112
[7 empty] | 0.19239 | 0.71831 | 0.78061 | 0.34812 | 0.7971 | 0.35539
[7 empty] | 0.20228 | 0.68842 | 0.7561 | 0.28671 | 0.78065 | 0.29656
[7 empty] | 0.21116 | 0.66233 | 0.72484 | 0.24618 | 0.78221 | 0.24796
[7 empty] | 0.22642 | 0.63937 | 0.68889 | 0.22068 | 0.78323 | 0.21238
[7 empty] | 0.24116 | 0.6096 | 0.6514 | 0.20305 | 0.78709 | 0.17722
[7 empty] | 0.25712 | 0.59552 | 0.61943 | 0.18955 | 0.79557 | 0.15492
[7 empty] | 0.28278 | 0.58651 | 0.55793 | 0.17619 | 0.8074 | 0.13228
[7 empty] | 0.31342 | 0.5663 | 0.50429 | 0.15051 | 0.80379 | 0.11583
[7 empty] | 0.3319 | 0.54867 | 0.44987 | 0.12094 | 0.80765 | 0.11084
[7 empty] | 0.33448 | 0.52278 | 0.37961 | 0.09005 | 0.79351 | 0.12483
[7 empty] | 0.32133 | 0.50486 | 0.3262 | 0.067515 | 0.77354 | 0.15631
[7 empty] | 0.28463 | 0.48323 | 0.30309 | 0.052124 | 0.76161 | 0.20717
[7 empty] | 0.26575 | 0.45377 | 0.29608 | 0.043303 | 0.75469 | 0.26449
[7 empty] | 0.24396 | 0.42786 | 0.29959 | 0.046639 | 0.74114 | 0.3198
[7 empty] | 0.23065 | 0.3791 | 0.29487 | 0.059404 | 0.7417 | 0.39267
[7 empty] | 0.22942 | 0.30959 | 0.29071 | 0.081486 | 0.72686 | 0.47636
[7 empty] | 0.23765 | 0.22666 | 0.29962 | 0.10719 | 0.67857 | 0.54368
[7 empty] | 0.25623 | 0.15885 | 0.3161 | 0.14178 | 0.60918 | 0.596
[7 empty] | 0.27208 | 0.10305 | 0.35025 | 0.19079 | 0.53892 | 0.65181
[7 empty] | 0.28453 | 0.069306 | 0.40393 | 0.25689 | 0.48259 | 0.69593
[7 empty] | 0.28538 | 0.048301 | 0.45458 | 0.33201 | 0.43525 | 0.73267
[7 empty] | 0.27545 | 0.040544 | 0.49276 | 0.40457 | 0.38965 | 0.75551
[7 empty] | 0.28346 | 0.036645 | 0.5438 | 0.49969 | 0.38593 | 0.78998
[7 empty] | 0.26563 | 0.033463 | 0.54244 | 0.54447 | 0.38278 | 0.77216
[7 empty] | 0.23971 | 0.03603 | 0.54905 | 0.59114 | 0.41338 | 0.76889
[7 empty] | 0.21548 | 0.038865 | 0.54921 | 0.61149 | 0.45748 | 0.77174
[7 empty] | 0.19059 | 0.048963 | 0.5503 | 0.62278 | 0.49793 | 0.77933
[7 empty] | 0.17298 | 0.07304 | 0.54791 | 0.63549 | 0.53996 | 0.77225
[7 empty] | 0.17846 | 0.10716 | 0.53244 | 0.64221 | 0.57461 | 0.76429
[7 empty] | 0.19336 | 0.17184 | 0.53409 | 0.66012 | 0.60648 | 0.75079
[7 empty] | 0.21896 | 0.25605 | 0.55 | 0.66914 | 0.63421 | 0.73396
[7 empty] | 0.25092 | 0.35709 | 0.55968 | 0.67438 | 0.6738 | 0.71855
[7 empty] | 0.28396 | 0.44829 | 0.58477 | 0.66967 | 0.69991 | 0.70629
[7 empty] | 0.30187 | 0.52529 | 0.61061 | 0.66708 | 0.73037 | 0.6994
[7 empty] | 0.29937 | 0.58051 | 0.62348 | 0.65752 | 0.75018 | 0.68377
[7 empty] | 0.28453 | 0.62154 | 0.64341 | 0.63641 | 0.76189 | 0.6838
[7 empty] | 0.27486 | 0.64595 | 0.66814 | 0.62242 | 0.76855 | 0.69344
[7 empty] | 0.26406 | 0.65802 | 0.68563 | 0.59909 | 0.75662 | 0.70719
[7 empty] | 0.26554 | 0.6678 | 0.69872 | 0.56883 | 0.74069 | 0.71924
[7 empty] | 0.27288 | 0.68586 | 0.72344 | 0.53317 | 0.71782 | 0.73531
[7 empty] | 0.2951 | 0.69769 | 0.74259 | 0.49737 | 0.68578 | 0.74863
[7 empty] | 0.33113 | 0.71205 | 0.75118 | 0.47623 | 0.64671 | 0.76156
[7 empty] | 0.37074 | 0.72832 | 0.74563 | 0.46341 | 0.59623 | 0.7663
[7 empty] | 0.39675 | 0.73916 | 0.74993 | 0.44101 | 0.55974 | 0.76642
[7 empty] | 0.41287 | 0.74744 | 0.75455 | 0.40586 | 0.53166 | 0.76448
[7 empty] | 0.4219 | 0.74858 | 0.76945 | 0.37092 | 0.49866 | 0.75306
[7 empty] | 0.44162 | 0.75595 | 0.8164 | 0.32802 | 0.48275 | 0.76305
[7 empty] | 0.42524 | 0.74861 | 0.83462 | 0.26676 | 0.43176 | 0.74773
[7 empty] | 0.42078 | 0.73414 | 0.84946 | 0.2317 | 0.40562 | 0.74553
[7 empty] | 0.39881 | 0.71086 | 0.85609 | 0.20989 | 0.38052 | 0.7456
[7 empty] | 0.37905 | 0.69067 | 0.85952 | 0.19957 | 0.37756 | 0.73887
[7 empty] | 0.35913 | 0.65916 | 0.8653 | 0.20293 | 0.38788 | 0.73595
[7 empty] | 0.33872 | 0.61358 | 0.86856 | 0.23795 | 0.41705 | 0.73098
[7 empty] | 0.33297 | 0.57533 | 0.87691 | 0.31898 | 0.45587 | 0.73329
[7 empty] | 0.34624 | 0.53617 | 0.87646 | 0.40301 | 0.50009 | 0.73221
[7 empty] | 0.36953 | 0.50721 | 0.87854 | 0.491 | 0.55661 | 0.73123
[7 empty] | 0.40536 | 0.45475 | 0.87567 | 0.58309 | 0.59428 | 0.74506
[7 empty] | 0.43255 | 0.39235 | 0.87963 | 0.65416 | 0.6307 | 0.74362
[7 empty] | 0.45098 | 0.32102 | 0.88144 | 0.68891 | 0.64398 | 0.72837
[7 empty] | 0.46625 | 0.24655 | 0.88655 | 0.70371 | 0.65404 | 0.71684
[7 empty] | 0.49455 | 0.18838 | 0.89452 | 0.71673 | 0.65963 | 0.71804
[7 empty] | 0.51821 | 0.14755 | 0.89825 | 0.71606 | 0.65285 | 0.70513
[7 empty] | 0.55112 | 0.11829 | 0.90627 | 0.72118 | 0.62953 | 0.67898
[7 empty] | 0.58122 | 0.10332 | 0.90657 | 0.71799 | 0.59512 | 0.64615
[7 empty] | 0.60663 | 0.092727 | 0.90789 | 0.69821 | 0.56366 | 0.60775
[7 empty] | 0.63991 | 0.092185 | 0.90883 | 0.65577 | 0.53581 | 0.57727
[7 empty] | 0.67069 | 0.097687 | 0.9114 | 0.57709 | 0.53053 | 0.55812
[7 empty] | 0.6933 | 0.11425 | 0.91356 | 0.50573 | 0.53093 | 0.51847
[7 empty] | 0.72449 | 0.12216 | 0.91239 | 0.43487 | 0.54034 | 0.47105
[7 empty] | 0.74172 | 0.12832 | 0.91239 | 0.36249 | 0.54214 | 0.42542
[7 empty] | 0.75847 | 0.13127 | 0.91241 | 0.33099 | 0.56899 | 0.41732
[7 empty] | 0.75653 | 0.10864 | 0.91441 | 0.29464 | 0.55771 | 0.39871
[7 empty] | 0.74758 | 0.090134 | 0.91679 | 0.25808 | 0.56184 | 0.38963
[7 empty] | 0.74824 | 0.080595 | 0.91056 | 0.22677 | 0.55209 | 0.3892
[7 empty] | 0.7411 | 0.080933 | 0.90751 | 0.19238 | 0.53826 | 0.37663
[7 empty] | 0.74666 | 0.087374 | 0.90197 | 0.16613 | 0.51232 | 0.37565
[7 empty] | 0.75313 | 0.088849 | 0.89092 | 0.14 | 0.48084 | 0.38461
[7 empty] | 0.76713 | 0.092102 | 0.86166 | 0.11678 | 0.43311 | 0.40002
[7 empty] | 0.77509 | 0.1036 | 0.81637 | 0.10632 | 0.37167 | 0.41806
[7 empty] | 0.77532 | 0.11992 | 0.7479 | 0.10083 | 0.29883 | 0.45974
[7 empty] | 0.78236 | 0.13502 | 0.68085 | 0.10178 | 0.24874 | 0.47557
[7 empty] | 0.78849 | 0.13691 | 0.62434 | 0.10434 | 0.21903 | 0.50307
[7 empty] | 0.77573 | 0.13212 | 0.59658 | 0.10431 | 0.20133 | 0.51253
[7 empty] | 0.7697 | 0.12724 | 0.60286 | 0.10394 | 0.18388 | 0.53805
[7 empty] | 0.76985 | 0.12725 | 0.62854 | 0.10503 | 0.18201 | 0.55364
[7 empty] | 0.76016 | 0.12632 | 0.66064 | 0.10652 | 0.16599 | 0.57325
[7 empty] | 0.75419 | 0.11536 | 0.70313 | 0.12344 | 0.13863 | 0.58795
[7 empty] | 0.75485 | 0.091455 | 0.74481 | 0.15216 | 0.10404 | 0.59648
[7 empty] | 0.75783 | 0.068442 | 0.77988 | 0.19334 | 0.079789 | 0.60055
[7 empty] | 0.76513 | 0.060978 | 0.79821 | 0.26292 | 0.054399 | 0.59615
[7 empty] | 0.77445 | 0.066939 | 0.80383 | 0.32233 | 0.036606 | 0.61161
[7 empty] | 0.78887 | 0.074971 | 0.80238 | 0.38204 | 0.033633 | 0.62954
[7 empty] | 0.81391 | 0.082433 | 0.79276 | 0.41559 | 0.040541 | 0.64893
[7 empty] | 0.82699 | 0.10761 | 0.78076 | 0.42828 | 0.041921 | 0.66909
[7 empty] | 0.84372 | 0.16116 | 0.79129 | 0.45655 | 0.044949 | 0.69807
[7 empty] | 0.84333 | 0.22633 | 0.7923 | 0.44896 | 0.047353 | 0.68648
[7 empty] | 0.8448 | 0.32973 | 0.7746 | 0.46867 | 0.065894 | 0.67799
[7 empty] | 0.84501 | 0.42208 | 0.74155 | 0.47161 | 0.10752 | 0.65097
[7 empty] | 0.84827 | 0.50993 | 0.6887 | 0.47189 | 0.17232 | 0.61398
[7 empty] | 0.85253 | 0.61179 | 0.62741 | 0.48901 | 0.25472 | 0.5679
[7 empty] | 0.85473 | 0.70643 | 0.60736 | 0.52224 | 0.38992 | 0.51999
[7 empty] | 0.8588 | 0.78017 | 0.63024 | 0.55551 | 0.52497 | 0.49132
[7 empty] | 0.86035 | 0.81746 | 0.66824 | 0.57674 | 0.64434 | 0.45881
[7 empty] | 0.86022 | 0.83218 | 0.70584 | 0.58047 | 0.73397 | 0.43613
[7 empty] | 0.84504 | 0.83487 | 0.73657 | 0.57231 | 0.79229 | 0.41827
[7 empty] | 0.81508 | 0.83682 | 0.77534 | 0.55224 | 0.83389 | 0.39394
[7 empty] | 0.75796 | 0.83716 | 0.79424 | 0.49976 | 0.84795 | 0.36503
[7 empty] | 0.69605 | 0.84427 | 0.80951 | 0.46044 | 0.84765 | 0.33693
[7 empty] | 0.64327 | 0.84891 | 0.82474 | 0.43595 | 0.83073 | 0.32409
[7 empty] | 0.57174 | 0.85718 | 0.83159 | 0.42133 | 0.81524 | 0.31465
[7 empty] | 0.51204 | 0.85719 | 0.84227 | 0.41252 | 0.81552 | 0.30969
[7 empty] | 0.46464 | 0.86799 | 0.84478 | 0.40545 | 0.82015 | 0.29877
[7 empty] | 0.42744 | 0.87618 | 0.85106 | 0.39161 | 0.83349 | 0.29364
[7 empty] | 0.41137 | 0.88634 | 0.85667 | 0.37381 | 0.84669 | 0.27596
[7 empty] | 0.43046 | 0.89408 | 0.85593 | 0.34166 | 0.85131 | 0.24964
[7 empty] | 0.47274 | 0.89723 | 0.84669 | 0.29778 | 0.84385 | 0.2393
[7 empty] | 0.5291 | 0.8999 | 0.83536 | 0.22402 | 0.82807 | 0.23215
[7 empty] | 0.56348 | 0.90053 | 0.81951 | 0.17215 | 0.80132 | 0.23222
[7 empty] | 0.58358 | 0.90551 | 0.80611 | 0.1152 | 0.79098 | 0.25494
[7 empty] | 0.54371 | 0.90528 | 0.79123 | 0.078932 | 0.77641 | 0.26584
[7 empty] | 0.51114 | 0.90946 | 0.78441 | 0.055928 | 0.76504 | 0.28304
[7 empty] | 0.48079 | 0.90865 | 0.77063 | 0.0402 | 0.74829 | 0.29243
[7 empty] | 0.48124 | 0.90865 | 0.75833 | 0.030115 | 0.7306 | 0.28798
[7 empty] | 0.50259 | 0.90856 | 0.74524 | 0.029115 | 0.70966 | 0.28215
[7 empty] | 0.52885 | 0.90982 | 0.72835 | 0.029774 | 0.69404 | 0.25581
[7 empty] | 0.55678 | 0.90988 | 0.69971 | 0.031339 | 0.67375 | 0.22606
[7 empty] | 0.5758 | 0.91066 | 0.66483 | 0.029857 | 0.65398 | 0.19058
[7 empty] | 0.5981 | 0.91062 | 0.62122 | 0.024738 | 0.63555 | 0.16587
[7 empty] | 0.61814 | 0.90843 | 0.56771 | 0.020897 | 0.59509 | 0.14507
[7 empty] | 0.63217 | 0.90879 | 0.52632 | 0.016534 | 0.54432 | 0.12423
[7 empty] | 0.62941 | 0.90339 | 0.4654 | 0.01607 | 0.47153 | 0.098928
[7 empty] | 0.63259 | 0.90172 | 0.41788 | 0.015919 | 0.40377 | 0.072772
[7 empty] | 0.64855 | 0.89839 | 0.39801 | 0.019446 | 0.33155 | 0.061478
[7 empty] | 0.66555 | 0.90109 | 0.39594 | 0.020216 | 0.27197 | 0.058579
[7 empty] | 0.68058 | 0.90453 | 0.40781 | 0.019117 | 0.23746 | 0.056934
[7 empty] | 0.68961 | 0.9094 | 0.41571 | 0.016132 | 0.19591 | 0.059246
[7 empty] | 0.70426 | 0.91406 | 0.40441 | 0.012836 | 0.15359 | 0.059758
[7 empty] | 0.71215 | 0.91561 | 0.3874 | 0.013474 | 0.11449 | 0.058649
[7 empty] | 0.73009 | 0.91048 | 0.36561 | 0.034979 | 0.075298 | 0.061099
[7 empty] | 0.75989 | 0.88798 | 0.34945 | 0.057469 | 0.040846 | 0.058815
[7 empty] | 0.78495 | 0.81284 | 0.32401 | 0.089228 | 0.014404 | 0.05533
[7 empty] | 0.79875 | 0.74285 | 0.30891 | 0.13044 | 0.0034233 | 0.050051
[7 empty] | 0.80309 | 0.69804 | 0.33667 | 0.18631 | 0.00085261 | 0.046214
[7 empty] | 0.79792 | 0.64435 | 0.35627 | 0.20795 | 0.0025444 | 0.039999
[7 empty] | 0.79 | 0.65298 | 0.38363 | 0.22171 | 0.0067403 | 0.036994
[7 empty] | 0.78998 | 0.6771 | 0.43032 | 0.23475 | 0.018855 | 0.030931
[7 empty] | 0.79274 | 0.67185 | 0.4868 | 0.25628 | 0.034111 | 0.027482
[7 empty] | 0.79284 | 0.61206 | 0.52484 | 0.29092 | 0.053099 | 0.026934
[7 empty] | 0.79731 | 0.53425 | 0.55116 | 0.33883 | 0.075478 | 0.029138
[7 empty] | 0.8133 | 0.43257 | 0.56612 | 0.42665 | 0.096026 | 0.035696
[7 empty] | 0.82661 | 0.34686 | 0.5568 | 0.5205 | 0.11778 | 0.039946
[7 empty] | 0.83402 | 0.28051 | 0.52709 | 0.59896 | 0.14668 | 0.042799
[7 empty] | 0.8397 | 0.22788 | 0.47887 | 0.64327 | 0.19265 | 0.046
[7 empty] | 0.84094 | 0.18513 | 0.40186 | 0.67352 | 0.24017 | 0.048433
[7 empty] | 0.83502 | 0.13982 | 0.32156 | 0.64929 | 0.26926 | 0.046309
[7 empty] | 0.81589 | 0.11131 | 0.26656 | 0.61083 | 0.28275 | 0.042918
[7 empty] | 0.80691 | 0.080156 | 0.26655 | 0.56715 | 0.29488 | 0.038582
[7 empty] | 0.79763 | 0.059245 | 0.29476 | 0.51661 | 0.29334 | 0.035747
[7 empty] | 0.79496 | 0.045839 | 0.32944 | 0.49029 | 0.29156 | 0.037417
[7 empty] | 0.79484 | 0.037232 | 0.37127 | 0.49109 | 0.26517 | 0.044687
[7 empty] | 0.78587 | 0.03398 | 0.3812 | 0.49606 | 0.22826 | 0.060414
[7 empty] | 0.77534 | 0.031148 | 0.37367 | 0.51767 | 0.18944 | 0.08819
[7 empty] | 0.76191 | 0.03694 | 0.35338 | 0.55603 | 0.15753 | 0.13119
[7 empty] | 0.76202 | 0.049517 | 0.32957 | 0.57052 | 0.14051 | 0.16973
[7 empty] | 0.77657 | 0.063789 | 0.27917 | 0.57525 | 0.13164 | 0.2008
[7 empty] | 0.79264 | 0.074371 | 0.22907 | 0.56334 | 0.12374 | 0.22116
[7 empty] | 0.81097 | 0.095565 | 0.18862 | 0.58276 | 0.13132 | 0.27425
[7 empty] | 0.79767 | 0.10754 | 0.13771 | 0.56275 | 0.12429 | 0.2912
[7 empty] | 0.77903 | 0.10716 | 0.10383 | 0.57206 | 0.11067 | 0.29919
[7 empty] | 0.7485 | 0.10958 | 0.079988 | 0.54794 | 0.10115 | 0.30839
[7 empty] | 0.71191 | 0.10545 | 0.067587 | 0.54051 | 0.087691 | 0.31936
[7 empty] | 0.68455 | 0.11575 | 0.057879 | 0.54234 | 0.078589 | 0.32281
[7 empty] | 0.66572 | 0.13329 | 0.05233 | 0.56018 | 0.076773 | 0.36096
[7 empty] | 0.66176 | 0.14668 | 0.054736 | 0.58643 | 0.079735 | 0.40931
[7 empty] | 0.66674 | 0.17062 | 0.066366 | 0.60728 | 0.092341 | 0.46745
[7 empty] | 0.67092 | 0.19525 | 0.093469 | 0.64672 | 0.11532 | 0.5214
[7 empty] | 0.67176 | 0.21572 | 0.14941 | 0.66593 | 0.15764 | 0.57903
[7 empty] | 0.67789 | 0.2256 | 0.22707 | 0.68227 | 0.20239 | 0.61997
[7 empty] | 0.68217 | 0.23341 | 0.32731 | 0.67134 | 0.23914 | 0.6378
[7 empty] | 0.69739 | 0.24127 | 0.40845 | 0.66713 | 0.24947 | 0.64438
[7 empty] | 0.72252 | 0.24532 | 0.49731 | 0.67215 | 0.25573 | 0.6547
[7 empty] | 0.74736 | 0.22166 | 0.57459 | 0.67011 | 0.25947 | 0.66313
[7 empty] | 0.77092 | 0.19603 | 0.6298 | 0.66046 | 0.25975 | 0.68234
[7 empty] | 0.78383 | 0.16041 | 0.66706 | 0.63916 | 0.26542 | 0.70959
[7 empty] | 0.78656 | 0.13451 | 0.69726 | 0.6101 | 0.27684 | 0.73831
[7 empty] | 0.77811 | 0.12116 | 0.71542 | 0.56457 | 0.29188 | 0.76196
[7 empty] | 0.75779 | 0.12188 | 0.72201 | 0.57802 | 0.29651 | 0.79081
[7 empty] | 0.74819 | 0.12591 | 0.71569 | 0.63474 | 0.2878 | 0.8211
[7 empty] | 0.7491 | 0.12393 | 0.69568 | 0.68637 | 0.26121 | 0.84207
[7 empty] | 0.74435 | 0.11964 | 0.6637 | 0.71299 | 0.22374 | 0.85253
[7 empty] | 0.76049 | 0.11057 | 0.63447 | 0.74124 | 0.19903 | 0.86621
[7 empty] | 0.74705 | 0.084303 | 0.5643 | 0.7504 | 0.16015 | 0.86699
[7 empty] | 0.736 | 0.063892 | 0.46716 | 0.75943 | 0.12509 | 0.8701
[7 empty] | 0.72475 | 0.054444 | 0.34509 | 0.75894 | 0.10576 | 0.87159
[7 empty] | 0.71136 | 0.03845 | 0.26424 | 0.76039 | 0.092509 | 0.87382
[7 empty] | 0.69855 | 0.03631 | 0.24595 | 0.76023 | 0.082279 | 0.87698
[7 empty] | 0.6752 | 0.037438 | 0.26842 | 0.74479 | 0.078151 | 0.8788
[7 empty] | 0.6373 | 0.042887 | 0.32401 | 0.73218 | 0.079312 | 0.88231
[7 empty] | 0.60064 | 0.050892 | 0.39388 | 0.72404 | 0.082158 | 0.8847
[7 empty] | 0.56601 | 0.059075 | 0.48478 | 0.69786 | 0.084487 | 0.87724
[7 empty] | 0.53559 | 0.06729 | 0.5774 | 0.67764 | 0.084235 | 0.86341
[7 empty] | 0.51261 | 0.077123 | 0.63929 | 0.6492 | 0.08501 | 0.8548
[7 empty] | 0.48822 | 0.085076 | 0.66912 | 0.6306 | 0.085714 | 0.83831
[7 empty] | 0.46613 | 0.082018 | 0.67856 | 0.61168 | 0.083125 | 0.83686
[7 empty] | 0.44928 | 0.082952 | 0.68907 | 0.60203 | 0.086874 | 0.85113
[7 empty] | 0.43451 | 0.080322 | 0.69402 | 0.59229 | 0.10015 | 0.86373
[7 empty] | 0.43541 | 0.088637 | 0.70241 | 0.58977 | 0.1281 | 0.87738
[7 empty] | 0.43473 | 0.10587 | 0.70712 | 0.60069 | 0.16485 | 0.88509
[7 empty] | 0.43703 | 0.14255 | 0.70801 | 0.61807 | 0.21585 | 0.89208
[7 empty] | 0.42996 | 0.19558 | 0.71944 | 0.62282 | 0.26327 | 0.89981
[7 empty] | 0.4323 | 0.26282 | 0.72942 | 0.62542 | 0.30107 | 0.90001
[7 empty] | 0.42944 | 0.31897 | 0.71995 | 0.60462 | 0.31253 | 0.89766
[7 empty] | 0.42147 | 0.35257 | 0.71646 | 0.58647 | 0.29219 | 0.8908
[7 empty] | 0.41144 | 0.38839 | 0.7122 | 0.57376 | 0.26545 | 0.87245
[7 empty] | 0.43528 | 0.44889 | 0.72206 | 0.60208 | 0.24971 | 0.87275
[7 empty] | 0.42773 | 0.45826 | 0.68377 | 0.61071 | 0.22684 | 0.84908
[7 empty] | 0.4331 | 0.47015 | 0.63521 | 0.6327 | 0.21121 | 0.82025
[7 empty] | 0.43302 | 0.49643 | 0.57714 | 0.64431 | 0.20632 | 0.77823
[7 empty] | 0.41826 | 0.5154 | 0.51401 | 0.6579 | 0.20231 | 0.72436
[7 empty] | 0.39413 | 0.55362 | 0.48776 | 0.66933 | 0.19844 | 0.67511
[7 empty] | 0.36 | 0.59613 | 0.50937 | 0.66272 | 0.20157 | 0.5949
[7 empty] | 0.31351 | 0.66648 | 0.56656 | 0.67033 | 0.2058 | 0.59252
[7 empty] | 0.27482 | 0.7291 | 0.62112 | 0.67513 | 0.21675 | 0.6283
[7 empty] | 0.23914 | 0.78192 | 0.65662 | 0.68845 | 0.24754 | 0.69716
[7 empty] | 0.20019 | 0.81477 | 0.68483 | 0.70763 | 0.28987 | 0.77611
[7 empty] | 0.17342 | 0.83426 | 0.71505 | 0.74604 | 0.33261 | 0.82468
[7 empty] | 0.15121 | 0.83233 | 0.73356 | 0.76203 | 0.36856 | 0.84017
[7 empty] | 0.13983 | 0.82411 | 0.74547 | 0.7744 | 0.41272 | 0.8352
[7 empty] | 0.13724 | 0.82968 | 0.75326 | 0.77766 | 0.45054 | 0.82943
[7 empty] | 0.13398 | 0.84426 | 0.76964 | 0.77404 | 0.47719 | 0.81651
[7 empty] | 0.1237 | 0.86183 | 0.79353 | 0.76524 | 0.47978 | 0.80863
[7 empty] | 0.11364 | 0.88109 | 0.82459 | 0.76184 | 0.48022 | 0.80864
[7 empty] | 0.10739 | 0.88966 | 0.85307 | 0.77304 | 0.45691 | 0.81983
[7 empty] | 0.10636 | 0.89388 | 0.86199 | 0.78085 | 0.43211 | 0.83858
[7 empty] | 0.11549 | 0.89695 | 0.8537 | 0.77493 | 0.39983 | 0.85892
[7 empty] | 0.14231 | 0.90199 | 0.84061 | 0.76656 | 0.36013 | 0.86777
[7 empty] | 0.1824 | 0.90084 | 0.83502 | 0.75791 | 0.32991 | 0.88001
[7 empty] | 0.22681 | 0.9032 | 0.83017 | 0.74688 | 0.30092 | 0.88631
[7 empty] | 0.27498 | 0.90733 | 0.85163 | 0.74613 | 0.29035 | 0.89404
[7 empty] | 0.29577 | 0.90843 | 0.85549 | 0.71087 | 0.24662 | 0.88735
[7 empty] | 0.31168 | 0.90438 | 0.84984 | 0.70376 | 0.21742 | 0.8835
[7 empty] | 0.32547 | 0.9056 | 0.83855 | 0.70202 | 0.20779 | 0.87722
[7 empty] | 0.32724 | 0.90867 | 0.81392 | 0.71192 | 0.19826 | 0.87391
[7 empty] | 0.31084 | 0.90911 | 0.78466 | 0.73081 | 0.18592 | 0.87258
[7 empty] | 0.27376 | 0.91048 | 0.72813 | 0.73495 | 0.18308 | 0.86295
[7 empty] | 0.26933 | 0.90897 | 0.67321 | 0.73931 | 0.19597 | 0.84295
[7 empty] | 0.29394 | 0.90626 | 0.62119 | 0.72887 | 0.2168 | 0.81672
[7 empty] | 0.34678 | 0.90692 | 0.58527 | 0.71834 | 0.24682 | 0.78711
[7 empty] | 0.3899 | 0.90619 | 0.55804 | 0.70957 | 0.28414 | 0.77743
[7 empty] | 0.44949 | 0.90235 | 0.55084 | 0.71183 | 0.3117 | 0.78357
[7 empty] | 0.49013 | 0.89743 | 0.5559 | 0.71359 | 0.3274 | 0.79082
[7 empty] | 0.51265 | 0.89659 | 0.55835 | 0.72729 | 0.32833 | 0.78869
[7 empty] | 0.52718 | 0.89449 | 0.57204 | 0.74698 | 0.3177 | 0.79769
[7 empty] | 0.52849 | 0.89809 | 0.55673 | 0.7535 | 0.29995 | 0.80986
[7 empty] | 0.52938 | 0.90224 | 0.53854 | 0.76118 | 0.28072 | 0.82927
[7 empty] | 0.55038 | 0.90354 | 0.492 | 0.75975 | 0.27053 | 0.84965
[7 empty] | 0.59251 | 0.90436 | 0.44264 | 0.74213 | 0.25922 | 0.8572
[7 empty] | 0.64995 | 0.90528 | 0.41017 | 0.70409 | 0.25785 | 0.85865
[7 empty] | 0.69404 | 0.90536 | 0.38458 | 0.67032 | 0.26391 | 0.84964
[7 empty] | 0.72302 | 0.90212 | 0.38161 | 0.6158 | 0.27127 | 0.83772
[7 empty] | 0.75729 | 0.90149 | 0.36019 | 0.556 | 0.26472 | 0.83041
[7 empty] | 0.79204 | 0.8941 | 0.33665 | 0.48565 | 0.25268 | 0.80758
[7 empty] | 0.82036 | 0.88669 | 0.32341 | 0.43049 | 0.23761 | 0.79179
[7 empty] | 0.83435 | 0.86871 | 0.27389 | 0.33929 | 0.19738 | 0.77853
[7 empty] | 0.84076 | 0.84539 | 0.2361 | 0.25876 | 0.16342 | 0.76918
[7 empty] | 0.85653 | 0.81336 | 0.20891 | 0.1961 | 0.13228 | 0.75803
[7 empty] | 0.86923 | 0.7783 | 0.17495 | 0.1389 | 0.095287 | 0.74479
[7 empty] | 0.87806 | 0.74991 | 0.15273 | 0.10765 | 0.070877 | 0.73034
[7 empty] | 0.88649 | 0.73746 | 0.13566 | 0.084676 | 0.060938 | 0.71721
[7 empty] | 0.88777 | 0.72892 | 0.1233 | 0.085277 | 0.060222 | 0.70589
[7 empty] | 0.889 | 0.7213 | 0.12984 | 0.10351 | 0.062834 | 0.6994
[7 empty] | 0.8822 | 0.71741 | 0.14339 | 0.12968 | 0.072816 | 0.68816
[7 empty] | 0.87939 | 0.73286 | 0.16113 | 0.15676 | 0.078482 | 0.67231
[7 empty] | 0.8853 | 0.71192 | 0.16968 | 0.17743 | 0.079699 | 0.65161
[7 empty] | 0.88065 | 0.66438 | 0.17136 | 0.1839 | 0.077335 | 0.60242
[7 empty] | 0.88416 | 0.60923 | 0.15427 | 0.184 | 0.070325 | 0.5394
[7 empty] | 0.86906 | 0.55224 | 0.13931 | 0.19986 | 0.061841 | 0.48824
[7 empty] | 0.7835 | 0.53324 | 0.11826 | 0.21098 | 0.052498 | 0.4401
[7 empty] | 0.6354 | 0.54003 | 0.11014 | 0.24478 | 0.05113 | 0.41012
[7 empty] | 0.52331 | 0.55865 | 0.10329 | 0.303 | 0.058209 | 0.38158
[7 empty] | 0.48019 | 0.58977 | 0.099977 | 0.37266 | 0.070201 | 0.37017
[7 empty] | 0.60042 | 0.62272 | 0.097642 | 0.44329 | 0.085565 | 0.39166
[7 empty] | 0.6988 | 0.65181 | 0.11076 | 0.50884 | 0.094147 | 0.4459
[7 empty] | 0.76569 | 0.65715 | 0.1254 | 0.55878 | 0.091313 | 0.49712
[7 empty] | 0.81753 | 0.62895 | 0.13927 | 0.57087 | 0.077094 | 0.55234
[7 empty] | 0.84795 | 0.59108 | 0.13872 | 0.5713 | 0.065089 | 0.6095
[7 empty] | 0.84713 | 0.54484 | 0.13078 | 0.59072 | 0.058415 | 0.67268
[7 empty] | 0.81681 | 0.46827 | 0.10582 | 0.5822 | 0.044091 | 0.6945
[7 empty] | 0.77023 | 0.38654 | 0.0815 | 0.58896 | 0.033786 | 0.72205
[7 empty] | 0.7322 | 0.328 | 0.069563 | 0.58171 | 0.033412 | 0.73539
[7 empty] | 0.72026 | 0.26593 | 0.074816 | 0.57719 | 0.03687 | 0.74715
[7 empty] | 0.73222 | 0.22793 | 0.084033 | 0.56744 | 0.043724 | 0.75764
[7 empty] | 0.74006 | 0.2153 | 0.095847 | 0.55515 | 0.055445 | 0.77092
[7 empty] | 0.7436 | 0.21432 | 0.11749 | 0.54018 | 0.06719 | 0.79431
[7 empty] | 0.75056 | 0.22182 | 0.13521 | 0.52981 | 0.076824 | 0.81013
[7 empty] | 0.74944 | 0.23215 | 0.14235 | 0.50695 | 0.082277 | 0.80927
[7 empty] | 0.74919 | 0.22352 | 0.13726 | 0.48187 | 0.085558 | 0.79305
[7 empty] | 0.74642 | 0.21894 | 0.13285 | 0.45149 | 0.079123 | 0.79321
[7 empty] | 0.72292 | 0.19534 | 0.12045 | 0.41799 | 0.073396 | 0.80019
[7 empty] | 0.70077 | 0.1736 | 0.11176 | 0.38551 | 0.060836 | 0.8164
[7 empty] | 0.68534 | 0.15216 | 0.10897 | 0.37344 | 0.051044 | 0.84372
[7 empty] | 0.66628 | 0.13517 | 0.10256 | 0.37574 | 0.043547 | 0.85759
[7 empty] | 0.65949 | 0.11999 | 0.10652 | 0.37454 | 0.040571 | 0.87353
[7 empty] | 0.63451 | 0.10546 | 0.11502 | 0.36527 | 0.039141 | 0.88101
[7 empty] | 0.58503 | 0.098533 | 0.12677 | 0.33569 | 0.040532 | 0.88159
[7 empty] | 0.52352 | 0.098112 | 0.1351 | 0.31987 | 0.04046 | 0.8831
[7 empty] | 0.47146 | 0.10771 | 0.14265 | 0.29422 | 0.040758 | 0.87722
[7 empty] | 0.43269 | 0.11834 | 0.14095 | 0.27027 | 0.035203 | 0.86723
[7 empty] | 0.39692 | 0.1312 | 0.1325 | 0.22652 | 0.030433 | 0.8581
[7 empty] | 0.35326 | 0.13871 | 0.12534 | 0.19654 | 0.024445 | 0.83364
[7 empty] | 0.32743 | 0.16682 | 0.12783 | 0.16802 | 0.024821 | 0.81969
[7 empty] | 0.28593 | 0.1709 | 0.12163 | 0.13284 | 0.024068 | 0.7748
[7 empty] | 0.24869 | 0.15967 | 0.11335 | 0.11442 | 0.024652 | 0.73725
[7 empty] | 0.22029 | 0.15069 | 0.10214 | 0.098488 | 0.025946 | 0.68525
[7 empty] | 0.19239 | 0.13349 | 0.094855 | 0.087825 | 0.025177 | 0.63514
[7 empty] | 0.17323 | 0.12403 | 0.09008 | 0.083952 | 0.027424 | 0.58848
[7 empty] | 0.15863 | 0.11482 | 0.099249 | 0.079244 | 0.025668 | 0.56731
[7 empty] | 0.14701 | 0.11582 | 0.11741 | 0.073651 | 0.02325 | 0.57042
[7 empty] | 0.12384 | 0.12129 | 0.14715 | 0.068576 | 0.021014 | 0.59909
[7 empty] | 0.11485 | 0.14358 | 0.17581 | 0.064293 | 0.017653 | 0.63765
[7 empty] | 0.10944 | 0.15726 | 0.20024 | 0.063164 | 0.017284 | 0.6815
[7 empty] | 0.11578 | 0.16334 | 0.21422 | 0.066077 | 0.025719 | 0.7135
[7 empty] | 0.12892 | 0.17274 | 0.20964 | 0.071411 | 0.038677 | 0.74276
[7 empty] | 0.13519 | 0.16915 | 0.20039 | 0.076378 | 0.050691 | 0.75677
[7 empty] | 0.14588 | 0.16559 | 0.19242 | 0.085235 | 0.066515 | 0.77765
[7 empty] | 0.15197 | 0.16473 | 0.2062 | 0.092001 | 0.071111 | 0.78893
[7 empty] | 0.15092 | 0.16659 | 0.22745 | 0.0975 | 0.069155 | 0.81153
[7 empty] | 0.15294 | 0.16997 | 0.25234 | 0.10735 | 0.067669 | 0.85599
[7 empty] | 0.1569 | 0.20494 | 0.27817 | 0.12532 | 0.074913 | 0.89617
[7 empty] | 0.18197 | 0.24034 | 0.30972 | 0.15629 | 0.10391 | 0.91106
[7 empty] | 0.22334 | 0.28246 | 0.3494 | 0.19936 | 0.16028 | 0.91823
[7 empty] | 0.29175 | 0.31604 | 0.38591 | 0.24951 | 0.23915 | 0.92158
[7 empty] | 0.36168 | 0.3498 | 0.40906 | 0.31008 | 0.31714 | 0.92247
[7 empty] | 0.42466 | 0.34443 | 0.44022 | 0.36299 | 0.3899 | 0.92054
[7 empty] | 0.48532 | 0.33925 | 0.47384 | 0.42206 | 0.47683 | 0.92067
[7 empty] | 0.5118 | 0.31124 | 0.49222 | 0.43459 | 0.50413 | 0.92018
[7 empty] | 0.53841 | 0.28142 | 0.53227 | 0.48602 | 0.52535 | 0.92375
[7 empty] | 0.5595 | 0.28048 | 0.58808 | 0.49421 | 0.52313 | 0.92574
[7 empty] | 0.57494 | 0.28255 | 0.63738 | 0.50057 | 0.50418 | 0.92574
[7 empty] | 0.59721 | 0.30001 | 0.70908 | 0.51395 | 0.49888 | 0.92857
[7 empty] | 0.61554 | 0.33655 | 0.75399 | 0.53142 | 0.50084 | 0.92737
[7 empty] | 0.63734 | 0.38615 | 0.80294 | 0.56752 | 0.5177 | 0.92643
[7 empty] | 0.65149 | 0.43566 | 0.83936 | 0.5889 | 0.53235 | 0.92598
[7 empty] | 0.66351 | 0.46839 | 0.86092 | 0.61405 | 0.53554 | 0.92413
[7 empty] | 0.67525 | 0.50738 | 0.87727 | 0.6362 | 0.53318 | 0.92697
[7 empty] | 0.68163 | 0.53855 | 0.88187 | 0.6449 | 0.50944 | 0.92431
[7 empty] | 0.66246 | 0.56773 | 0.88358 | 0.63559 | 0.45422 | 0.92451
[7 empty] | 0.63619 | 0.57234 | 0.88378 | 0.62165 | 0.39955 | 0.92241
[7 empty] | 0.61024 | 0.57701 | 0.88431 | 0.61934 | 0.36015 | 0.92024
[7 empty] | 0.58491 | 0.58856 | 0.89159 | 0.62895 | 0.32052 | 0.92024
[7 empty] | 0.57108 | 0.60438 | 0.8922 | 0.64663 | 0.31143 | 0.92122
[7 empty] | 0.55072 | 0.62976 | 0.8901 | 0.68471 | 0.30854 | 0.92221
[7 empty] | 0.55825 | 0.6825 | 0.88878 | 0.71929 | 0.3101 | 0.92433
[7 empty] | 0.56706 | 0.74189 | 0.8864 | 0.75454 | 0.31219 | 0.92213
[7 empty] | 0.57679 | 0.77462 | 0.88174 | 0.7762 | 0.31412 | 0.92204
[7 empty] | 0.58717 | 0.79454 | 0.87114 | 0.78459 | 0.3332 | 0.92187
[7 empty] | 0.58905 | 0.81495 | 0.84913 | 0.78501 | 0.34361 | 0.92023
[7 empty] | 0.58331 | 0.82313 | 0.81543 | 0.76593 | 0.34344 | 0.91714
[7 empty] | 0.59225 | 0.82591 | 0.78999 | 0.75134 | 0.36867 | 0.90734
[7 empty] | 0.55963 | 0.81511 | 0.73753 | 0.71632 | 0.35938 | 0.86295
[7 empty] | 0.54622 | 0.80394 | 0.6842 | 0.68902 | 0.36081 | 0.77247
[7 empty] | 0.51569 | 0.79268 | 0.63855 | 0.66118 | 0.35016 | 0.59541
[7 empty] | 0.48402 | 0.78742 | 0.59653 | 0.62573 | 0.34767 | 0.42735
[7 empty] | 0.45008 | 0.78459 | 0.53408 | 0.59793 | 0.34679 | 0.3403
[7 empty] | 0.43204 | 0.78723 | 0.47796 | 0.57656 | 0.34408 | 0.32166
[7 empty] | 0.43413 | 0.79729 | 0.42885 | 0.56871 | 0.36132 | 0.32829
[7 empty] | 0.44762 | 0.80841 | 0.3678 | 0.57158 | 0.37056 | 0.3748
[7 empty] | 0.47335 | 0.81648 | 0.31819 | 0.57223 | 0.38394 | 0.44669
[7 empty] | 0.49651 | 0.82721 | 0.28243 | 0.58496 | 0.39626 | 0.51938
[7 empty] | 0.51851 | 0.83348 | 0.23247 | 0.57057 | 0.38996 | 0.59116
[7 empty] | 0.51464 | 0.82234 | 0.18458 | 0.54049 | 0.36889 | 0.64835
[7 empty] | 0.49536 | 0.81981 | 0.14669 | 0.50481 | 0.34821 | 0.69285
[7 empty] | 0.48795 | 0.82116 | 0.11176 | 0.46942 | 0.3397 | 0.73998
[7 empty] | 0.48794 | 0.82664 | 0.085275 | 0.43968 | 0.32844 | 0.7604
[7 empty] | 0.49543 | 0.84095 | 0.071578 | 0.42482 | 0.32435 | 0.77067
[7 empty] | 0.49961 | 0.85729 | 0.073578 | 0.45482 | 0.31131 | 0.78754
[7 empty] | 0.502 | 0.86846 | 0.078262 | 0.52262 | 0.28751 | 0.81236
[7 empty] | 0.50185 | 0.87563 | 0.091477 | 0.57861 | 0.26712 | 0.83829
[7 empty] | 0.51157 | 0.8844 | 0.10837 | 0.62441 | 0.24515 | 0.8691
[7 empty] | 0.5312 | 0.88416 | 0.1132 | 0.62932 | 0.2103 | 0.88721
[7 empty] | 0.56931 | 0.8858 | 0.10828 | 0.61375 | 0.18415 | 0.90395
[7 empty] | 0.60542 | 0.88529 | 0.097837 | 0.5794 | 0.15849 | 0.91441
[7 empty] | 0.69763 | 0.88658 | 0.088761 | 0.55607 | 0.14465 | 0.9225
[7 empty] | 0.73655 | 0.88465 | 0.081664 | 0.51826 | 0.12327 | 0.92569
[7 empty] | 0.749 | 0.83834 | 0.050864 | 0.26751 | 0.085355 | 0.90929
[7 empty] | 0.77719 | 0.84343 | 0.054308 | 0.23293 | 0.081812 | 0.91294
[7 empty] | 0.79948 | 0.84435 | 0.065985 | 0.20843 | 0.082289 | 0.90868
[7 empty] | 0.81496 | 0.84925 | 0.080958 | 0.19824 | 0.079498 | 0.89599
[7 empty] | 0.83258 | 0.86074 | 0.098208 | 0.20352 | 0.071057 | 0.88379
[7 empty] | 0.84358 | 0.87439 | 0.12397 | 0.23158 | 0.06018 | 0.861
[7 empty] | 0.8588 | 0.8813 | 0.16591 | 0.27141 | 0.049461 | 0.82321
[7 empty] | 0.86384 | 0.89005 | 0.21216 | 0.30566 | 0.036519 | 0.78329
[7 empty] | 0.87388 | 0.89456 | 0.26628 | 0.32453 | 0.029284 | 0.73604
[7 empty] | 0.87885 | 0.89821 | 0.31568 | 0.33243 | 0.026556 | 0.69087
[7 empty] | 0.88517 | 0.9029 | 0.35658 | 0.31659 | 0.026479 | 0.65818
[7 empty] | 0.89004 | 0.90411 | 0.37132 | 0.27288 | 0.027507 | 0.62921
[7 empty] | 0.88482 | 0.91291 | 0.39241 | 0.252 | 0.028822 | 0.6
[7 empty] | 0.85172 | 0.86541 | 0.40676 | 0.24759 | 0.034088 | 0.58043
[7 empty] | 0.83123 | 0.63645 | 0.42415 | 0.26486 | 0.035465 | 0.55827
[7 empty] | 0.85612 | 0.50884 | 0.43689 | 0.28838 | 0.037511 | 0.52956
[7 empty] | 0.87119 | 0.48093 | 0.48503 | 0.33374 | 0.039456 | 0.4974
[7 empty] | 0.87626 | 0.48101 | 0.53599 | 0.36641 | 0.038757 | 0.45468
[7 empty] | 0.87576 | 0.55609 | 0.58554 | 0.40032 | 0.039759 | 0.42436
[7 empty] | 0.86521 | 0.65373 | 0.62407 | 0.40825 | 0.032798 | 0.41324
[7 empty] | 0.85758 | 0.78774 | 0.6327 | 0.41184 | 0.026159 | 0.40893
[7 empty] | 0.86528 | 0.84086 | 0.63711 | 0.40632 | 0.021713 | 0.40693
[7 empty] | 0.87099 | 0.9048 | 0.62074 | 0.39382 | 0.018914 | 0.41651
[7 empty] | 0.86425 | 0.8653 | 0.59052 | 0.37477 | 0.017602 | 0.44663
[7 empty] | 0.85754 | 0.78652 | 0.56482 | 0.35919 | 0.018435 | 0.48726
[7 empty] | 0.85103 | 0.73186 | 0.57025 | 0.3417 | 0.017926 | 0.56902
[7 empty] | 0.84639 | 0.70589 | 0.58219 | 0.34093 | 0.018969 | 0.65116
[7 empty] | 0.84603 | 0.67156 | 0.58552 | 0.35107 | 0.02317 | 0.7112
[7 empty] | 0.83657 | 0.64354 | 0.57215 | 0.35939 | 0.02681 | 0.74075
[7 empty] | 0.80825 | 0.60432 | 0.56793 | 0.3826 | 0.029277 | 0.76517
[7 empty] | 0.77756 | 0.57486 | 0.5674 | 0.41268 | 0.032467 | 0.76401
[7 empty] | 0.72973 | 0.54405 | 0.55755 | 0.4491 | 0.030703 | 0.7775
[7 empty] | 0.66873 | 0.52892 | 0.54892 | 0.48279 | 0.029172 | 0.80978
[7 empty] | 0.63443 | 0.51966 | 0.53571 | 0.4972 | 0.029342 | 0.8315
[7 empty] | 0.60951 | 0.50445 | 0.4938 | 0.50033 | 0.027325 | 0.8463
[7 empty] | 0.57344 | 0.48992 | 0.45085 | 0.48574 | 0.026447 | 0.85976
[7 empty] | 0.52068 | 0.48012 | 0.40436 | 0.44907 | 0.025299 | 0.87125
[7 empty] | 0.44386 | 0.47273 | 0.36801 | 0.41443 | 0.025688 | 0.87829
[7 empty] | 0.37691 | 0.46054 | 0.35526 | 0.40019 | 0.027585 | 0.88505
[7 empty] | 0.33101 | 0.45304 | 0.35146 | 0.40269 | 0.033478 | 0.88157
[7 empty] | 0.30084 | 0.45414 | 0.37227 | 0.43952 | 0.040249 | 0.87607
[7 empty] | 0.29086 | 0.45596 | 0.38707 | 0.47415 | 0.052913 | 0.85938
[7 empty] | 0.30046 | 0.4671 | 0.40092 | 0.50075 | 0.065603 | 0.84505
[7 empty] | 0.34319 | 0.48086 | 0.39983 | 0.51147 | 0.07243 | 0.82918
[7 empty] | 0.42649 | 0.49283 | 0.40585 | 0.50092 | 0.073712 | 0.80845
[7 empty] | 0.52729 | 0.51909 | 0.39239 | 0.47923 | 0.064213 | 0.78264
[7 empty] | 0.61437 | 0.53691 | 0.36333 | 0.47254 | 0.055058 | 0.73613
[7 empty] | 0.69171 | 0.55626 | 0.34879 | 0.47493 | 0.042847 | 0.68895
[7 empty] | 0.74826 | 0.55054 | 0.33841 | 0.47017 | 0.027203 | 0.63595
[7 empty] | 0.77502 | 0.54317 | 0.33124 | 0.48808 | 0.022599 | 0.60977
[7 empty] | 0.78997 | 0.53851 | 0.3304 | 0.49747 | 0.019448 | 0.58643
[7 empty] | 0.79392 | 0.53415 | 0.33128 | 0.50318 | 0.022611 | 0.56947
[7 empty] | 0.79123 | 0.54329 | 0.33978 | 0.50786 | 0.028929 | 0.55974
[7 empty] | 0.77919 | 0.56498 | 0.36264 | 0.51813 | 0.036315 | 0.54606
[7 empty] | 0.76529 | 0.58969 | 0.39943 | 0.53204 | 0.046106 | 0.53683
[7 empty] | 0.77251 | 0.6096 | 0.43575 | 0.55831 | 0.065361 | 0.54188
[7 empty] | 0.82043 | 0.62719 | 0.48429 | 0.58159 | 0.080798 | 0.55412
[7 empty] | 0.87779 | 0.64238 | 0.50502 | 0.59426 | 0.08417 | 0.57081
[7 empty] | 0.89574 | 0.64814 | 0.52044 | 0.60521 | 0.068671 | 0.59865
[7 empty] | 0.90147 | 0.66267 | 0.53141 | 0.60748 | 0.046506 | 0.63277
[7 empty] | 0.90092 | 0.67246 | 0.54219 | 0.6063 | 0.033776 | 0.65846
[7 empty] | 0.90227 | 0.67756 | 0.57722 | 0.59881 | 0.027281 | 0.67028
[7 empty] | 0.90069 | 0.69176 | 0.60446 | 0.60837 | 0.028345 | 0.67039
[7 empty] | 0.90438 | 0.70447 | 0.6441 | 0.61602 | 0.035315 | 0.66967
[7 empty] | 0.90439 | 0.7072 | 0.67241 | 0.6451 | 0.047923 | 0.67203
[7 empty] | 0.90411 | 0.71263 | 0.69689 | 0.67656 | 0.067314 | 0.66344
[7 empty] | 0.90445 | 0.72049 | 0.70986 | 0.69437 | 0.08157 | 0.65961
[7 empty] | 0.90519 | 0.71958 | 0.70756 | 0.6928 | 0.082496 | 0.66063
[7 empty] | 0.9049 | 0.71476 | 0.6967 | 0.67392 | 0.072291 | 0.653
[7 empty] | 0.90549 | 0.71137 | 0.68973 | 0.64467 | 0.065644 | 0.63379
[7 empty] | 0.90492 | 0.69641 | 0.65879 | 0.61306 | 0.065529 | 0.63366
[7 empty] | 0.90456 | 0.69244 | 0.63063 | 0.58643 | 0.067254 | 0.62554
[7 empty] | 0.90131 | 0.69737 | 0.61426 | 0.5381 | 0.078513 | 0.61347
[7 empty] | 0.89904 | 0.68906 | 0.60609 | 0.52648 | 0.1022 | 0.61284
[7 empty] | 0.89635 | 0.6883 | 0.61529 | 0.51034 | 0.12736 | 0.61152
[7 empty] | 0.89333 | 0.69686 | 0.6294 | 0.50297 | 0.16316 | 0.60484
[7 empty] | 0.89332 | 0.70482 | 0.64204 | 0.48971 | 0.20769 | 0.60299
[7 empty] | 0.88901 | 0.71643 | 0.65708 | 0.48119 | 0.25593 | 0.60113
[7 empty] | 0.88697 | 0.72326 | 0.66654 | 0.47889 | 0.30315 | 0.62078
[7 empty] | 0.88163 | 0.73018 | 0.66556 | 0.47221 | 0.35271 | 0.64825
[7 empty] | 0.87074 | 0.73849 | 0.65819 | 0.46318 | 0.40113 | 0.67877
[7 empty] | 0.8525 | 0.74501 | 0.64749 | 0.43365 | 0.44821 | 0.70851
[7 empty] | 0.82883 | 0.74574 | 0.61926 | 0.37971 | 0.48797 | 0.71712
[7 empty] | 0.80056 | 0.74061 | 0.58617 | 0.32725 | 0.53281 | 0.7146
[7 empty] | 0.76911 | 0.73862 | 0.54851 | 0.29574 | 0.57446 | 0.70911
[7 empty] | 0.73416 | 0.73598 | 0.50595 | 0.28334 | 0.61071 | 0.70343
[7 empty] | 0.69963 | 0.73146 | 0.48593 | 0.2773 | 0.65978 | 0.69615
[7 empty] | 0.67244 | 0.72097 | 0.4736 | 0.29109 | 0.70243 | 0.70519
[7 empty] | 0.6483 | 0.7186 | 0.50233 | 0.31726 | 0.73727 | 0.73218
[7 empty] | 0.62404 | 0.72171 | 0.54144 | 0.34492 | 0.74554 | 0.76049
[7 empty] | 0.60552 | 0.71919 | 0.55643 | 0.36999 | 0.74748 | 0.78098
[7 empty] | 0.59117 | 0.72121 | 0.55399 | 0.3925 | 0.74115 | 0.7986
[7 empty] | 0.57862 | 0.72303 | 0.52387 | 0.37664 | 0.71814 | 0.80638
[7 empty] | 0.57488 | 0.72662 | 0.47363 | 0.36557 | 0.69861 | 0.80993
[7 empty] | 0.56825 | 0.72472 | 0.43889 | 0.36042 | 0.6672 | 0.80489
[7 empty] | 0.5785 | 0.72024 | 0.39318 | 0.35902 | 0.61717 | 0.81116
[7 empty] | 0.57879 | 0.71648 | 0.35058 | 0.35567 | 0.56477 | 0.81267
[7 empty] | 0.57917 | 0.70023 | 0.31288 | 0.35253 | 0.51975 | 0.81757
[7 empty] | 0.55825 | 0.68011 | 0.28839 | 0.34789 | 0.47842 | 0.82573
[7 empty] | 0.5375 | 0.66956 | 0.27374 | 0.34629 | 0.44696 | 0.84241
[7 empty] | 0.48921 | 0.66294 | 0.27083 | 0.35391 | 0.40297 | 0.86232
[7 empty] | 0.43099 | 0.66432 | 0.27976 | 0.35918 | 0.37482 | 0.87618
[7 empty] | 0.37474 | 0.66895 | 0.29465 | 0.37144 | 0.3552 | 0.8909
[7 empty] | 0.31194 | 0.68487 | 0.29329 | 0.37974 | 0.33211 | 0.89966
[7 empty] | 0.24505 | 0.69191 | 0.28395 | 0.38928 | 0.30865 | 0.90274
[7 empty] | 0.19281 | 0.69575 | 0.26642 | 0.38865 | 0.27823 | 0.90493
[7 empty] | 0.1435 | 0.6926 | 0.22731 | 0.36288 | 0.25199 | 0.90782
[7 empty] | 0.11176 | 0.68086 | 0.17688 | 0.32696 | 0.22766 | 0.91084
[7 empty] | 0.09465 | 0.66673 | 0.13091 | 0.29217 | 0.21381 | 0.91211
[7 empty] | 0.10041 | 0.6431 | 0.10513 | 0.27252 | 0.21323 | 0.91198
[7 empty] | 0.10925 | 0.62411 | 0.0882 | 0.25888 | 0.21157 | 0.9081
[7 empty] | 0.13087 | 0.57759 | 0.08057 | 0.25836 | 0.22331 | 0.90102
[7 empty] | 0.15832 | 0.527 | 0.080119 | 0.26861 | 0.24099 | 0.88549
[7 empty] | 0.18496 | 0.46834 | 0.086994 | 0.28544 | 0.26176 | 0.81788
[7 empty] | 0.20783 | 0.41225 | 0.088091 | 0.30771 | 0.26386 | 0.70678
[7 empty] | 0.20977 | 0.36095 | 0.087843 | 0.32984 | 0.2489 | 0.58344
[7 empty] | 0.19134 | 0.31962 | 0.087258 | 0.33979 | 0.23187 | 0.49693
[7 empty] | 0.16352 | 0.27307 | 0.080734 | 0.34856 | 0.19936 | 0.43929
[7 empty] | 0.13888 | 0.24401 | 0.078849 | 0.34896 | 0.16754 | 0.40537
[7 empty] | 0.1169 | 0.22825 | 0.076288 | 0.33895 | 0.14008 | 0.35852
[7 empty] | 0.10384 | 0.23497 | 0.074654 | 0.3458 | 0.1227 | 0.31371
[7 empty] | 0.10213 | 0.2563 | 0.079394 | 0.3711 | 0.10822 | 0.27934
[7 empty] | 0.10452 | 0.27129 | 0.091519 | 0.41959 | 0.092805 | 0.27284
[7 empty] | 0.10865 | 0.27187 | 0.10092 | 0.46492 | 0.081379 | 0.29925
[7 empty] | 0.11484 | 0.27569 | 0.10451 | 0.52279 | 0.073244 | 0.31144
[7 empty] | 0.10905 | 0.28102 | 0.11655 | 0.57801 | 0.068995 | 0.32292
[7 empty] | 0.094453 | 0.28969 | 0.14533 | 0.62518 | 0.067133 | 0.32453
[7 empty] | 0.082418 | 0.29525 | 0.18926 | 0.66259 | 0.065469 | 0.33944
[7 empty] | 0.07046 | 0.30063 | 0.23826 | 0.68821 | 0.061719 | 0.3415
[7 empty] | 0.0571 | 0.29851 | 0.27388 | 0.68776 | 0.056731 | 0.33791
[7 empty] | 0.047381 | 0.2862 | 0.27536 | 0.68211 | 0.052874 | 0.31836
[7 empty] | 0.035262 | 0.25918 | 0.25976 | 0.67607 | 0.049681 | 0.28173
[7 empty] | 0.025566 | 0.24126 | 0.24063 | 0.67719 | 0.045455 | 0.2513
[7 empty] | 0.02171 | 0.22617 | 0.22198 | 0.68384 | 0.045687 | 0.22691
[7 empty] | 0.021142 | 0.2143 | 0.20904 | 0.68842 | 0.052522 | 0.20678
[7 empty] | 0.021536 | 0.21516 | 0.20439 | 0.69554 | 0.064677 | 0.20079
[7 empty] | 0.021924 | 0.24439 | 0.20797 | 0.69716 | 0.089962 | 0.19834
[7 empty] | 0.019626 | 0.30556 | 0.22482 | 0.70308 | 0.13488 | 0.20284
[7 empty] | 0.015981 | 0.38448 | 0.24884 | 0.70196 | 0.18321 | 0.20405
[7 empty] | 0.012195 | 0.47862 | 0.28392 | 0.6633 | 0.23292 | 0.22027
[7 empty] | 0.010596 | 0.56065 | 0.32441 | 0.60356 | 0.2624 | 0.22458
[7 empty] | 0.010801 | 0.61286 | 0.34498 | 0.52785 | 0.2835 | 0.23426
[7 empty] | 0.011411 | 0.64062 | 0.34356 | 0.46418 | 0.29048 | 0.24293
[7 empty] | 0.014415 | 0.64741 | 0.33122 | 0.39721 | 0.29684 | 0.25441
[7 empty] | 0.02082 | 0.64636 | 0.32418 | 0.34123 | 0.30837 | 0.25572
[7 empty] | 0.038813 | 0.63806 | 0.31786 | 0.3044 | 0.33418 | 0.25422
[7 empty] | 0.067728 | 0.63239 | 0.34237 | 0.28279 | 0.36777 | 0.26014
[7 empty] | 0.10053 | 0.64665 | 0.35686 | 0.27706 | 0.41396 | 0.24854
[7 empty] | 0.12288 | 0.65407 | 0.35602 | 0.27366 | 0.46354 | 0.23572
[7 empty] | 0.1298 | 0.66977 | 0.3731 | 0.27632 | 0.50207 | 0.21793
[7 empty] | 0.12722 | 0.69559 | 0.40181 | 0.28086 | 0.53846 | 0.21576
[7 empty] | 0.13453 | 0.72541 | 0.42005 | 0.28266 | 0.56677 | 0.21964
[7 empty] | 0.13272 | 0.75695 | 0.42914 | 0.27944 | 0.58151 | 0.21729
[7 empty] | 0.134 | 0.77714 | 0.44464 | 0.26811 | 0.58944 | 0.22459
[7 empty] | 0.13366 | 0.79056 | 0.44145 | 0.24561 | 0.57766 | 0.22631
[7 empty] | 0.14009 | 0.80262 | 0.43844 | 0.22883 | 0.56271 | 0.23309
[7 empty] | 0.1462 | 0.81771 | 0.44198 | 0.22156 | 0.55322 | 0.2415
[7 empty] | 0.16428 | 0.82738 | 0.45736 | 0.21785 | 0.53433 | 0.26532
[7 empty] | 0.19331 | 0.83981 | 0.47928 | 0.23086 | 0.53352 | 0.28704
[7 empty] | 0.21849 | 0.84279 | 0.5077 | 0.26243 | 0.51553 | 0.31522
[7 empty] | 0.22296 | 0.85003 | 0.54771 | 0.31945 | 0.4963 | 0.33518
[7 empty] | 0.20469 | 0.84868 | 0.56661 | 0.37694 | 0.46766 | 0.33913
[7 empty] | 0.19282 | 0.83912 | 0.59026 | 0.42649 | 0.4199 | 0.33547
[7 empty] | 0.16583 | 0.82648 | 0.60528 | 0.44911 | 0.36309 | 0.33473
[7 empty] | 0.13693 | 0.81205 | 0.62276 | 0.45243 | 0.31662 | 0.32116
[7 empty] | 0.10313 | 0.80564 | 0.63166 | 0.43866 | 0.24594 | 0.31221
[7 empty] | 0.087196 | 0.76744 | 0.6331 | 0.44182 | 0.18844 | 0.3106
[7 empty] | 0.074038 | 0.73433 | 0.63031 | 0.4546 | 0.13744 | 0.3139
[7 empty] | 0.07019 | 0.71429 | 0.63563 | 0.47184 | 0.10647 | 0.30953
[7 empty] | 0.070448 | 0.70594 | 0.6399 | 0.50826 | 0.09415 | 0.30246
[7 empty] | 0.064157 | 0.71778 | 0.63815 | 0.55915 | 0.092236 | 0.2907
[7 empty] | 0.058559 | 0.72659 | 0.63606 | 0.60742 | 0.097439 | 0.28349
[7 empty] | 0.048793 | 0.72867 | 0.63727 | 0.64238 | 0.1112 | 0.26804
[7 empty] | 0.040604 | 0.73199 | 0.6369 | 0.67476 | 0.13831 | 0.25904
[7 empty] | 0.036791 | 0.73347 | 0.64033 | 0.71465 | 0.17982 | 0.25256
[7 empty] | 0.032048 | 0.74629 | 0.66046 | 0.74218 | 0.23709 | 0.24037
[7 empty] | 0.028941 | 0.75871 | 0.6781 | 0.76085 | 0.31511 | 0.2357
[7 empty] | 0.029501 | 0.76535 | 0.67908 | 0.77299 | 0.3742 | 0.22555
[7 empty] | 0.028885 | 0.76585 | 0.66826 | 0.77755 | 0.42845 | 0.20941
[7 empty] | 0.031348 | 0.76036 | 0.62165 | 0.79864 | 0.47901 | 0.19311
[7 empty] | 0.036704 | 0.77121 | 0.55719 | 0.81573 | 0.51698 | 0.19396
[7 empty] | 0.052311 | 0.79237 | 0.47879 | 0.83369 | 0.55865 | 0.21289
[7 empty] | 0.075259 | 0.83305 | 0.40204 | 0.85764 | 0.59315 | 0.23973
[7 empty] | 0.12495 | 0.86615 | 0.31071 | 0.87145 | 0.63056 | 0.28541
[7 empty] | 0.20591 | 0.88129 | 0.21885 | 0.87958 | 0.64901 | 0.32828
[7 empty] | 0.34952 | 0.89135 | 0.15244 | 0.8838 | 0.65948 | 0.36596
[7 empty] | 0.456 | 0.89635 | 0.10517 | 0.88695 | 0.66305 | 0.38289
[7 empty] | 0.54713 | 0.89239 | 0.095103 | 0.8894 | 0.66931 | 0.37591
[7 empty] | 0.6103 | 0.88903 | 0.10906 | 0.88583 | 0.66103 | 0.34985
[7 empty] | 0.63965 | 0.88734 | 0.13657 | 0.87975 | 0.63276 | 0.29856
[7 empty] | 0.66368 | 0.88071 | 0.16316 | 0.86991 | 0.58334 | 0.26034
[7 empty] | 0.68304 | 0.87605 | 0.19618 | 0.84952 | 0.51783 | 0.22243
[7 empty] | 0.69581 | 0.8791 | 0.22963 | 0.81113 | 0.44301 | 0.18314
[7 empty] | 0.70975 | 0.86535 | 0.2601 | 0.74484 | 0.39151 | 0.15896
[7 empty] | 0.71971 | 0.84808 | 0.32185 | 0.68563 | 0.36691 | 0.13811
[7 empty] | 0.72794 | 0.83158 | 0.3656 | 0.63485 | 0.34173 | 0.12209
[7 empty] | 0.73515 | 0.81747 | 0.42215 | 0.60112 | 0.34471 | 0.11913
[7 empty] | 0.74472 | 0.81695 | 0.46273 | 0.59744 | 0.33909 | 0.11698
[7 empty] | 0.75148 | 0.82139 | 0.49488 | 0.61229 | 0.31529 | 0.11374
[7 empty] | 0.76393 | 0.82596 | 0.5166 | 0.62969 | 0.29515 | 0.10994
[7 empty] | 0.77227 | 0.83301 | 0.53743 | 0.63198 | 0.25861 | 0.10332
[7 empty] | 0.78021 | 0.83217 | 0.54408 | 0.61909 | 0.22706 | 0.086714
[7 empty] | 0.78984 | 0.81832 | 0.54211 | 0.57955 | 0.20754 | 0.068496
[7 empty] | 0.79926 | 0.79723 | 0.5469 | 0.54343 | 0.20043 | 0.049437
[7 empty] | 0.80663 | 0.78238 | 0.54595 | 0.47744 | 0.20251 | 0.035233
[7 empty] | 0.81361 | 0.77985 | 0.57167 | 0.37807 | 0.22046 | 0.027394
[7 empty] | 0.82546 | 0.7913 | 0.60988 | 0.30828 | 0.23617 | 0.025339
[7 empty] | 0.83968 | 0.80643 | 0.65763 | 0.28327 | 0.25776 | 0.02642
[7 empty] | 0.84578 | 0.81937 | 0.70812 | 0.32926 | 0.27084 | 0.031039
[7 empty] | 0.84445 | 0.83627 | 0.74701 | 0.42814 | 0.27174 | 0.035391
[7 empty] | 0.82807 | 0.83342 | 0.77536 | 0.52877 | 0.27347 | 0.033986
[7 empty] | 0.80931 | 0.83306 | 0.78194 | 0.59824 | 0.27239 | 0.032916
[7 empty] | 0.78028 | 0.83188 | 0.77642 | 0.62231 | 0.25872 | 0.026307
[7 empty] | 0.74449 | 0.82418 | 0.76575 | 0.62741 | 0.24436 | 0.022238
[7 empty] | 0.71651 | 0.79957 | 0.7442 | 0.61303 | 0.2268 | 0.01887
[7 empty] | 0.70071 | 0.78266 | 0.72018 | 0.60045 | 0.20446 | 0.0186
[7 empty] | 0.67591 | 0.76467 | 0.70114 | 0.58327 | 0.18004 | 0.016678
[7 empty] | 0.67405 | 0.74617 | 0.68794 | 0.58872 | 0.15403 | 0.018688
[7 empty] | 0.69929 | 0.73388 | 0.68209 | 0.60158 | 0.14487 | 0.020441
[7 empty] | 0.73141 | 0.7414 | 0.67484 | 0.60889 | 0.14048 | 0.026417
[7 empty] | 0.75513 | 0.76235 | 0.67582 | 0.61025 | 0.13617 | 0.030946
[7 empty] | 0.78778 | 0.7906 | 0.67337 | 0.60949 | 0.1323 | 0.038509
[7 empty] | 0.81121 | 0.81455 | 0.67586 | 0.63086 | 0.13557 | 0.043128
[7 empty] | 0.83266 | 0.82574 | 0.66815 | 0.66729 | 0.13696 | 0.052128
[7 empty] | 0.84287 | 0.83525 | 0.65223 | 0.70566 | 0.14478 | 0.058901
[7 empty] | 0.85326 | 0.84133 | 0.63576 | 0.73295 | 0.15303 | 0.068594
[7 empty] | 0.85442 | 0.85618 | 0.59742 | 0.73683 | 0.1578 | 0.079332
[7 empty] | 0.85365 | 0.87834 | 0.55456 | 0.72806 | 0.17005 | 0.087333
[7 empty] | 0.85922 | 0.89781 | 0.5072 | 0.73108 | 0.19082 | 0.096642
[7 empty] | 0.86913 | 0.91548 | 0.44567 | 0.72359 | 0.22444 | 0.097873
[7 empty] | 0.88017 | 0.92761 | 0.41487 | 0.72722 | 0.27984 | 0.10096
[7 empty] | 0.88726 | 0.93126 | 0.41002 | 0.72363 | 0.34607 | 0.10347
[7 empty] | 0.89778 | 0.93596 | 0.44857 | 0.73202 | 0.41729 | 0.11694
[7 empty] | 0.90452 | 0.93732 | 0.51221 | 0.73509 | 0.49279 | 0.1293
[7 empty] | 0.90806 | 0.93696 | 0.56953 | 0.72431 | 0.55775 | 0.13596
[7 empty] | 0.90799 | 0.93707 | 0.62669 | 0.68981 | 0.59258 | 0.14439
[7 empty] | 0.90226 | 0.94162 | 0.66178 | 0.63148 | 0.60937 | 0.15155
[7 empty] | 0.89512 | 0.94346 | 0.68372 | 0.54982 | 0.61265 | 0.16057
[7 empty] | 0.88574 | 0.94289 | 0.69327 | 0.46643 | 0.59513 | 0.178
[7 empty] | 0.87533 | 0.94016 | 0.69883 | 0.3986 | 0.57935 | 0.19147
[7 empty] | 0.85718 | 0.93703 | 0.70404 | 0.3215 | 0.55023 | 0.19528
[7 empty] | 0.84247 | 0.9257 | 0.70345 | 0.27035 | 0.54012 | 0.21197
[7 empty] | 0.8266 | 0.89415 | 0.70234 | 0.22819 | 0.53931 | 0.22613
[7 empty] | 0.81818 | 0.83385 | 0.70236 | 0.19705 | 0.54652 | 0.2368
[7 empty] | 0.80129 | 0.75068 | 0.70077 | 0.16848 | 0.55161 | 0.24447
[7 empty] | 0.79983 | 0.66591 | 0.69543 | 0.15109 | 0.56471 | 0.25074
[7 empty] | 0.81071 | 0.60256 | 0.68931 | 0.13365 | 0.58529 | 0.25661
[7 empty] | 0.83399 | 0.54997 | 0.68027 | 0.11671 | 0.58971 | 0.26813
[7 empty] | 0.85223 | 0.50224 | 0.66755 | 0.10435 | 0.58309 | 0.27508
[7 empty] | 0.86415 | 0.44909 | 0.65471 | 0.082311 | 0.56878 | 0.27514
[7 empty] | 0.87804 | 0.40147 | 0.6453 | 0.057035 | 0.54733 | 0.24416
[7 empty] | 0.89499 | 0.34459 | 0.63051 | 0.036052 | 0.5327 | 0.2173
[7 empty] | 0.90279 | 0.30741 | 0.62767 | 0.023817 | 0.51978 | 0.19133
[7 empty] | 0.90684 | 0.28636 | 0.61745 | 0.018792 | 0.49663 | 0.17817
[7 empty] | 0.91012 | 0.27647 | 0.62044 | 0.016375 | 0.47095 | 0.16487
[7 empty] | 0.91188 | 0.27781 | 0.62193 | 0.01385 | 0.45697 | 0.16413
[7 empty] | 0.91174 | 0.29239 | 0.63304 | 0.018892 | 0.45685 | 0.15176
[7 empty] | 0.91211 | 0.29802 | 0.63846 | 0.024195 | 0.45728 | 0.15191
[7 empty] | 0.91426 | 0.29898 | 0.65199 | 0.038707 | 0.4641 | 0.15109
[7 empty] | 0.9137 | 0.30316 | 0.66769 | 0.059223 | 0.46857 | 0.15263
[7 empty] | 0.91314 | 0.29285 | 0.68329 | 0.078929 | 0.46578 | 0.15674
[7 empty] | 0.90881 | 0.28524 | 0.68952 | 0.10023 | 0.45011 | 0.16981
[7 empty] | 0.89585 | 0.278 | 0.68725 | 0.12218 | 0.42982 | 0.1778
[7 empty] | 0.86483 | 0.2652 | 0.68726 | 0.1375 | 0.41006 | 0.1821
[7 empty] | 0.83467 | 0.2507 | 0.67423 | 0.14563 | 0.38402 | 0.1788
[7 empty] | 0.81567 | 0.23884 | 0.65892 | 0.14345 | 0.38164 | 0.17492
[7 empty] | 0.80954 | 0.23141 | 0.63689 | 0.13938 | 0.38254 | 0.16711
[7 empty] | 0.79052 | 0.20696 | 0.61537 | 0.12632 | 0.38714 | 0.16052
[7 empty] | 0.75061 | 0.18279 | 0.59916 | 0.11924 | 0.39311 | 0.14743
[7 empty] | 0.70876 | 0.16443 | 0.59834 | 0.10773 | 0.40026 | 0.14263
[7 empty] | 0.66577 | 0.15139 | 0.61172 | 0.10346 | 0.40333 | 0.14672
[7 empty] | 0.63654 | 0.14011 | 0.62678 | 0.09825 | 0.39821 | 0.15584
[7 empty] | 0.6086 | 0.1261 | 0.64316 | 0.1082 | 0.37722 | 0.16663
[7 empty] | 0.58465 | 0.11058 | 0.65485 | 0.11327 | 0.34772 | 0.18566
[7 empty] | 0.53194 | 0.093639 | 0.66412 | 0.10487 | 0.31584 | 0.20045
[7 empty] | 0.46656 | 0.076649 | 0.65976 | 0.087741 | 0.27218 | 0.20632
[7 empty] | 0.42158 | 0.059888 | 0.65572 | 0.069814 | 0.24979 | 0.21622
[7 empty] | 0.39363 | 0.049973 | 0.64017 | 0.056264 | 0.23865 | 0.22268
[7 empty] | 0.37374 | 0.040552 | 0.61904 | 0.053317 | 0.22245 | 0.2275
[7 empty] | 0.38938 | 0.037002 | 0.6189 | 0.061582 | 0.2254 | 0.23459
[7 empty] | 0.43499 | 0.037253 | 0.64223 | 0.088942 | 0.23506 | 0.24526
[7 empty] | 0.49152 | 0.042231 | 0.67972 | 0.11342 | 0.24532 | 0.25957
[7 empty] | 0.52872 | 0.046467 | 0.70142 | 0.13541 | 0.24416 | 0.28059
[7 empty] | 0.52234 | 0.05496 | 0.7129 | 0.13608 | 0.23025 | 0.32385
[7 empty] | 0.49876 | 0.057784 | 0.71109 | 0.12315 | 0.20721 | 0.37896
[7 empty] | 0.44945 | 0.05214 | 0.70865 | 0.10047 | 0.17999 | 0.45519
[7 empty] | 0.40572 | 0.050317 | 0.69875 | 0.084017 | 0.15402 | 0.49391
[7 empty] | 0.3541 | 0.04229 | 0.68309 | 0.074623 | 0.12358 | 0.52558
[7 empty] | 0.30728 | 0.036036 | 0.65414 | 0.063279 | 0.10942 | 0.53674
[7 empty] | 0.2666 | 0.035501 | 0.61231 | 0.063154 | 0.10588 | 0.54376
[7 empty] | 0.23351 | 0.03753 | 0.56683 | 0.068213 | 0.10278 | 0.54911
[7 empty] | 0.22314 | 0.040689 | 0.53868 | 0.075956 | 0.106 | 0.55502
[7 empty] | 0.22595 | 0.044206 | 0.50653 | 0.086955 | 0.11384 | 0.54973
[7 empty] | 0.2509 | 0.049334 | 0.48595 | 0.084379 | 0.12277 | 0.55166
[7 empty] | 0.27366 | 0.061438 | 0.46736 | 0.08078 | 0.13054 | 0.55949
[7 empty] | 0.30323 | 0.081779 | 0.44108 | 0.072388 | 0.14718 | 0.56722
[7 empty] | 0.32431 | 0.11169 | 0.40738 | 0.064918 | 0.14367 | 0.56453
[7 empty] | 0.34357 | 0.15281 | 0.37546 | 0.055862 | 0.14201 | 0.5673
[7 empty] | 0.39307 | 0.18359 | 0.3062 | 0.050538 | 0.13274 | 0.56745
[7 empty] | 0.44082 | 0.2051 | 0.26876 | 0.046261 | 0.12361 | 0.5676
[7 empty] | 0.4732 | 0.22576 | 0.2433 | 0.054937 | 0.11441 | 0.55402
[7 empty] | 0.47205 | 0.23022 | 0.23684 | 0.069494 | 0.11191 | 0.52661
[7 empty] | 0.45994 | 0.25316 | 0.23722 | 0.089068 | 0.1134 | 0.48855
[7 empty] | 0.43959 | 0.27906 | 0.24663 | 0.11387 | 0.11949 | 0.45597
[7 empty] | 0.44333 | 0.31101 | 0.26795 | 0.13401 | 0.13384 | 0.44976
[7 empty] | 0.46443 | 0.34386 | 0.3034 | 0.14627 | 0.15511 | 0.45318
[7 empty] | 0.48153 | 0.36188 | 0.38731 | 0.15368 | 0.17297 | 0.45619
[7 empty] | 0.49672 | 0.36633 | 0.47793 | 0.1592 | 0.17812 | 0.42972
[7 empty] | 0.52035 | 0.35969 | 0.55972 | 0.16869 | 0.18699 | 0.40487
[7 empty] | 0.53302 | 0.35286 | 0.61841 | 0.16686 | 0.18152 | 0.35663
[7 empty] | 0.55044 | 0.34723 | 0.648 | 0.16732 | 0.17389 | 0.31356
[7 empty] | 0.56627 | 0.34367 | 0.66543 | 0.16891 | 0.16297 | 0.24794
[7 empty] | 0.56662 | 0.3427 | 0.68574 | 0.18133 | 0.15594 | 0.18773
[7 empty] | 0.5721 | 0.34379 | 0.69483 | 0.19857 | 0.15613 | 0.14705
[7 empty] | 0.56065 | 0.35048 | 0.70853 | 0.21935 | 0.1619 | 0.12295
[7 empty] | 0.55011 | 0.34318 | 0.7206 | 0.25943 | 0.17115 | 0.097273
[7 empty] | 0.53906 | 0.3442 | 0.73405 | 0.31782 | 0.18446 | 0.077978
[7 empty] | 0.51179 | 0.34881 | 0.75024 | 0.38833 | 0.20553 | 0.065819
[7 empty] | 0.49074 | 0.35385 | 0.76729 | 0.44577 | 0.23727 | 0.058581
[7 empty] | 0.46607 | 0.35652 | 0.78718 | 0.49214 | 0.25917 | 0.057273
[7 empty] | 0.43978 | 0.34387 | 0.80341 | 0.54793 | 0.28779 | 0.059725
[7 empty] | 0.41658 | 0.31372 | 0.82002 | 0.61048 | 0.31588 | 0.066498
[7 empty] | 0.4198 | 0.28027 | 0.80656 | 0.66384 | 0.32247 | 0.067111
[7 empty] | 0.44182 | 0.24469 | 0.77908 | 0.70077 | 0.32425 | 0.063591
[7 empty] | 0.4576 | 0.21025 | 0.75745 | 0.70027 | 0.33167 | 0.055958
[7 empty] | 0.45365 | 0.17809 | 0.7478 | 0.6714 | 0.3487 | 0.051167
[7 empty] | 0.43685 | 0.15336 | 0.73573 | 0.6754 | 0.38539 | 0.043012
[7 empty] | 0.43057 | 0.14269 | 0.71867 | 0.72738 | 0.43364 | 0.045981
[7 empty] | 0.46129 | 0.14678 | 0.70698 | 0.74176 | 0.51525 | 0.069293
[7 empty] | 0.51718 | 0.15075 | 0.71282 | 0.73097 | 0.57985 | 0.098796
[7 empty] | 0.58535 | 0.16414 | 0.73138 | 0.69318 | 0.62974 | 0.13332
[7 empty] | 0.64739 | 0.17358 | 0.72321 | 0.63099 | 0.66313 | 0.17043
[7 empty] | 0.68053 | 0.16601 | 0.70547 | 0.55468 | 0.66759 | 0.19504
[7 empty] | 0.6942 | 0.15403 | 0.69314 | 0.4736 | 0.66607 | 0.20814
[7 empty] | 0.68609 | 0.14709 | 0.6793 | 0.37671 | 0.66761 | 0.20903
[7 empty] | 0.66932 | 0.14203 | 0.70608 | 0.28969 | 0.65102 | 0.19804
[7 empty] | 0.63063 | 0.12854 | 0.73979 | 0.24436 | 0.62667 | 0.18203
[7 empty] | 0.56524 | 0.1304 | 0.71969 | 0.23037 | 0.61931 | 0.17824
[7 empty] | 0.49767 | 0.13357 | 0.63283 | 0.2569 | 0.61466 | 0.19656
[7 empty] | 0.4451 | 0.13361 | 0.51834 | 0.38184 | 0.62084 | 0.22602
[7 empty] | 0.40472 | 0.13721 | 0.43193 | 0.53764 | 0.62684 | 0.26413
[7 empty] | 0.40464 | 0.15712 | 0.37992 | 0.65539 | 0.62435 | 0.30081
[7 empty] | 0.43049 | 0.17751 | 0.32542 | 0.69154 | 0.62674 | 0.33678
[7 empty] | 0.44929 | 0.19233 | 0.30172 | 0.69556 | 0.63048 | 0.36464
[7 empty] | 0.47541 | 0.1991 | 0.31051 | 0.70626 | 0.61944 | 0.38909
[7 empty] | 0.4782 | 0.2058 | 0.36657 | 0.73526 | 0.61779 | 0.39335
[7 empty] | 0.44763 | 0.19814 | 0.48106 | 0.74873 | 0.5995 | 0.38132
[7 empty] | 0.40096 | 0.19504 | 0.60619 | 0.78759 | 0.58188 | 0.36348
[7 empty] | 0.34611 | 0.19735 | 0.70894 | 0.81025 | 0.5666 | 0.31086
[7 empty] | 0.30588 | 0.20903 | 0.76736 | 0.81435 | 0.55368 | 0.29055
[7 empty] | 0.27709 | 0.24069 | 0.80738 | 0.81727 | 0.55532 | 0.28839
[7 empty] | 0.2524 | 0.28007 | 0.822 | 0.82447 | 0.5637 | 0.30562
[7 empty] | 0.22229 | 0.32201 | 0.83644 | 0.84567 | 0.59006 | 0.34525
[7 empty] | 0.19766 | 0.35512 | 0.85155 | 0.86583 | 0.61663 | 0.4274
[7 empty] | 0.18065 | 0.37656 | 0.86997 | 0.88507 | 0.64253 | 0.50952
[7 empty] | 0.18621 | 0.37582 | 0.88242 | 0.89805 | 0.63946 | 0.59753
[7 empty] | 0.20142 | 0.34394 | 0.88874 | 0.9052 | 0.63395 | 0.65374
[7 empty] | 0.21816 | 0.3101 | 0.88594 | 0.90623 | 0.61869 | 0.70448
[7 empty] | 0.22117 | 0.29325 | 0.88643 | 0.90659 | 0.58995 | 0.73438
[7 empty] | 0.19884 | 0.29376 | 0.88965 | 0.90627 | 0.5506 | 0.75448
[7 empty] | 0.18429 | 0.29304 | 0.89334 | 0.9035 | 0.49772 | 0.77414
[7 empty] | 0.16449 | 0.3187 | 0.89565 | 0.90211 | 0.47467 | 0.7817
[7 empty] | 0.15234 | 0.34241 | 0.90014 | 0.90125 | 0.46166 | 0.78537
[7 empty] | 0.15223 | 0.36583 | 0.89934 | 0.89206 | 0.45772 | 0.80026
[7 empty] | 0.16215 | 0.37651 | 0.90086 | 0.87991 | 0.45084 | 0.80897
[7 empty] | 0.18319 | 0.39215 | 0.89881 | 0.84905 | 0.45055 | 0.80935
[7 empty] | 0.22849 | 0.39465 | 0.89813 | 0.7804 | 0.45586 | 0.80605
[7 empty] | 0.2795 | 0.38465 | 0.89404 | 0.70142 | 0.45107 | 0.80229
[7 empty] | 0.31128 | 0.36728 | 0.8916 | 0.61951 | 0.43535 | 0.7882
[7 empty] | 0.33635 | 0.36095 | 0.89287 | 0.52318 | 0.42626 | 0.75312
[7 empty] | 0.32799 | 0.36292 | 0.89364 | 0.43389 | 0.40184 | 0.72999
[7 empty] | 0.31269 | 0.38829 | 0.89378 | 0.37422 | 0.3871 | 0.71258
[7 empty] | 0.29603 | 0.41845 | 0.89533 | 0.32754 | 0.39272 | 0.69984
[7 empty] | 0.29658 | 0.45226 | 0.89927 | 0.28556 | 0.41835 | 0.6844
[7 empty] | 0.28883 | 0.47082 | 0.89935 | 0.24746 | 0.47629 | 0.6792
[7 empty] | 0.29778 | 0.46924 | 0.89763 | 0.20424 | 0.52358 | 0.65795
[7 empty] | 0.3098 | 0.47085 | 0.90274 | 0.1656 | 0.57875 | 0.6606
[7 empty] | 0.31758 | 0.46605 | 0.90258 | 0.13287 | 0.62411 | 0.66295
[7 empty] | 0.30714 | 0.45372 | 0.90432 | 0.11943 | 0.66073 | 0.65738
[7 empty] | 0.29009 | 0.46216 | 0.90195 | 0.1096 | 0.67702 | 0.66547
[7 empty] | 0.26321 | 0.46555 | 0.90134 | 0.10198 | 0.69869 | 0.66087
[7 empty] | 0.24327 | 0.46629 | 0.90017 | 0.089889 | 0.71568 | 0.65517
[7 empty] | 0.22634 | 0.4521 | 0.89922 | 0.084641 | 0.73471 | 0.62466
[7 empty] | 0.21651 | 0.44447 | 0.89867 | 0.075046 | 0.75221 | 0.58501
[7 empty] | 0.21251 | 0.41911 | 0.8968 | 0.067245 | 0.76355 | 0.5405
[7 empty] | 0.20836 | 0.37915 | 0.89195 | 0.062954 | 0.76453 | 0.49968
[7 empty] | 0.21641 | 0.34848 | 0.89052 | 0.06703 | 0.76745 | 0.46589
[7 empty] | 0.22111 | 0.31066 | 0.88645 | 0.070507 | 0.76598 | 0.43112
[7 empty] | 0.22671 | 0.28214 | 0.8846 | 0.081897 | 0.74728 | 0.40614
[7 empty] | 0.23377 | 0.25 | 0.8889 | 0.10064 | 0.69335 | 0.37419
[7 empty] | 0.24582 | 0.22787 | 0.89435 | 0.12613 | 0.6289 | 0.33434
[7 empty] | 0.26449 | 0.21012 | 0.89527 | 0.14667 | 0.55625 | 0.29114
[7 empty] | 0.28959 | 0.19541 | 0.89645 | 0.15792 | 0.47429 | 0.22802
[7 empty] | 0.30607 | 0.18563 | 0.89721 | 0.16363 | 0.41332 | 0.17481
[7 empty] | 0.31308 | 0.17827 | 0.89513 | 0.17133 | 0.34663 | 0.12217
[7 empty] | 0.32622 | 0.17369 | 0.89352 | 0.17646 | 0.296 | 0.073613
[7 empty] | 0.33327 | 0.17582 | 0.89461 | 0.18159 | 0.26305 | 0.040921
[7 empty] | 0.35989 | 0.18155 | 0.89276 | 0.18123 | 0.23946 | 0.030317
[7 empty] | 0.39092 | 0.19998 | 0.89003 | 0.17327 | 0.22615 | 0.033307
[7 empty] | 0.42739 | 0.25921 | 0.88672 | 0.16888 | 0.22605 | 0.041563
[7 empty] | 0.45162 | 0.35357 | 0.89015 | 0.17185 | 0.24506 | 0.056064
[7 empty] | 0.46064 | 0.46514 | 0.88648 | 0.17435 | 0.26991 | 0.073172
[7 empty] | 0.45639 | 0.54984 | 0.88089 | 0.17111 | 0.28997 | 0.087747
[7 empty] | 0.45159 | 0.62473 | 0.88003 | 0.16715 | 0.30319 | 0.11068
[7 empty] | 0.42876 | 0.66058 | 0.87707 | 0.14818 | 0.29934 | 0.13063
[7 empty] | 0.39786 | 0.68427 | 0.87405 | 0.1408 | 0.28323 | 0.17086
[7 empty] | 0.37637 | 0.70415 | 0.87243 | 0.13941 | 0.26146 | 0.21738
[7 empty] | 0.35003 | 0.72544 | 0.86929 | 0.15805 | 0.25273 | 0.27047
[7 empty] | 0.33194 | 0.75562 | 0.86953 | 0.17584 | 0.23753 | 0.33017
[7 empty] | 0.3253 | 0.79316 | 0.8669 | 0.21098 | 0.23525 | 0.39764
[7 empty] | 0.31889 | 0.81824 | 0.86824 | 0.24729 | 0.23284 | 0.43505
[7 empty] | 0.31495 | 0.84284 | 0.86814 | 0.2898 | 0.22556 | 0.46004
[7 empty] | 0.31791 | 0.8596 | 0.87004 | 0.33298 | 0.21842 | 0.45796
[7 empty] | 0.32045 | 0.86676 | 0.86855 | 0.36474 | 0.19925 | 0.44251
[7 empty] | 0.32178 | 0.85828 | 0.86009 | 0.39218 | 0.18215 | 0.43833
[7 empty] | 0.32545 | 0.83391 | 0.84926 | 0.4093 | 0.16497 | 0.4467
[7 empty] | 0.32643 | 0.79163 | 0.84116 | 0.41663 | 0.14171 | 0.45495
[7 empty] | 0.33115 | 0.73652 | 0.83118 | 0.41549 | 0.10794 | 0.46462
[7 empty] | 0.3394 | 0.68629 | 0.82968 | 0.41961 | 0.078725 | 0.47465
[7 empty] | 0.3354 | 0.6201 | 0.83131 | 0.41537 | 0.054706 | 0.47201
[7 empty] | 0.33137 | 0.55792 | 0.8321 | 0.41559 | 0.046637 | 0.45881
[7 empty] | 0.32641 | 0.49878 | 0.83249 | 0.43223 | 0.050848 | 0.44961
[7 empty] | 0.32848 | 0.49645 | 0.83373 | 0.46129 | 0.062727 | 0.42834
[7 empty] | 0.33239 | 0.57247 | 0.83066 | 0.47775 | 0.079595 | 0.40395
[7 empty] | 0.34571 | 0.6812 | 0.82475 | 0.49521 | 0.089747 | 0.37369
[7 empty] | 0.36392 | 0.75411 | 0.81331 | 0.50318 | 0.089089 | 0.33734
[7 empty] | 0.39921 | 0.79593 | 0.79765 | 0.50563 | 0.084093 | 0.29045
[7 empty] | 0.45622 | 0.80998 | 0.78452 | 0.50943 | 0.074866 | 0.25605
[7 empty] | 0.51335 | 0.7884 | 0.7719 | 0.51858 | 0.074646 | 0.23022
[7 empty] | 0.56608 | 0.75642 | 0.76204 | 0.52658 | 0.085233 | 0.20816
[7 empty] | 0.63208 | 0.74725 | 0.745 | 0.53846 | 0.10492 | 0.17503
[7 empty] | 0.68124 | 0.76641 | 0.73249 | 0.53687 | 0.13787 | 0.14476
[7 empty] | 0.73265 | 0.821 | 0.70901 | 0.52196 | 0.18132 | 0.10015
[7 empty] | 0.7656 | 0.8564 | 0.6622 | 0.50887 | 0.21454 | 0.07153
[7 empty] | 0.77982 | 0.85904 | 0.60027 | 0.5037 | 0.24485 | 0.054503
[7 empty] | 0.79412 | 0.84457 | 0.51285 | 0.48659 | 0.26572 | 0.044692
[7 empty] | 0.81111 | 0.80754 | 0.42776 | 0.49469 | 0.27771 | 0.039694
[7 empty] | 0.81422 | 0.77622 | 0.30407 | 0.50666 | 0.27618 | 0.033808
[7 empty] | 0.81493 | 0.7394 | 0.1779 | 0.5311 | 0.26735 | 0.030564
[7 empty] | 0.81 | 0.71408 | 0.10779 | 0.55156 | 0.28009 | 0.031596
[7 empty] | 0.80962 | 0.69251 | 0.07392 | 0.56136 | 0.28999 | 0.034275
[7 empty] | 0.79273 | 0.66541 | 0.061002 | 0.55862 | 0.29092 | 0.039186
[7 empty] | 0.77005 | 0.64327 | 0.069626 | 0.54341 | 0.26811 | 0.050064
[7 empty] | 0.74733 | 0.61747 | 0.10297 | 0.52196 | 0.24345 | 0.063544
[7 empty] | 0.72767 | 0.57679 | 0.16249 | 0.4987 | 0.22817 | 0.083368
[7 empty] | 0.71483 | 0.50521 | 0.24142 | 0.48674 | 0.22531 | 0.10039
[7 empty] | 0.71499 | 0.44473 | 0.33581 | 0.48218 | 0.24722 | 0.12253
[7 empty] | 0.7157 | 0.40081 | 0.44288 | 0.48712 | 0.28908 | 0.14163
[7 empty] | 0.72224 | 0.41715 | 0.53193 | 0.49055 | 0.32861 | 0.15054
[7 empty] | 0.73609 | 0.45645 | 0.59276 | 0.49602 | 0.37141 | 0.15631
[7 empty] | 0.73597 | 0.46427 | 0.64697 | 0.49758 | 0.40941 | 0.16116
[7 empty] | 0.72632 | 0.44576 | 0.70135 | 0.49333 | 0.46331 | 0.16401
[7 empty] | 0.7051 | 0.38692 | 0.75368 | 0.48826 | 0.53886 | 0.16682
[7 empty] | 0.67254 | 0.32775 | 0.8025 | 0.49241 | 0.61176 | 0.17058
[7 empty] | 0.64747 | 0.28838 | 0.8334 | 0.48727 | 0.67735 | 0.17012
[7 empty] | 0.63074 | 0.28059 | 0.86132 | 0.47878 | 0.72873 | 0.17313
[7 empty] | 0.61226 | 0.29489 | 0.87051 | 0.4535 | 0.75804 | 0.17246
[7 empty] | 0.58999 | 0.3221 | 0.86349 | 0.41371 | 0.77691 | 0.17372
[7 empty] | 0.58488 | 0.3449 | 0.84899 | 0.36239 | 0.79657 | 0.17794
[7 empty] | 0.57999 | 0.37069 | 0.83388 | 0.29827 | 0.81026 | 0.18525
[7 empty] | 0.57497 | 0.37665 | 0.82833 | 0.25428 | 0.82916 | 0.19847
[7 empty] | 0.57628 | 0.37222 | 0.83869 | 0.21945 | 0.83962 | 0.21199
[7 empty] | 0.59272 | 0.36061 | 0.85767 | 0.19324 | 0.84484 | 0.22428
[7 empty] | 0.60464 | 0.33242 | 0.86465 | 0.18602 | 0.84258 | 0.23517
[7 empty] | 0.61871 | 0.29859 | 0.86933 | 0.18041 | 0.84199 | 0.23669
[7 empty] | 0.62467 | 0.2378 | 0.86702 | 0.18798 | 0.82633 | 0.2348
[7 empty] | 0.61566 | 0.17682 | 0.85598 | 0.21979 | 0.79429 | 0.22661
[7 empty] | 0.59725 | 0.12997 | 0.84146 | 0.26137 | 0.77058 | 0.20869
[7 empty] | 0.58818 | 0.098077 | 0.8237 | 0.35329 | 0.74577 | 0.19881
[7 empty] | 0.57414 | 0.084034 | 0.79626 | 0.44958 | 0.72392 | 0.19441
[7 empty] | 0.57555 | 0.078262 | 0.77794 | 0.51678 | 0.71534 | 0.19455
[7 empty] | 0.58609 | 0.078104 | 0.77714 | 0.57476 | 0.71651 | 0.19948
[7 empty] | 0.61727 | 0.086944 | 0.77854 | 0.61784 | 0.73352 | 0.21363
[7 empty] | 0.64628 | 0.092752 | 0.79098 | 0.64352 | 0.74946 | 0.22269
[7 empty] | 0.65719 | 0.10139 | 0.78729 | 0.66287 | 0.75876 | 0.22461
[7 empty] | 0.63992 | 0.11067 | 0.77853 | 0.68243 | 0.77259 | 0.21336
[7 empty] | 0.60682 | 0.11181 | 0.77638 | 0.69982 | 0.78139 | 0.175
[7 empty] | 0.57744 | 0.11818 | 0.78164 | 0.70389 | 0.78743 | 0.14013
[7 empty] | 0.55445 | 0.1233 | 0.78923 | 0.70641 | 0.78516 | 0.11373
[7 empty] | 0.53705 | 0.13442 | 0.79885 | 0.70495 | 0.78618 | 0.094995
[7 empty] | 0.51472 | 0.14588 | 0.81061 | 0.69688 | 0.79364 | 0.080336
[7 empty] | 0.49492 | 0.15266 | 0.81444 | 0.66432 | 0.79594 | 0.064527
[7 empty] | 0.48647 | 0.16834 | 0.81686 | 0.6288 | 0.79192 | 0.053655
[7 empty] | 0.48575 | 0.18443 | 0.82535 | 0.57898 | 0.78616 | 0.047997
[7 empty] | 0.48171 | 0.20819 | 0.83233 | 0.53517 | 0.78206 | 0.04446
[7 empty] | 0.47588 | 0.25168 | 0.83227 | 0.51596 | 0.7706 | 0.045179
[7 empty] | 0.47052 | 0.30016 | 0.82279 | 0.49731 | 0.7654 | 0.048006
[7 empty] | 0.44186 | 0.33467 | 0.79804 | 0.48404 | 0.75492 | 0.047722
[7 empty] | 0.40898 | 0.35016 | 0.75658 | 0.4634 | 0.75252 | 0.050686
[7 empty] | 0.35929 | 0.34749 | 0.71803 | 0.43435 | 0.75844 | 0.060536
[7 empty] | 0.27892 | 0.33369 | 0.67534 | 0.38604 | 0.75903 | 0.099504
[7 empty] | 0.20044 | 0.32124 | 0.6547 | 0.34041 | 0.76218 | 0.1691
[7 empty] | 0.14633 | 0.30725 | 0.63795 | 0.31918 | 0.76145 | 0.2588
[7 empty] | 0.108 | 0.3066 | 0.61338 | 0.31846 | 0.75992 | 0.38127
[7 empty] | 0.093361 | 0.30781 | 0.56248 | 0.33405 | 0.76334 | 0.5279
[7 empty] | 0.097561 | 0.31752 | 0.51602 | 0.37881 | 0.7672 | 0.63322
[7 empty] | 0.11351 | 0.31838 | 0.47142 | 0.44502 | 0.76599 | 0.71997
[7 empty] | 0.13375 | 0.31145 | 0.43233 | 0.51771 | 0.76379 | 0.77839
[7 empty] | 0.14336 | 0.29968 | 0.41435 | 0.59209 | 0.75832 | 0.81113
[7 empty] | 0.1242 | 0.29403 | 0.40657 | 0.65743 | 0.75995 | 0.82403
[7 empty] | 0.10709 | 0.28709 | 0.41464 | 0.70342 | 0.75318 | 0.82497
[7 empty] | 0.098474 | 0.28976 | 0.42293 | 0.73041 | 0.74415 | 0.8323
[7 empty] | 0.10744 | 0.3004 | 0.44668 | 0.7385 | 0.72279 | 0.84506
[7 empty] | 0.12044 | 0.31911 | 0.47571 | 0.73635 | 0.70198 | 0.84685
[7 empty] | 0.14138 | 0.3519 | 0.4948 | 0.71402 | 0.67961 | 0.82953
[7 empty] | 0.15958 | 0.39823 | 0.5232 | 0.68417 | 0.65228 | 0.81185
[7 empty] | 0.17665 | 0.46119 | 0.54328 | 0.66413 | 0.6087 | 0.82294
[7 empty] | 0.19828 | 0.5177 | 0.56208 | 0.65974 | 0.57441 | 0.83872
[7 empty] | 0.21583 | 0.57722 | 0.57781 | 0.65257 | 0.54268 | 0.83915
[7 empty] | 0.23563 | 0.61943 | 0.59957 | 0.64509 | 0.51316 | 0.8299
[7 empty] | 0.25036 | 0.67146 | 0.61568 | 0.63998 | 0.49846 | 0.81486
[7 empty] | 0.25591 | 0.70605 | 0.63956 | 0.64094 | 0.50576 | 0.8019
[7 empty] | 0.25235 | 0.72389 | 0.65845 | 0.64869 | 0.51508 | 0.76915
[7 empty] | 0.2545 | 0.73483 | 0.67406 | 0.66191 | 0.51774 | 0.73559
[7 empty] | 0.23442 | 0.73752 | 0.68999 | 0.67191 | 0.50314 | 0.72595
[7 empty] | 0.22013 | 0.75563 | 0.71234 | 0.68987 | 0.48434 | 0.70608
[7 empty] | 0.21724 | 0.75585 | 0.7198 | 0.67249 | 0.44832 | 0.69717
[7 empty] | 0.22298 | 0.75278 | 0.72622 | 0.64525 | 0.41616 | 0.68487
[7 empty] | 0.24037 | 0.74973 | 0.73333 | 0.5866 | 0.40293 | 0.66747
[7 empty] | 0.2555 | 0.73986 | 0.73333 | 0.50861 | 0.39556 | 0.6469
[7 empty] | 0.25502 | 0.74082 | 0.72434 | 0.42929 | 0.40924 | 0.61725
[7 empty] | 0.24138 | 0.72638 | 0.72437 | 0.3586 | 0.43912 | 0.58775
[7 empty] | 0.21407 | 0.70674 | 0.71978 | 0.2858 | 0.47234 | 0.53938
[7 empty] | 0.17224 | 0.67811 | 0.71048 | 0.19788 | 0.50291 | 0.46191
[7 empty] | 0.13935 | 0.64636 | 0.70508 | 0.13963 | 0.52442 | 0.3879
[7 empty] | 0.11204 | 0.61856 | 0.70851 | 0.10331 | 0.54762 | 0.32522
[7 empty] | 0.087003 | 0.57251 | 0.70917 | 0.097793 | 0.56421 | 0.27397
[7 empty] | 0.069294 | 0.54178 | 0.70715 | 0.10961 | 0.59263 | 0.23967
[7 empty] | 0.061282 | 0.49419 | 0.71131 | 0.13122 | 0.63565 | 0.21425
[7 empty] | 0.054815 | 0.46706 | 0.6883 | 0.16203 | 0.67343 | 0.19594
[7 empty] | 0.049659 | 0.44055 | 0.65099 | 0.18793 | 0.7016 | 0.18103
[7 empty] | 0.041118 | 0.41495 | 0.61121 | 0.20926 | 0.72287 | 0.17154
[7 empty] | 0.033749 | 0.39764 | 0.57457 | 0.24723 | 0.73552 | 0.16637
[7 empty] | 0.028539 | 0.36696 | 0.52756 | 0.27239 | 0.74202 | 0.15549
[7 empty] | 0.025474 | 0.3345 | 0.47358 | 0.2908 | 0.7575 | 0.14751
[7 empty] | 0.021559 | 0.28914 | 0.40961 | 0.29153 | 0.77183 | 0.13577
[7 empty] | 0.019131 | 0.24939 | 0.31425 | 0.28234 | 0.78562 | 0.12344
[7 empty] | 0.014769 | 0.20667 | 0.23431 | 0.2805 | 0.7944 | 0.10201
[7 empty] | 0.017271 | 0.17198 | 0.19587 | 0.29485 | 0.78509 | 0.07709
[7 empty] | 0.016141 | 0.14627 | 0.178 | 0.31501 | 0.76253 | 0.060527
[7 empty] | 0.015761 | 0.12754 | 0.15381 | 0.33691 | 0.74537 | 0.042276
[7 empty] | 0.016197 | 0.11347 | 0.11831 | 0.3589 | 0.73947 | 0.033584
[7 empty] | 0.016284 | 0.099829 | 0.085584 | 0.38538 | 0.74982 | 0.027099
[7 empty] | 0.023454 | 0.092156 | 0.059241 | 0.41935 | 0.76394 | 0.024516
[7 empty] | 0.043711 | 0.094458 | 0.048765 | 0.46056 | 0.78159 | 0.025926
[7 empty] | 0.084885 | 0.10122 | 0.039413 | 0.48704 | 0.80178 | 0.030375
[7 empty] | 0.16025 | 0.10749 | 0.033417 | 0.49824 | 0.81537 | 0.040606
[7 empty] | 0.24573 | 0.10255 | 0.038024 | 0.49418 | 0.82353 | 0.059353
[7 empty] | 0.31865 | 0.090357 | 0.062223 | 0.4712 | 0.83362 | 0.086217
[7 empty] | 0.40669 | 0.08177 | 0.11151 | 0.42842 | 0.83854 | 0.12183
[7 empty] | 0.47965 | 0.080569 | 0.17487 | 0.38014 | 0.84099 | 0.17185
[7 empty] | 0.5554 | 0.084211 | 0.24649 | 0.33281 | 0.84272 | 0.22245
[7 empty] | 0.61554 | 0.09042 | 0.32056 | 0.29367 | 0.84238 | 0.27519
[7 empty] | 0.6664 | 0.098844 | 0.41443 | 0.27529 | 0.84159 | 0.35602
[7 empty] | 0.70225 | 0.11035 | 0.52116 | 0.27669 | 0.84251 | 0.43843
[7 empty] | 0.72273 | 0.12395 | 0.61017 | 0.28581 | 0.84258 | 0.49387
[7 empty] | 0.74106 | 0.14167 | 0.66716 | 0.31599 | 0.84089 | 0.55431
[7 empty] | 0.76231 | 0.18133 | 0.69566 | 0.34748 | 0.84109 | 0.60349
[7 empty] | 0.78099 | 0.20815 | 0.71188 | 0.3811 | 0.84226 | 0.6428
[7 empty] | 0.79867 | 0.21445 | 0.72734 | 0.41402 | 0.83952 | 0.66357
[7 empty] | 0.81658 | 0.22761 | 0.74031 | 0.45123 | 0.84336 | 0.67161
[7 empty] | 0.83415 | 0.23959 | 0.74293 | 0.48984 | 0.84602 | 0.6796
[7 empty] | 0.84992 | 0.25401 | 0.72213 | 0.53509 | 0.85173 | 0.68314
[7 empty] | 0.85127 | 0.26782 | 0.68876 | 0.56706 | 0.86045 | 0.68249
[7 empty] | 0.83515 | 0.28173 | 0.62479 | 0.57047 | 0.86394 | 0.67984
[7 empty] | 0.80704 | 0.28048 | 0.58538 | 0.52554 | 0.86508 | 0.6679
[7 empty] | 0.77027 | 0.25816 | 0.57665 | 0.4224 | 0.85805 | 0.63976
[7 empty] | 0.7435 | 0.25108 | 0.60386 | 0.31829 | 0.85369 | 0.5899
[7 empty] | 0.73039 | 0.25029 | 0.6547 | 0.24816 | 0.86076 | 0.53387
[7 empty] | 0.72499 | 0.25778 | 0.69964 | 0.19263 | 0.877 | 0.47493
[7 empty] | 0.71618 | 0.2557 | 0.74677 | 0.15077 | 0.88426 | 0.41649
[7 empty] | 0.6972 | 0.23845 | 0.79644 | 0.11366 | 0.89204 | 0.36042
[7 empty] | 0.67151 | 0.20304 | 0.82898 | 0.085601 | 0.89249 | 0.31238
[7 empty] | 0.64067 | 0.17384 | 0.84003 | 0.060973 | 0.88926 | 0.27271
[7 empty] | 0.61715 | 0.15477 | 0.81747 | 0.042103 | 0.88965 | 0.23661
[7 empty] | 0.58806 | 0.1452 | 0.75576 | 0.033837 | 0.88959 | 0.20739
[7 empty] | 0.55087 | 0.14314 | 0.68283 | 0.026046 | 0.89405 | 0.18105
[7 empty] | 0.52883 | 0.13664 | 0.60406 | 0.029402 | 0.89605 | 0.1619
[7 empty] | 0.51387 | 0.13014 | 0.54301 | 0.042012 | 0.89436 | 0.14946
[7 empty] | 0.50779 | 0.13298 | 0.51283 | 0.057637 | 0.89442 | 0.14404
[7 empty] | 0.48619 | 0.13613 | 0.50795 | 0.073885 | 0.89281 | 0.16527
[7 empty] | 0.46331 | 0.15109 | 0.51435 | 0.08355 | 0.88738 | 0.22186
[7 empty] | 0.45391 | 0.17154 | 0.53332 | 0.087651 | 0.88763 | 0.33942
[7 empty] | 0.46199 | 0.18769 | 0.56626 | 0.087261 | 0.88872 | 0.44014
[7 empty] | 0.4641 | 0.19012 | 0.60051 | 0.07793 | 0.89184 | 0.57506
[7 empty] | 0.45518 | 0.19106 | 0.61807 | 0.066196 | 0.89124 | 0.69849
[7 empty] | 0.43447 | 0.19289 | 0.61839 | 0.060177 | 0.89073 | 0.76275
[7 empty] | 0.39714 | 0.18142 | 0.61408 | 0.055707 | 0.89298 | 0.79853
[7 empty] | 0.35365 | 0.17483 | 0.58938 | 0.051543 | 0.89669 | 0.8244
[7 empty] | 0.31838 | 0.18142 | 0.54451 | 0.055862 | 0.89449 | 0.84661
[7 empty] | 0.28387 | 0.18747 | 0.48041 | 0.056471 | 0.89224 | 0.86857
[7 empty] | 0.29714 | 0.20241 | 0.42763 | 0.05411 | 0.88288 | 0.88686
[7 empty] | 0.3637 | 0.20269 | 0.40336 | 0.051062 | 0.86773 | 0.896
[7 empty] | 0.46173 | 0.20317 | 0.40294 | 0.04292 | 0.84205 | 0.89792
[7 empty] | 0.54193 | 0.19619 | 0.40441 | 0.05105 | 0.80539 | 0.89868
[7 empty] | 0.61466 | 0.18034 | 0.4093 | 0.055748 | 0.78222 | 0.89876
[7 empty] | 0.65823 | 0.14908 | 0.41234 | 0.064712 | 0.76518 | 0.89721
[7 empty] | 0.68843 | 0.13148 | 0.40892 | 0.085073 | 0.76546 | 0.89831
[7 empty] | 0.7117 | 0.12144 | 0.40611 | 0.12143 | 0.77309 | 0.90055
[7 empty] | 0.73233 | 0.11877 | 0.42391 | 0.16732 | 0.79109 | 0.90065
[7 empty] | 0.756 | 0.12746 | 0.43756 | 0.20598 | 0.81911 | 0.89821
[7 empty] | 0.76083 | 0.13505 | 0.4554 | 0.2386 | 0.84406 | 0.89635
[7 empty] | 0.76141 | 0.13331 | 0.47102 | 0.26676 | 0.85319 | 0.89702
[7 empty] | 0.75531 | 0.1264 | 0.48472 | 0.28803 | 0.85139 | 0.89092
[7 empty] | 0.72688 | 0.11771 | 0.49469 | 0.2923 | 0.83066 | 0.89289
[7 empty] | 0.6898 | 0.10734 | 0.50863 | 0.28729 | 0.81379 | 0.89899
[7 empty] | 0.62623 | 0.098065 | 0.48679 | 0.29999 | 0.8092 | 0.90115
[7 empty] | 0.56375 | 0.088147 | 0.44241 | 0.31614 | 0.82775 | 0.89797
[7 empty] | 0.50844 | 0.080364 | 0.39162 | 0.33063 | 0.86069 | 0.73597
[7 empty] | 0.46916 | 0.070767 | 0.34788 | 0.3618 | 0.86354 | 0.52933
[7 empty] | 0.44041 | 0.063341 | 0.28823 | 0.39651 | 0.84368 | 0.53031
[7 empty] | 0.40165 | 0.054927 | 0.24946 | 0.42728 | 0.83685 | 0.46397
[7 empty] | 0.37774 | 0.049665 | 0.2203 | 0.45069 | 0.84132 | 0.48553
[7 empty] | 0.35155 | 0.050025 | 0.20547 | 0.47337 | 0.84788 | 0.71971
[7 empty] | 0.34117 | 0.053923 | 0.22126 | 0.48966 | 0.86506 | 0.80718
[7 empty] | 0.32403 | 0.055087 | 0.26341 | 0.50096 | 0.86189 | 0.82202
[7 empty] | 0.29892 | 0.05744 | 0.31312 | 0.51063 | 0.85431 | 0.86465
[7 empty] | 0.28877 | 0.05603 | 0.35941 | 0.51285 | 0.83594 | 0.90067
[7 empty] | 0.28404 | 0.047492 | 0.42341 | 0.50264 | 0.80237 | 0.9043
[7 empty] | 0.28383 | 0.033374 | 0.49267 | 0.47051 | 0.78572 | 0.9043
[7 empty] | 0.28945 | 0.027664 | 0.54985 | 0.43135 | 0.77935 | 0.90319
[7 empty] | 0.2799 | 0.021073 | 0.59631 | 0.39323 | 0.78377 | 0.90179
[7 empty] | 0.26444 | 0.018203 | 0.63751 | 0.35948 | 0.7786 | 0.90105
[7 empty] | 0.26101 | 0.018948 | 0.67061 | 0.30578 | 0.79136 | 0.89706
[7 empty] | 0.25046 | 0.018128 | 0.68487 | 0.24899 | 0.79229 | 0.89437
[7 empty] | 0.23812 | 0.022638 | 0.69653 | 0.20955 | 0.78933 | 0.89054
[7 empty] | 0.22002 | 0.027404 | 0.69738 | 0.17627 | 0.7841 | 0.88997
[7 empty] | 0.2007 | 0.03454 | 0.70238 | 0.1523 | 0.77297 | 0.88765
[7 empty] | 0.17459 | 0.041451 | 0.70422 | 0.13956 | 0.73649 | 0.88558
[7 empty] | 0.16325 | 0.047732 | 0.70758 | 0.13479 | 0.70478 | 0.88085
[7 empty] | 0.15473 | 0.061607 | 0.70403 | 0.12962 | 0.68294 | 0.87118
[7 empty] | 0.13825 | 0.094611 | 0.70155 | 0.13008 | 0.6733 | 0.85481
[7 empty] | 0.13922 | 0.14656 | 0.69712 | 0.13211 | 0.66027 | 0.84078
[7 empty] | 0.14076 | 0.22206 | 0.69515 | 0.13377 | 0.65795 | 0.81712
[7 empty] | 0.15081 | 0.28723 | 0.69058 | 0.14043 | 0.65539 | 0.7781
[7 empty] | 0.16091 | 0.34359 | 0.70876 | 0.1476 | 0.66053 | 0.75533
[7 empty] | 0.15832 | 0.36359 | 0.72806 | 0.15523 | 0.67739 | 0.74226
[7 empty] | 0.14945 | 0.36696 | 0.76221 | 0.16129 | 0.68393 | 0.7231
[7 empty] | 0.12875 | 0.36774 | 0.80041 | 0.17962 | 0.68664 | 0.70394
[7 empty] | 0.11583 | 0.41102 | 0.82385 | 0.19322 | 0.68124 | 0.68931
[7 empty] | 0.10848 | 0.51245 | 0.82881 | 0.19748 | 0.68605 | 0.69
[7 empty] | 0.10918 | 0.60366 | 0.82053 | 0.20001 | 0.68054 | 0.67449
[7 empty] | 0.10966 | 0.66241 | 0.80517 | 0.19718 | 0.66821 | 0.66999
[7 empty] | 0.11313 | 0.68964 | 0.78702 | 0.19166 | 0.64179 | 0.64731
[7 empty] | 0.11706 | 0.68395 | 0.75509 | 0.20154 | 0.60864 | 0.62374
[7 empty] | 0.11285 | 0.61446 | 0.72183 | 0.20769 | 0.56428 | 0.59135
[7 empty] | 0.11226 | 0.53244 | 0.65318 | 0.21721 | 0.49213 | 0.57033
[7 empty] | 0.10016 | 0.4851 | 0.59643 | 0.23066 | 0.42672 | 0.56621
[7 empty] | 0.091398 | 0.45707 | 0.52929 | 0.23984 | 0.36491 | 0.5528
[7 empty] | 0.092579 | 0.43578 | 0.4913 | 0.25594 | 0.30673 | 0.56696
[7 empty] | 0.09646 | 0.41219 | 0.48122 | 0.2731 | 0.26855 | 0.58456
[7 empty] | 0.090921 | 0.40459 | 0.4763 | 0.28893 | 0.24258 | 0.58499
[7 empty] | 0.087126 | 0.41514 | 0.47518 | 0.29301 | 0.22046 | 0.58732
[7 empty] | 0.081095 | 0.43601 | 0.46536 | 0.28131 | 0.1984 | 0.57684
[7 empty] | 0.071754 | 0.4344 | 0.46369 | 0.26713 | 0.17296 | 0.57539
[7 empty] | 0.070832 | 0.42476 | 0.48049 | 0.25874 | 0.14734 | 0.56181
[7 empty] | 0.072496 | 0.38668 | 0.52163 | 0.23982 | 0.12367 | 0.5525
[7 empty] | 0.074324 | 0.3239 | 0.55618 | 0.23589 | 0.10187 | 0.5416
[7 empty] | 0.088766 | 0.25614 | 0.56239 | 0.23408 | 0.080262 | 0.53244
[7 empty] | 0.10533 | 0.19514 | 0.53783 | 0.24608 | 0.071853 | 0.5289
[7 empty] | 0.11944 | 0.16928 | 0.48515 | 0.26874 | 0.072078 | 0.51438
[7 empty] | 0.15006 | 0.15226 | 0.39917 | 0.30395 | 0.079882 | 0.50738
[7 empty] | 0.18524 | 0.15374 | 0.32028 | 0.35889 | 0.097263 | 0.51299
[7 empty] | 0.23755 | 0.15857 | 0.25348 | 0.38855 | 0.12962 | 0.51796
[7 empty] | 0.28122 | 0.15094 | 0.1973 | 0.40496 | 0.17719 | 0.51634
[7 empty] | 0.31385 | 0.14378 | 0.15964 | 0.39436 | 0.23375 | 0.50835
[7 empty] | 0.34016 | 0.13861 | 0.11571 | 0.37098 | 0.2896 | 0.49578
[7 empty] | 0.35671 | 0.13348 | 0.076136 | 0.34962 | 0.31795 | 0.46237
[7 empty] | 0.36386 | 0.13323 | 0.043277 | 0.33587 | 0.31679 | 0.43355
[7 empty] | 0.35231 | 0.14036 | 0.025817 | 0.32832 | 0.29171 | 0.39989
[7 empty] | 0.33635 | 0.1545 | 0.014274 | 0.31547 | 0.25757 | 0.375
[7 empty] | 0.32329 | 0.17673 | 0.012661 | 0.31173 | 0.21984 | 0.35
[7 empty] | 0.29624 | 0.21618 | 0.010417 | 0.29665 | 0.19206 | 0.32418
[7 empty] | 0.29204 | 0.25165 | 0.0068803 | 0.29201 | 0.16979 | 0.29829
[7 empty] | 0.28748 | 0.31681 | 0.00458 | 0.29115 | 0.14524 | 0.2812
[7 empty] | 0.28448 | 0.35528 | 0.0053878 | 0.28189 | 0.13237 | 0.26344
[7 empty] | 0.27486 | 0.41337 | 0.017302 | 0.2633 | 0.12393 | 0.24861
[7 empty] | 0.25942 | 0.46568 | 0.049565 | 0.24826 | 0.10872 | 0.23534
[7 empty] | 0.25605 | 0.52039 | 0.11502 | 0.24255 | 0.085584 | 0.22048
[7 empty] | 0.26186 | 0.57029 | 0.2105 | 0.24533 | 0.062679 | 0.20501
[7 empty] | 0.27526 | 0.6098 | 0.31201 | 0.23305 | 0.044882 | 0.18475
[7 empty] | 0.30864 | 0.64116 | 0.41305 | 0.22337 | 0.034741 | 0.16469
[7 empty] | 0.34881 | 0.65144 | 0.48777 | 0.20119 | 0.027016 | 0.15572
[7 empty] | 0.40495 | 0.65733 | 0.5356 | 0.18439 | 0.020912 | 0.1668
[7 empty] | 0.47815 | 0.66567 | 0.57397 | 0.16697 | 0.018822 | 0.18593
[7 empty] | 0.53317 | 0.67277 | 0.58724 | 0.15296 | 0.02038 | 0.22771
[7 empty] | 0.59799 | 0.68522 | 0.57497 | 0.14242 | 0.02315 | 0.29292
[7 empty] | 0.65163 | 0.70074 | 0.51709 | 0.1403 | 0.028311 | 0.39041
[7 empty] | 0.69645 | 0.71477 | 0.41577 | 0.14345 | 0.03146 | 0.49451
[7 empty] | 0.72723 | 0.71934 | 0.3166 | 0.16251 | 0.044098 | 0.60492
[7 empty] | 0.75086 | 0.72458 | 0.24987 | 0.2125 | 0.06949 | 0.66244
[7 empty] | 0.76862 | 0.7251 | 0.22554 | 0.27733 | 0.12134 | 0.69392
[7 empty] | 0.77737 | 0.73311 | 0.2472 | 0.36551 | 0.19312 | 0.72156
[7 empty] | 0.78 | 0.73414 | 0.27671 | 0.45808 | 0.26847 | 0.74573
[7 empty] | 0.77078 | 0.73309 | 0.31835 | 0.55461 | 0.355 | 0.76226
[7 empty] | 0.7527 | 0.72941 | 0.35988 | 0.62447 | 0.43019 | 0.77439
[7 empty] | 0.72836 | 0.72649 | 0.38776 | 0.67935 | 0.5034 | 0.79335
[7 empty] | 0.69519 | 0.70542 | 0.41156 | 0.70494 | 0.57611 | 0.79587
[7 empty] | 0.67471 | 0.65927 | 0.43429 | 0.7196 | 0.62338 | 0.79339
[7 empty] | 0.66634 | 0.57423 | 0.46242 | 0.73945 | 0.66249 | 0.77395
[7 empty] | 0.6746 | 0.47235 | 0.51161 | 0.76298 | 0.67542 | 0.71664
[7 empty] | 0.69729 | 0.37672 | 0.56498 | 0.78292 | 0.68068 | 0.63614
[7 empty] | 0.71106 | 0.31952 | 0.61892 | 0.81604 | 0.68714 | 0.58417
[7 empty] | 0.72058 | 0.27823 | 0.65558 | 0.85329 | 0.69783 | 0.5716
[7 empty] | 0.73082 | 0.24924 | 0.68511 | 0.87626 | 0.70445 | 0.56498
[7 empty] | 0.73886 | 0.23151 | 0.71507 | 0.89226 | 0.70967 | 0.57809
[7 empty] | 0.74423 | 0.21782 | 0.72699 | 0.89563 | 0.72044 | 0.59562
[7 empty] | 0.75803 | 0.20969 | 0.73982 | 0.89219 | 0.73169 | 0.61603
[7 empty] | 0.76936 | 0.19156 | 0.75646 | 0.87827 | 0.7438 | 0.65307
[7 empty] | 0.77945 | 0.17876 | 0.79098 | 0.84337 | 0.76358 | 0.68589
[7 empty] | 0.7973 | 0.17437 | 0.828 | 0.78849 | 0.78264 | 0.71529
[7 empty] | 0.80844 | 0.19203 | 0.86 | 0.70879 | 0.81027 | 0.74525
[7 empty] | 0.82365 | 0.22358 | 0.88376 | 0.62893 | 0.84472 | 0.76294
[7 empty] | 0.83836 | 0.26641 | 0.89172 | 0.54534 | 0.86652 | 0.77152
[7 empty] | 0.845 | 0.31888 | 0.8972 | 0.46929 | 0.87752 | 0.78955
[7 empty] | 0.84873 | 0.35031 | 0.90024 | 0.40422 | 0.87549 | 0.81486
[7 empty] | 0.84993 | 0.36902 | 0.90689 | 0.34326 | 0.86914 | 0.82783
[7 empty] | 0.85602 | 0.39208 | 0.90739 | 0.30442 | 0.84039 | 0.83656
[7 empty] | 0.85867 | 0.41488 | 0.90199 | 0.26354 | 0.79846 | 0.84213
[7 empty] | 0.86468 | 0.46245 | 0.9063 | 0.2285 | 0.75715 | 0.85481
[7 empty] | 0.87371 | 0.54467 | 0.91247 | 0.19351 | 0.72149 | 0.86846
[7 empty] | 0.87441 | 0.62453 | 0.91092 | 0.16132 | 0.69675 | 0.87793
[7 empty] | 0.87462 | 0.69484 | 0.91389 | 0.13271 | 0.69718 | 0.88204
[7 empty] | 0.87505 | 0.74563 | 0.91356 | 0.12012 | 0.70425 | 0.88207
[7 empty] | 0.8792 | 0.79213 | 0.91367 | 0.10606 | 0.72165 | 0.87748
[7 empty] | 0.87806 | 0.81557 | 0.91124 | 0.10681 | 0.72775 | 0.86995
[7 empty] | 0.88054 | 0.83734 | 0.91186 | 0.10328 | 0.75479 | 0.86492
[7 empty] | 0.88269 | 0.85384 | 0.91116 | 0.10662 | 0.76292 | 0.85959
[7 empty] | 0.87946 | 0.86593 | 0.90966 | 0.11142 | 0.75747 | 0.84743
[7 empty] | 0.87541 | 0.8713 | 0.90878 | 0.11689 | 0.75 | 0.83682
[7 empty] | 0.86628 | 0.87171 | 0.90602 | 0.12685 | 0.73534 | 0.82528
[7 empty] | 0.85999 | 0.8735 | 0.90411 | 0.13905 | 0.73226 | 0.80918
[7 empty] | 0.84489 | 0.8788 | 0.90766 | 0.15184 | 0.73032 | 0.80635
[7 empty] | 0.83 | 0.88272 | 0.90524 | 0.16876 | 0.70979 | 0.80554
[7 empty] | 0.8122 | 0.89009 | 0.90614 | 0.18153 | 0.68552 | 0.80135
[7 empty] | 0.79769 | 0.89059 | 0.90314 | 0.199 | 0.63717 | 0.7875
[7 empty] | 0.79329 | 0.88981 | 0.90354 | 0.2538 | 0.57714 | 0.77057
[7 empty] | 0.79252 | 0.88448 | 0.90283 | 0.32717 | 0.52968 | 0.75088
[7 empty] | 0.80738 | 0.87028 | 0.90183 | 0.40337 | 0.48438 | 0.72191
[7 empty] | 0.81678 | 0.85136 | 0.89864 | 0.49388 | 0.45279 | 0.69176
[7 empty] | 0.82991 | 0.82163 | 0.90156 | 0.58415 | 0.43834 | 0.68282
[7 empty] | 0.8362 | 0.80689 | 0.89819 | 0.63514 | 0.42998 | 0.67658
[7 empty] | 0.84002 | 0.79513 | 0.89317 | 0.67372 | 0.42042 | 0.69742
[7 empty] | 0.84243 | 0.80385 | 0.885 | 0.69397 | 0.39937 | 0.71083
[7 empty] | 0.84498 | 0.81003 | 0.86648 | 0.68643 | 0.35979 | 0.71164
[7 empty] | 0.84519 | 0.82987 | 0.86109 | 0.68948 | 0.32586 | 0.71988
[7 empty] | 0.83816 | 0.84031 | 0.85309 | 0.68018 | 0.29606 | 0.72798
[7 empty] | 0.83657 | 0.85266 | 0.84002 | 0.67139 | 0.26599 | 0.73676
[7 empty] | 0.83549 | 0.85978 | 0.82181 | 0.67041 | 0.24049 | 0.72852
[7 empty] | 0.83311 | 0.842 | 0.79383 | 0.66287 | 0.21919 | 0.72103
[7 empty] | 0.82896 | 0.79689 | 0.76365 | 0.64769 | 0.19203 | 0.69151
[7 empty] | 0.8318 | 0.75777 | 0.72096 | 0.63084 | 0.17055 | 0.67624
[7 empty] | 0.82625 | 0.75435 | 0.6865 | 0.60618 | 0.15151 | 0.63709
[7 empty] | 0.81727 | 0.7757 | 0.64252 | 0.56475 | 0.14432 | 0.58665
[7 empty] | 0.79229 | 0.81559 | 0.61355 | 0.5027 | 0.14101 | 0.52704
[7 empty] | 0.76272 | 0.88082 | 0.58209 | 0.451 | 0.14459 | 0.48269
[7 empty] | 0.75629 | 0.89346 | 0.5525 | 0.3872 | 0.14175 | 0.45873
[7 empty] | 0.7371 | 0.89366 | 0.51276 | 0.32818 | 0.13202 | 0.45613
[7 empty] | 0.72002 | 0.8817 | 0.49758 | 0.28089 | 0.13832 | 0.47181
[7 empty] | 0.70095 | 0.84959 | 0.4796 | 0.25026 | 0.15286 | 0.48905
[7 empty] | 0.70019 | 0.80342 | 0.46287 | 0.22667 | 0.18048 | 0.51291
[7 empty] | 0.70022 | 0.75631 | 0.44394 | 0.21771 | 0.2078 | 0.51905
[7 empty] | 0.69355 | 0.74203 | 0.42922 | 0.21375 | 0.22853 | 0.50161
[7 empty] | 0.7081 | 0.75063 | 0.4073 | 0.21445 | 0.23553 | 0.48169
[7 empty] | 0.70975 | 0.77161 | 0.38419 | 0.21188 | 0.23231 | 0.46682
[7 empty] | 0.68284 | 0.77342 | 0.35517 | 0.21921 | 0.21952 | 0.46085
[7 empty] | 0.66235 | 0.77628 | 0.32751 | 0.21525 | 0.19255 | 0.46545
[7 empty] | 0.62885 | 0.77907 | 0.30426 | 0.21269 | 0.16592 | 0.48928
[7 empty] | 0.60513 | 0.75932 | 0.27857 | 0.19516 | 0.14348 | 0.51129
[7 empty] | 0.56755 | 0.74491 | 0.25399 | 0.17422 | 0.12136 | 0.5448
[7 empty] | 0.51878 | 0.72499 | 0.23848 | 0.15114 | 0.10224 | 0.58311
[7 empty] | 0.48481 | 0.70136 | 0.23156 | 0.12324 | 0.077195 | 0.60593
[7 empty] | 0.45241 | 0.67121 | 0.22675 | 0.10089 | 0.059796 | 0.63001
[7 empty] | 0.426 | 0.61982 | 0.22606 | 0.076653 | 0.04467 | 0.64285
[7 empty] | 0.40204 | 0.54158 | 0.22031 | 0.066462 | 0.03328 | 0.64133
[7 empty] | 0.38413 | 0.47451 | 0.21083 | 0.057192 | 0.022325 | 0.64531
[7 empty] | 0.36779 | 0.40812 | 0.19721 | 0.057006 | 0.01582 | 0.65336
[7 empty] | 0.36004 | 0.35356 | 0.18635 | 0.053007 | 0.013572 | 0.65077
[7 empty] | 0.33396 | 0.30917 | 0.19032 | 0.053974 | 0.017644 | 0.6461
[7 empty] | 0.29377 | 0.28189 | 0.1987 | 0.049081 | 0.021756 | 0.63362
[7 empty] | 0.22934 | 0.28139 | 0.21104 | 0.041482 | 0.034409 | 0.63318
[7 empty] | 0.16508 | 0.31249 | 0.2347 | 0.033819 | 0.063434 | 0.64475
[7 empty] | 0.10895 | 0.34518 | 0.25053 | 0.025202 | 0.10822 | 0.66573
[7 empty] | 0.070421 | 0.33565 | 0.27162 | 0.018604 | 0.1772 | 0.67814
[7 empty] | 0.04937 | 0.28164 | 0.2888 | 0.015263 | 0.22037 | 0.67475
[7 empty] | 0.043155 | 0.24921 | 0.28212 | 0.018232 | 0.24841 | 0.66225
[7 empty] | 0.042816 | 0.27441 | 0.27124 | 0.025788 | 0.28019 | 0.64622
[7 empty] | 0.041658 | 0.37697 | 0.26975 | 0.057731 | 0.32801 | 0.6441
[7 empty] | 0.03984 | 0.49708 | 0.25805 | 0.11885 | 0.39725 | 0.64816
[7 empty] | 0.039954 | 0.56376 | 0.25423 | 0.20372 | 0.46711 | 0.65323
[7 empty] | 0.039749 | 0.6032 | 0.25342 | 0.30147 | 0.51191 | 0.65858
[7 empty] | 0.03581 | 0.67249 | 0.25482 | 0.41065 | 0.55288 | 0.65918
[7 empty] | 0.035616 | 0.72646 | 0.26135 | 0.50107 | 0.59906 | 0.66114
[7 empty] | 0.033816 | 0.76745 | 0.27758 | 0.57116 | 0.6188 | 0.66883
[7 empty] | 0.035849 | 0.80867 | 0.3233 | 0.63752 | 0.62352 | 0.68663
[7 empty] | 0.045719 | 0.83547 | 0.36467 | 0.68171 | 0.62953 | 0.69048
[7 empty] | 0.051419 | 0.83847 | 0.40716 | 0.70639 | 0.61429 | 0.70572
[7 empty] | 0.06535 | 0.84381 | 0.48575 | 0.73055 | 0.60108 | 0.71814
[7 empty] | 0.085547 | 0.86009 | 0.56268 | 0.75226 | 0.5744 | 0.71866
[7 empty] | 0.09441 | 0.87504 | 0.61502 | 0.78669 | 0.55114 | 0.7284
[7 empty] | 0.099459 | 0.88597 | 0.66216 | 0.81719 | 0.54222 | 0.74194
[7 empty] | 0.1005 | 0.89 | 0.71044 | 0.85267 | 0.54028 | 0.75506
[7 empty] | 0.10696 | 0.88055 | 0.74558 | 0.8683 | 0.54383 | 0.77334
[7 empty] | 0.10468 | 0.85988 | 0.7783 | 0.86557 | 0.55421 | 0.79702
[7 empty] | 0.099587 | 0.78601 | 0.80197 | 0.85166 | 0.57654 | 0.82363
[7 empty] | 0.10509 | 0.63796 | 0.82564 | 0.81683 | 0.63927 | 0.83096
[7 empty] | 0.11577 | 0.58541 | 0.84571 | 0.76743 | 0.70075 | 0.8367
[7 empty] | 0.14568 | 0.66731 | 0.85153 | 0.70452 | 0.74071 | 0.82935
[7 empty] | 0.19834 | 0.77111 | 0.84441 | 0.60842 | 0.79936 | 0.83164
[7 empty] | 0.25832 | 0.81542 | 0.82882 | 0.51202 | 0.8451 | 0.82865
[7 empty] | 0.32574 | 0.82319 | 0.80891 | 0.42385 | 0.85528 | 0.82846
[7 empty] | 0.36695 | 0.82352 | 0.81408 | 0.33791 | 0.8558 | 0.82041
[7 empty] | 0.38896 | 0.83856 | 0.82798 | 0.27743 | 0.86469 | 0.81465
[7 empty] | 0.38834 | 0.84683 | 0.83779 | 0.21622 | 0.86904 | 0.80605
[7 empty] | 0.39629 | 0.85504 | 0.8411 | 0.16661 | 0.87591 | 0.79532
[7 empty] | 0.4117 | 0.83129 | 0.83574 | 0.15131 | 0.8822 | 0.79191
[7 empty] | 0.44781 | 0.78466 | 0.82077 | 0.14983 | 0.89349 | 0.7767
[7 empty] | 0.5038 | 0.79524 | 0.80859 | 0.15447 | 0.89937 | 0.75753
[7 empty] | 0.56432 | 0.82948 | 0.80753 | 0.16464 | 0.89808 | 0.7357
[7 empty] | 0.62175 | 0.85937 | 0.815 | 0.20744 | 0.90137 | 0.70473
[7 empty] | 0.67686 | 0.87296 | 0.83039 | 0.28516 | 0.90561 | 0.68123
[7 empty] | 0.72496 | 0.87195 | 0.84009 | 0.41392 | 0.90563 | 0.63899
[7 empty] | 0.78749 | 0.86167 | 0.84604 | 0.54331 | 0.90461 | 0.55476
[7 empty] | 0.83503 | 0.85107 | 0.85975 | 0.63192 | 0.90459 | 0.43695
[7 empty] | 0.86113 | 0.84274 | 0.87429 | 0.70262 | 0.90445 | 0.31605
[7 empty] | 0.87114 | 0.84366 | 0.88018 | 0.74186 | 0.90097 | 0.23124
[7 empty] | 0.86786 | 0.84598 | 0.88395 | 0.75868 | 0.88276 | 0.19642
[7 empty] | 0.86422 | 0.85444 | 0.88408 | 0.76685 | 0.81971 | 0.19056
[7 empty] | 0.866 | 0.86197 | 0.88786 | 0.77718 | 0.78443 | 0.18442
[7 empty] | 0.87113 | 0.85889 | 0.89335 | 0.77868 | 0.76969 | 0.18173
[7 empty] | 0.87094 | 0.8587 | 0.89739 | 0.78406 | 0.86411 | 0.17984
[7 empty] | 0.87266 | 0.859 | 0.89765 | 0.78658 | 0.89798 | 0.19616
[7 empty] | 0.87556 | 0.86228 | 0.89623 | 0.78908 | 0.89299 | 0.25081
[7 empty] | 0.87572 | 0.866 | 0.896 | 0.79514 | 0.90156 | 0.34094
[7 empty] | 0.87672 | 0.86757 | 0.89376 | 0.80608 | 0.90322 | 0.39289
[7 empty] | 0.87454 | 0.86689 | 0.88596 | 0.80621 | 0.89596 | 0.38867
[7 empty] | 0.87601 | 0.86593 | 0.86114 | 0.79611 | 0.87116 | 0.33225
[7 empty] | 0.8712 | 0.86244 | 0.8197 | 0.77779 | 0.8528 | 0.27604
[7 empty] | 0.86922 | 0.85196 | 0.77437 | 0.76428 | 0.83478 | 0.26754
[7 empty] | 0.86355 | 0.84005 | 0.75102 | 0.74434 | 0.83799 | 0.38182
[7 empty] | 0.86028 | 0.80478 | 0.77467 | 0.71176 | 0.85516 | 0.49905
[7 empty] | 0.85179 | 0.77092 | 0.83086 | 0.67403 | 0.87091 | 0.55085
[7 empty] | 0.84262 | 0.73771 | 0.86315 | 0.61136 | 0.87387 | 0.60867
[7 empty] | 0.8324 | 0.69439 | 0.87424 | 0.52795 | 0.87036 | 0.67862
[7 empty] | 0.82021 | 0.66208 | 0.86951 | 0.43537 | 0.84982 | 0.71779
[7 empty] | 0.80195 | 0.62618 | 0.85376 | 0.33091 | 0.81788 | 0.73419
[7 empty] | 0.78598 | 0.57503 | 0.82232 | 0.25528 | 0.76572 | 0.73927
[7 empty] | 0.77389 | 0.53218 | 0.7747 | 0.20268 | 0.69772 | 0.72993
[7 empty] | 0.75973 | 0.47163 | 0.70683 | 0.16631 | 0.58829 | 0.71075
[7 empty] | 0.74415 | 0.40148 | 0.6552 | 0.14502 | 0.48536 | 0.6687
[7 empty] | 0.72417 | 0.33893 | 0.60515 | 0.13924 | 0.40603 | 0.60264
[7 empty] | 0.70491 | 0.29306 | 0.56617 | 0.14399 | 0.34262 | 0.52076
[7 empty] | 0.67645 | 0.23584 | 0.56823 | 0.14498 | 0.30701 | 0.40406
[7 empty] | 0.65834 | 0.17447 | 0.61019 | 0.14819 | 0.29214 | 0.28272
[7 empty] | 0.62877 | 0.12482 | 0.65621 | 0.16425 | 0.28509 | 0.1883
[7 empty] | 0.61531 | 0.081812 | 0.69669 | 0.19593 | 0.29589 | 0.11236
[7 empty] | 0.61637 | 0.046273 | 0.73464 | 0.24895 | 0.31474 | 0.064169
[7 empty] | 0.62773 | 0.027805 | 0.74811 | 0.29223 | 0.34023 | 0.039259
[7 empty] | 0.63645 | 0.019229 | 0.76775 | 0.3217 | 0.39306 | 0.029948
[7 empty] | 0.63151 | 0.015385 | 0.78273 | 0.34128 | 0.46534 | 0.027744
[7 empty] | 0.61337 | 0.011702 | 0.79363 | 0.35611 | 0.53527 | 0.024962
[7 empty] | 0.57326 | 0.011041 | 0.80167 | 0.36139 | 0.60856 | 0.022014
[7 empty] | 0.52713 | 0.0092041 | 0.80358 | 0.34767 | 0.65554 | 0.018786
[7 empty] | 0.46017 | 0.0090825 | 0.8086 | 0.33891 | 0.68909 | 0.025845
[7 empty] | 0.39567 | 0.016411 | 0.8233 | 0.352 | 0.71514 | 0.04367
[7 empty] | 0.35943 | 0.03051 | 0.84353 | 0.35394 | 0.72977 | 0.057841
[7 empty] | 0.34455 | 0.055869 | 0.85878 | 0.35412 | 0.72923 | 0.059147
[7 empty] | 0.33791 | 0.081714 | 0.87432 | 0.34211 | 0.72341 | 0.054642
[7 empty] | 0.33828 | 0.11469 | 0.87994 | 0.32617 | 0.71266 | 0.047919
[7 empty] | 0.33494 | 0.14143 | 0.88103 | 0.30087 | 0.69317 | 0.049688
[7 empty] | 0.3344 | 0.16171 | 0.88194 | 0.27312 | 0.6751 | 0.060651
[7 empty] | 0.32842 | 0.17633 | 0.87886 | 0.25056 | 0.67309 | 0.078831
[7 empty] | 0.3148 | 0.18084 | 0.88038 | 0.23707 | 0.67956 | 0.091727
[7 empty] | 0.30291 | 0.18828 | 0.88268 | 0.21684 | 0.69052 | 0.11237
[7 empty] | 0.27812 | 0.19905 | 0.88388 | 0.19686 | 0.69677 | 0.13911
[7 empty] | 0.24939 | 0.20486 | 0.8829 | 0.17192 | 0.70101 | 0.15344
[7 empty] | 0.21799 | 0.22649 | 0.88302 | 0.15739 | 0.71625 | 0.17447
[7 empty] | 0.18455 | 0.24759 | 0.88417 | 0.15208 | 0.71785 | 0.20041
[7 empty] | 0.17106 | 0.26298 | 0.88552 | 0.14995 | 0.71754 | 0.22154
[7 empty] | 0.16432 | 0.27702 | 0.88552 | 0.15238 | 0.69026 | 0.23998
[7 empty] | 0.16533 | 0.27679 | 0.88642 | 0.16156 | 0.65237 | 0.23964
[7 empty] | 0.16319 | 0.24761 | 0.88453 | 0.17504 | 0.59815 | 0.25721
[7 empty] | 0.15967 | 0.1979 | 0.88593 | 0.18639 | 0.51721 | 0.28725
[7 empty] | 0.15334 | 0.15209 | 0.88573 | 0.20618 | 0.43356 | 0.38541
[7 empty] | 0.13753 | 0.11929 | 0.8848 | 0.24517 | 0.38718 | 0.50186
[7 empty] | 0.11527 | 0.10556 | 0.8847 | 0.29811 | 0.35933 | 0.61126
[7 empty] | 0.093191 | 0.10502 | 0.885 | 0.34005 | 0.33399 | 0.69336
[7 empty] | 0.07475 | 0.11992 | 0.88372 | 0.37811 | 0.30165 | 0.74904
[7 empty] | 0.064764 | 0.1366 | 0.88021 | 0.39111 | 0.26607 | 0.77786
[7 empty] | 0.050204 | 0.1351 | 0.87922 | 0.40831 | 0.23013 | 0.80952
[7 empty] | 0.041728 | 0.13169 | 0.87834 | 0.42659 | 0.19934 | 0.82883
[7 empty] | 0.034334 | 0.14754 | 0.87638 | 0.4434 | 0.19 | 0.8605
[7 empty] | 0.030771 | 0.21085 | 0.87418 | 0.46177 | 0.19884 | 0.88145
[7 empty] | 0.031628 | 0.3129 | 0.87183 | 0.49008 | 0.20982 | 0.89731
[7 empty] | 0.030545 | 0.4147 | 0.86488 | 0.51042 | 0.22755 | 0.91081
[7 empty] | 0.028026 | 0.50279 | 0.84905 | 0.53432 | 0.24199 | 0.91885
[7 empty] | 0.025699 | 0.58627 | 0.81542 | 0.57631 | 0.25953 | 0.92096
[7 empty] | 0.021687 | 0.66493 | 0.76344 | 0.61158 | 0.29743 | 0.922
[7 empty] | 0.01916 | 0.71471 | 0.74159 | 0.65422 | 0.34419 | 0.92426
[7 empty] | 0.012921 | 0.73687 | 0.72945 | 0.70205 | 0.38436 | 0.91823
[7 empty] | 0.0072928 | 0.7463 | 0.72359 | 0.74692 | 0.42185 | 0.91639
[7 empty] | 0.0025701 | 0.74697 | 0.70185 | 0.76973 | 0.45635 | 0.91521
[7 empty] | 0.00097754 | 0.75298 | 0.66502 | 0.78187 | 0.50649 | 0.91661
[7 empty] | 0.0010333 | 0.764 | 0.58791 | 0.79652 | 0.53645 | 0.91569
[7 empty] | 0.0017483 | 0.78516 | 0.48783 | 0.81155 | 0.57709 | 0.92252
[7 empty] | 0.0031997 | 0.81478 | 0.4116 | 0.82005 | 0.62444 | 0.92412
[7 empty] | 0.0064192 | 0.84278 | 0.32659 | 0.82435 | 0.6574 | 0.92382
[7 empty] | 0.009467 | 0.8645 | 0.28594 | 0.82544 | 0.68187 | 0.9287
[7 empty] | 0.0093611 | 0.87999 | 0.28213 | 0.82805 | 0.70194 | 0.92928
[7 empty] | 0.0094876 | 0.88661 | 0.30224 | 0.82104 | 0.71804 | 0.92847
[7 empty] | 0.0090131 | 0.89179 | 0.34194 | 0.80917 | 0.73286 | 0.9267
[7 empty] | 0.0076611 | 0.89233 | 0.38109 | 0.79929 | 0.74538 | 0.92854
[7 empty] | 0.0066138 | 0.8949 | 0.39382 | 0.78536 | 0.75598 | 0.92948
[7 empty] | 0.006586 | 0.89864 | 0.41756 | 0.78382 | 0.76405 | 0.93041
[7 empty] | 0.006575 | 0.87876 | 0.41954 | 0.78982 | 0.77413 | 0.92985
[7 empty] | 0.01032 | 0.85526 | 0.42472 | 0.79511 | 0.7761 | 0.92992
[7 empty] | 0.020273 | 0.85162 | 0.44276 | 0.80042 | 0.77576 | 0.92787
[7 empty] | 0.038607 | 0.82085 | 0.44797 | 0.8008 | 0.76992 | 0.92757
[7 empty] | 0.055349 | 0.81056 | 0.44075 | 0.79059 | 0.76419 | 0.92699
[7 empty] | 0.072955 | 0.84225 | 0.41801 | 0.78306 | 0.75869 | 0.92374
[7 empty] | 0.081357 | 0.87841 | 0.41577 | 0.778 | 0.73807 | 0.92091
[7 empty] | 0.079118 | 0.89118 | 0.40508 | 0.76679 | 0.7125 | 0.91583
[7 empty] | 0.074882 | 0.8913 | 0.44216 | 0.75138 | 0.665 | 0.90409
[7 empty] | 0.063169 | 0.8736 | 0.45671 | 0.73113 | 0.60247 | 0.88592
[7 empty] | 0.049949 | 0.84638 | 0.47491 | 0.71237 | 0.54717 | 0.86304
[7 empty] | 0.042798 | 0.81765 | 0.49032 | 0.65749 | 0.46496 | 0.82947
[7 empty] | 0.042685 | 0.785 | 0.47986 | 0.60814 | 0.39201 | 0.77858
[7 empty] | 0.051097 | 0.75332 | 0.48016 | 0.57122 | 0.34228 | 0.72243
[7 empty] | 0.068158 | 0.72661 | 0.50246 | 0.56019 | 0.32917 | 0.67705
[7 empty] | 0.087357 | 0.68231 | 0.53835 | 0.58107 | 0.3297 | 0.66956
[7 empty] | 0.094856 | 0.65336 | 0.57653 | 0.60868 | 0.3211 | 0.6852
[7 empty] | 0.086785 | 0.61671 | 0.61501 | 0.63482 | 0.30433 | 0.72468
[7 empty] | 0.071737 | 0.59147 | 0.65386 | 0.63672 | 0.28423 | 0.75787
[7 empty] | 0.052313 | 0.54806 | 0.68021 | 0.61473 | 0.25965 | 0.78835
[7 empty] | 0.037456 | 0.49882 | 0.67878 | 0.58932 | 0.21818 | 0.8051
[7 empty] | 0.02893 | 0.44065 | 0.6777 | 0.54838 | 0.18464 | 0.80931
[7 empty] | 0.023761 | 0.40105 | 0.66825 | 0.49842 | 0.16834 | 0.80464
[7 empty] | 0.024995 | 0.40213 | 0.66876 | 0.44474 | 0.14949 | 0.80796
[7 empty] | 0.033133 | 0.41884 | 0.6613 | 0.41023 | 0.13662 | 0.80866
[7 empty] | 0.039024 | 0.42979 | 0.63706 | 0.38932 | 0.1266 | 0.81091
[7 empty] | 0.040159 | 0.4246 | 0.60586 | 0.377 | 0.12556 | 0.82215
[7 empty] | 0.040139 | 0.41292 | 0.55729 | 0.37229 | 0.13687 | 0.83652
[7 empty] | 0.042566 | 0.38981 | 0.51402 | 0.36873 | 0.16246 | 0.85674
[7 empty] | 0.047264 | 0.39655 | 0.49191 | 0.3511 | 0.186 | 0.87175
[7 empty] | 0.059015 | 0.41656 | 0.48728 | 0.33919 | 0.22647 | 0.85801
[7 empty] | 0.068606 | 0.41901 | 0.50795 | 0.29375 | 0.25594 | 0.83948
[7 empty] | 0.082274 | 0.41333 | 0.5556 | 0.23594 | 0.2951 | 0.80935
[7 empty] | 0.10046 | 0.39409 | 0.58937 | 0.17381 | 0.35657 | 0.76553
[7 empty] | 0.11675 | 0.3492 | 0.61629 | 0.13139 | 0.3798 | 0.69842
[7 empty] | 0.14016 | 0.29914 | 0.64273 | 0.09007 | 0.40196 | 0.6327
[7 empty] | 0.17649 | 0.24107 | 0.66429 | 0.062915 | 0.42953 | 0.56739
[7 empty] | 0.22563 | 0.19105 | 0.68329 | 0.047462 | 0.47203 | 0.48729
[7 empty] | 0.29863 | 0.16158 | 0.67755 | 0.039273 | 0.53142 | 0.41429
[7 empty] | 0.36364 | 0.14642 | 0.65043 | 0.033624 | 0.59477 | 0.34919
[7 empty] | 0.43012 | 0.14023 | 0.6172 | 0.0342 | 0.66015 | 0.29213
[7 empty] | 0.50491 | 0.13993 | 0.56988 | 0.028895 | 0.71251 | 0.29382
[7 empty] | 0.55378 | 0.16438 | 0.51028 | 0.02573 | 0.74829 | 0.34708
[7 empty] | 0.58951 | 0.17865 | 0.44769 | 0.020303 | 0.76826 | 0.42484
[7 empty] | 0.62658 | 0.19484 | 0.36225 | 0.017826 | 0.77844 | 0.52253
[7 empty] | 0.6614 | 0.21201 | 0.30373 | 0.012731 | 0.78086 | 0.61239
[7 empty] | 0.69701 | 0.21692 | 0.26079 | 0.013722 | 0.77999 | 0.66792
[7 empty] | 0.73469 | 0.23245 | 0.23779 | 0.014649 | 0.78071 | 0.73403
[7 empty] | 0.7542 | 0.23504 | 0.22999 | 0.017794 | 0.7768 | 0.75689
[7 empty] | 0.76172 | 0.24029 | 0.23758 | 0.021744 | 0.78263 | 0.76467
[7 empty] | 0.76681 | 0.24354 | 0.26032 | 0.044136 | 0.80126 | 0.76713
[7 empty] | 0.76889 | 0.25264 | 0.28892 | 0.065221 | 0.82076 | 0.77659
[7 empty] | 0.77779 | 0.26035 | 0.32686 | 0.096858 | 0.84103 | 0.79957
[7 empty] | 0.78906 | 0.27705 | 0.36995 | 0.1519 | 0.85202 | 0.8239
[7 empty] | 0.80278 | 0.2866 | 0.40384 | 0.24208 | 0.8518 | 0.86475
[7 empty] | 0.81041 | 0.29563 | 0.44983 | 0.34226 | 0.83675 | 0.88683
[7 empty] | 0.80034 | 0.28928 | 0.47971 | 0.44672 | 0.80547 | 0.89758
[7 empty] | 0.79595 | 0.29745 | 0.50871 | 0.52811 | 0.76382 | 0.90317
[7 empty] | 0.79659 | 0.29473 | 0.53031 | 0.58083 | 0.75068 | 0.90716
[7 empty] | 0.79348 | 0.294 | 0.56143 | 0.62498 | 0.73095 | 0.90861
[7 empty] | 0.78967 | 0.28579 | 0.60631 | 0.65909 | 0.70994 | 0.9088
[7 empty] | 0.78615 | 0.29947 | 0.64189 | 0.68483 | 0.68411 | 0.90949
[7 empty] | 0.80922 | 0.31822 | 0.64594 | 0.71537 | 0.66185 | 0.90587
[7 empty] | 0.83107 | 0.33384 | 0.6371 | 0.73909 | 0.624 | 0.90525
[7 empty] | 0.84586 | 0.33649 | 0.61284 | 0.75461 | 0.59229 | 0.89917
[7 empty] | 0.85237 | 0.33676 | 0.56438 | 0.73345 | 0.57287 | 0.888
[7 empty] | 0.85797 | 0.32526 | 0.5097 | 0.69252 | 0.54578 | 0.87593
[7 empty] | 0.86026 | 0.30552 | 0.45344 | 0.69135 | 0.53787 | 0.86867
[7 empty] | 0.85982 | 0.27962 | 0.41193 | 0.70782 | 0.52989 | 0.85805
[7 empty] | 0.85888 | 0.26107 | 0.36725 | 0.70838 | 0.52772 | 0.85475
[7 empty] | 0.8496 | 0.24838 | 0.32432 | 0.726 | 0.54027 | 0.85451
[7 empty] | 0.84602 | 0.24159 | 0.29144 | 0.74369 | 0.5559 | 0.85138
[7 empty] | 0.83808 | 0.24269 | 0.26514 | 0.74795 | 0.57793 | 0.85368
[7 empty] | 0.83453 | 0.2567 | 0.23122 | 0.74095 | 0.58904 | 0.85707
[7 empty] | 0.83077 | 0.29399 | 0.21087 | 0.73283 | 0.57209 | 0.86246
[7 empty] | 0.82796 | 0.34889 | 0.18947 | 0.71315 | 0.54636 | 0.8623
[7 empty] | 0.82099 | 0.4242 | 0.16677 | 0.69001 | 0.49493 | 0.86116
[7 empty] | 0.8225 | 0.53352 | 0.15501 | 0.65974 | 0.46429 | 0.8599
[7 empty] | 0.81305 | 0.63183 | 0.15087 | 0.6035 | 0.45769 | 0.84907
[7 empty] | 0.79972 | 0.68992 | 0.15853 | 0.55588 | 0.46933 | 0.84108
[7 empty] | 0.77543 | 0.72156 | 0.18528 | 0.50195 | 0.4938 | 0.82597
[7 empty] | 0.75542 | 0.74412 | 0.18708 | 0.45776 | 0.52152 | 0.81616
[7 empty] | 0.73296 | 0.75546 | 0.18998 | 0.44773 | 0.56102 | 0.80406
[7 empty] | 0.71141 | 0.76944 | 0.17881 | 0.47561 | 0.61026 | 0.80085
[7 empty] | 0.69698 | 0.75211 | 0.16056 | 0.5264 | 0.65272 | 0.80118
[7 empty] | 0.68485 | 0.72704 | 0.13892 | 0.5636 | 0.68838 | 0.80354
[7 empty] | 0.68596 | 0.67669 | 0.14097 | 0.61037 | 0.72209 | 0.80471
[7 empty] | 0.6867 | 0.60927 | 0.13989 | 0.63816 | 0.74174 | 0.80621
[7 empty] | 0.68643 | 0.53381 | 0.14096 | 0.649 | 0.72993 | 0.80951
[7 empty] | 0.68065 | 0.48977 | 0.14525 | 0.6523 | 0.70269 | 0.81594
[7 empty] | 0.67029 | 0.49282 | 0.14072 | 0.64682 | 0.64788 | 0.81698
[7 empty] | 0.6447 | 0.5123 | 0.12874 | 0.638 | 0.60028 | 0.81483
[7 empty] | 0.62454 | 0.54091 | 0.10785 | 0.6414 | 0.57334 | 0.8091
[7 empty] | 0.58606 | 0.55719 | 0.097153 | 0.63914 | 0.55024 | 0.80315
[7 empty] | 0.55579 | 0.54848 | 0.081053 | 0.63589 | 0.57293 | 0.79401
[7 empty] | 0.54419 | 0.53073 | 0.076141 | 0.63714 | 0.61461 | 0.78969
[7 empty] | 0.51396 | 0.50954 | 0.078932 | 0.63205 | 0.66347 | 0.78227
[7 empty] | 0.4866 | 0.48674 | 0.078139 | 0.63131 | 0.70349 | 0.7725
[7 empty] | 0.46037 | 0.46646 | 0.080655 | 0.61702 | 0.73041 | 0.76047
[7 empty] | 0.43711 | 0.46136 | 0.078821 | 0.59725 | 0.75293 | 0.73589
[7 empty] | 0.39148 | 0.44923 | 0.07646 | 0.55793 | 0.78018 | 0.69447
[7 empty] | 0.34912 | 0.4393 | 0.077465 | 0.50808 | 0.79115 | 0.6461
[7 empty] | 0.31203 | 0.42381 | 0.074995 | 0.45009 | 0.7944 | 0.59225
[7 empty] | 0.27169 | 0.39064 | 0.073362 | 0.38375 | 0.79512 | 0.54829
[7 empty] | 0.23495 | 0.3611 | 0.074771 | 0.32512 | 0.79193 | 0.51018
[7 empty] | 0.19958 | 0.3442 | 0.075681 | 0.27101 | 0.79175 | 0.47769
[7 empty] | 0.16794 | 0.32793 | 0.067049 | 0.23722 | 0.79196 | 0.44538
[7 empty] | 0.15398 | 0.31361 | 0.052388 | 0.24701 | 0.79303 | 0.43318
[7 empty] | 0.15252 | 0.29987 | 0.047387 | 0.29551 | 0.80102 | 0.44441
[7 empty] | 0.16777 | 0.29265 | 0.05468 | 0.3503 | 0.80403 | 0.44535
[7 empty] | 0.17639 | 0.29367 | 0.076116 | 0.39756 | 0.79705 | 0.4533
[7 empty] | 0.17972 | 0.28656 | 0.12012 | 0.39971 | 0.75969 | 0.46034
[7 empty] | 0.17473 | 0.27995 | 0.14887 | 0.36719 | 0.65428 | 0.46511
[7 empty] | 0.1504 | 0.2696 | 0.12618 | 0.33176 | 0.48099 | 0.50185
[7 empty] | 0.11728 | 0.26329 | 0.084217 | 0.29299 | 0.33224 | 0.55601
[7 empty] | 0.073325 | 0.24551 | 0.056494 | 0.26031 | 0.29953 | 0.60333
[7 empty] | 0.040942 | 0.22242 | 0.053416 | 0.23923 | 0.2955 | 0.66728
[7 empty] | 0.023384 | 0.20703 | 0.057613 | 0.24021 | 0.27921 | 0.71165
[7 empty] | 0.017177 | 0.18433 | 0.075393 | 0.26283 | 0.24031 | 0.73338
[7 empty] | 0.020724 | 0.16704 | 0.10892 | 0.30796 | 0.19614 | 0.76816
[7 empty] | 0.034137 | 0.14565 | 0.15384 | 0.36206 | 0.14204 | 0.80787
[7 empty] | 0.046674 | 0.13088 | 0.22323 | 0.42278 | 0.085089 | 0.83164
[7 empty] | 0.047302 | 0.11544 | 0.25641 | 0.46397 | 0.048931 | 0.84633
[7 empty] | 0.044386 | 0.095542 | 0.24203 | 0.46515 | 0.026532 | 0.85723
[7 empty] | 0.039912 | 0.067928 | 0.22682 | 0.44351 | 0.018511 | 0.86245
[7 empty] | 0.033985 | 0.043021 | 0.23217 | 0.3924 | 0.016186 | 0.8671
[7 empty] | 0.029069 | 0.026333 | 0.24663 | 0.34669 | 0.018917 | 0.86711
[7 empty] | 0.023171 | 0.019687 | 0.25064 | 0.29144 | 0.026122 | 0.87553
[7 empty] | 0.021356 | 0.0207 | 0.25389 | 0.25481 | 0.038825 | 0.88354
[7 empty] | 0.016132 | 0.038461 | 0.2486 | 0.21044 | 0.08138 | 0.89139
[7 empty] | 0.014528 | 0.078613 | 0.24406 | 0.17942 | 0.17308 | 0.89757
[7 empty] | 0.012442 | 0.1363 | 0.2556 | 0.15018 | 0.31276 | 0.90539
[7 empty] | 0.015694 | 0.18485 | 0.26425 | 0.12541 | 0.45932 | 0.90193
[7 empty] | 0.019667 | 0.22652 | 0.27964 | 0.10822 | 0.57042 | 0.88583
[7 empty] | 0.028596 | 0.24525 | 0.30561 | 0.14219 | 0.62656 | 0.85427
[7 empty] | 0.049438 | 0.24579 | 0.33434 | 0.19126 | 0.67035 | 0.80938
[7 empty] | 0.072283 | 0.23036 | 0.35605 | 0.25166 | 0.71136 | 0.76004
[7 empty] | 0.094761 | 0.22561 | 0.38408 | 0.31356 | 0.75569 | 0.69349
[7 empty] | 0.11572 | 0.24681 | 0.41408 | 0.38066 | 0.8051 | 0.60312
[7 empty] | 0.12498 | 0.27973 | 0.42036 | 0.44496 | 0.83343 | 0.5007
[7 empty] | 0.11636 | 0.32882 | 0.39367 | 0.50169 | 0.84782 | 0.41118
[7 empty] | 0.11297 | 0.36263 | 0.3676 | 0.54368 | 0.86056 | 0.32864
[7 empty] | 0.11406 | 0.39515 | 0.33563 | 0.57926 | 0.87262 | 0.26003
[7 empty] | 0.11682 | 0.4458 | 0.33216 | 0.61188 | 0.87042 | 0.22529
[7 empty] | 0.12072 | 0.48477 | 0.34945 | 0.65177 | 0.86649 | 0.21908
[7 empty] | 0.13567 | 0.50946 | 0.34887 | 0.68574 | 0.85943 | 0.26043
[7 empty] | 0.15658 | 0.51217 | 0.35206 | 0.71578 | 0.84947 | 0.36752
[7 empty] | 0.17653 | 0.49462 | 0.33726 | 0.73483 | 0.83781 | 0.50181
[7 empty] | 0.19792 | 0.44874 | 0.31518 | 0.75361 | 0.81878 | 0.61465
[7 empty] | 0.21768 | 0.40313 | 0.28959 | 0.77394 | 0.79808 | 0.67586
[7 empty] | 0.22796 | 0.35337 | 0.26908 | 0.79172 | 0.77962 | 0.70921
[7 empty] | 0.23364 | 0.27979 | 0.22536 | 0.81323 | 0.76502 | 0.73691
[7 empty] | 0.23328 | 0.22578 | 0.20295 | 0.82904 | 0.74913 | 0.76347
[7 empty] | 0.22863 | 0.17664 | 0.17386 | 0.8431 | 0.75419 | 0.79548
[7 empty] | 0.20735 | 0.14027 | 0.15224 | 0.8371 | 0.7643 | 0.82155
[7 empty] | 0.18851 | 0.11562 | 0.13676 | 0.78812 | 0.77447 | 0.83371
[7 empty] | 0.18398 | 0.096417 | 0.12684 | 0.7229 | 0.77623 | 0.83358
[7 empty] | 0.19466 | 0.082415 | 0.12346 | 0.68023 | 0.77799 | 0.8246
[7 empty] | 0.21176 | 0.069741 | 0.11957 | 0.66104 | 0.80433 | 0.81448
[7 empty] | 0.23309 | 0.064348 | 0.12002 | 0.66614 | 0.82228 | 0.80048
[7 empty] | 0.24375 | 0.067695 | 0.12148 | 0.68954 | 0.83848 | 0.76882
[7 empty] | 0.24076 | 0.0758 | 0.12709 | 0.6937 | 0.84578 | 0.71653
[7 empty] | 0.23007 | 0.084804 | 0.12972 | 0.68693 | 0.84839 | 0.66981
[7 empty] | 0.21357 | 0.10237 | 0.11994 | 0.66592 | 0.84864 | 0.64977
[7 empty] | 0.18793 | 0.12396 | 0.11039 | 0.6499 | 0.84242 | 0.69647
[7 empty] | 0.15619 | 0.14158 | 0.11075 | 0.62519 | 0.83917 | 0.73896
[7 empty] | 0.13273 | 0.15188 | 0.11525 | 0.59325 | 0.82611 | 0.76638
[7 empty] | 0.10594 | 0.16537 | 0.12186 | 0.57989 | 0.81997 | 0.80914
[7 empty] | 0.087577 | 0.17253 | 0.13498 | 0.57043 | 0.81644 | 0.85456
[7 empty] | 0.076517 | 0.16276 | 0.15758 | 0.54237 | 0.81497 | 0.86797
[7 empty] | 0.06883 | 0.16746 | 0.18612 | 0.52106 | 0.81415 | 0.87548
[7 empty] | 0.062087 | 0.16788 | 0.22612 | 0.48289 | 0.81084 | 0.87739
[7 empty] | 0.063544 | 0.17479 | 0.27259 | 0.45721 | 0.81546 | 0.88267
[7 empty] | 0.060983 | 0.19273 | 0.32084 | 0.44082 | 0.82317 | 0.90209
[7 empty] | 0.057326 | 0.21341 | 0.36026 | 0.45285 | 0.82014 | 0.91489
[7 empty] | 0.054458 | 0.23075 | 0.38051 | 0.48181 | 0.81598 | 0.91772
[7 empty] | 0.049538 | 0.2232 | 0.40562 | 0.55013 | 0.8002 | 0.90705
[7 empty] | 0.044119 | 0.20467 | 0.43138 | 0.63994 | 0.78197 | 0.7026
[7 empty] | 0.035239 | 0.17613 | 0.46783 | 0.71865 | 0.77819 | 0.43814
[7 empty] | 0.026044 | 0.16285 | 0.47951 | 0.76062 | 0.7674 | 0.30519
[7 empty] | 0.019207 | 0.14279 | 0.53064 | 0.78432 | 0.76255 | 0.30148
[7 empty] | 0.014816 | 0.12994 | 0.59072 | 0.79927 | 0.7563 | 0.25722
[7 empty] | 0.012938 | 0.12521 | 0.66535 | 0.81214 | 0.77849 | 0.21326
[7 empty] | 0.013704 | 0.12416 | 0.72321 | 0.83099 | 0.79894 | 0.21316
[7 empty] | 0.01616 | 0.1202 | 0.74241 | 0.86222 | 0.81105 | 0.21316
[7 empty] | 0.018745 | 0.11083 | 0.72787 | 0.88621 | 0.8115 | 0.18492
[7 empty] | 0.023257 | 0.10234 | 0.6856 | 0.89227 | 0.81001 | 0.17234
[7 empty] | 0.027278 | 0.088532 | 0.62885 | 0.88958 | 0.78906 | 0.19059
[7 empty] | 0.030139 | 0.079538 | 0.5809 | 0.87066 | 0.77045 | 0.12617
[7 empty] | 0.034538 | 0.069059 | 0.53529 | 0.84555 | 0.75177 | 0.053624
[7 empty] | 0.040354 | 0.056451 | 0.48246 | 0.82312 | 0.72908 | 0.053624
[7 empty] | 0.043473 | 0.044634 | 0.46007 | 0.81884 | 0.72629 | 0.042919
[7 empty] | 0.047379 | 0.037056 | 0.42876 | 0.81001 | 0.72456 | 0.16408
[7 empty] | 0.05176 | 0.031692 | 0.39472 | 0.77765 | 0.72165 | 0.45954
[7 empty] | 0.049502 | 0.028524 | 0.37043 | 0.71727 | 0.74035 | 0.6034
[7 empty] | 0.043159 | 0.028124 | 0.34524 | 0.59813 | 0.75178 | 0.72369
[7 empty] | 0.04213 | 0.02631 | 0.32753 | 0.51128 | 0.76626 | 0.80408
[7 empty] | 0.038932 | 0.022178 | 0.33089 | 0.46118 | 0.77904 | 0.80477
[7 empty] | 0.038289 | 0.020309 | 0.35096 | 0.43867 | 0.78431 | 0.80563
[7 empty] | 0.044026 | 0.019393 | 0.34799 | 0.46176 | 0.77998 | 0.89267
[7 empty] | 0.057695 | 0.019847 | 0.35421 | 0.51525 | 0.75562 | 0.89263
[7 empty] | 0.077349 | 0.0249 | 0.34959 | 0.57793 | 0.74411 | 0.92106
[7 empty] | 0.089234 | 0.031678 | 0.34806 | 0.63527 | 0.73975 | 0.92385
[7 empty] | 0.095173 | 0.040475 | 0.35449 | 0.68871 | 0.75065 | 0.92372
[7 empty] | 0.094307 | 0.054107 | 0.36598 | 0.70879 | 0.76915 | 0.92105
[7 empty] | 0.086325 | 0.061773 | 0.39389 | 0.7103 | 0.78262 | 0.92011
[7 empty] | 0.08258 | 0.068616 | 0.45142 | 0.70539 | 0.7965 | 0.91745
[7 empty] | 0.078383 | 0.077759 | 0.51227 | 0.69006 | 0.80258 | 0.91751
[7 empty] | 0.076671 | 0.096585 | 0.56136 | 0.67477 | 0.80948 | 0.91766
[7 empty] | 0.080939 | 0.10315 | 0.57679 | 0.66912 | 0.8105 | 0.91417
[7 empty] | 0.085515 | 0.10765 | 0.59593 | 0.67432 | 0.81579 | 0.91347
[7 empty] | 0.094879 | 0.10922 | 0.60378 | 0.66277 | 0.81382 | 0.91335
[7 empty] | 0.098843 | 0.11169 | 0.61983 | 0.64415 | 0.81196 | 0.91207
[7 empty] | 0.10555 | 0.1223 | 0.64956 | 0.59271 | 0.81101 | 0.91034
[7 empty] | 0.10214 | 0.12629 | 0.65561 | 0.51713 | 0.80135 | 0.90484
[7 empty] | 0.089721 | 0.13784 | 0.68018 | 0.46547 | 0.80012 | 0.90144
[7 empty] | 0.07794 | 0.14902 | 0.69105 | 0.43091 | 0.79005 | 0.89354
[7 empty] | 0.069375 | 0.17187 | 0.69468 | 0.42034 | 0.78372 | 0.88691
[7 empty] | 0.066142 | 0.20901 | 0.70282 | 0.42734 | 0.78698 | 0.88747
[7 empty] | 0.064085 | 0.26073 | 0.71695 | 0.44081 | 0.78542 | 0.88676
[7 empty] | 0.073803 | 0.28925 | 0.71477 | 0.43592 | 0.79376 | 0.88533
[7 empty] | 0.087504 | 0.29935 | 0.73169 | 0.42346 | 0.78973 | 0.89416
[7 empty] | 0.10243 | 0.30425 | 0.75192 | 0.40501 | 0.78209 | 0.89951
[7 empty] | 0.1197 | 0.3179 | 0.74929 | 0.36514 | 0.76442 | 0.90511
[7 empty] | 0.14081 | 0.3767 | 0.73498 | 0.3205 | 0.71631 | 0.90757
[7 empty] | 0.15232 | 0.43796 | 0.70379 | 0.25067 | 0.67479 | 0.91169
[7 empty] | 0.15131 | 0.52909 | 0.66141 | 0.16836 | 0.61392 | 0.91569
[7 empty] | 0.14298 | 0.63849 | 0.65331 | 0.11128 | 0.5635 | 0.91365
[7 empty] | 0.13647 | 0.71892 | 0.64477 | 0.055877 | 0.50771 | 0.91142
[7 empty] | 0.14019 | 0.74805 | 0.64714 | 0.036569 | 0.4995 | 0.90465
[7 empty] | 0.15706 | 0.75214 | 0.64901 | 0.024811 | 0.51924 | 0.89071
[7 empty] | 0.1826 | 0.74723 | 0.65137 | 0.018283 | 0.55328 | 0.86306
[7 empty] | 0.20522 | 0.74241 | 0.64691 | 0.023457 | 0.56683 | 0.83117
[7 empty] | 0.23208 | 0.74267 | 0.6354 | 0.031996 | 0.54769 | 0.79362
[7 empty] | 0.26207 | 0.73541 | 0.62747 | 0.052593 | 0.52161 | 0.75285
[7 empty] | 0.28689 | 0.73686 | 0.59807 | 0.08413 | 0.49841 | 0.6989
[7 empty] | 0.30658 | 0.74691 | 0.57475 | 0.12295 | 0.48277 | 0.66193
[7 empty] | 0.3227 | 0.75873 | 0.54747 | 0.15726 | 0.4746 | 0.59388
[7 empty] | 0.33072 | 0.77919 | 0.52 | 0.20283 | 0.46424 | 0.48439
[7 empty] | 0.34343 | 0.80825 | 0.51063 | 0.24127 | 0.43848 | 0.40185
[7 empty] | 0.36716 | 0.83884 | 0.52071 | 0.26052 | 0.44921 | 0.30818
[7 empty] | 0.37989 | 0.86473 | 0.52649 | 0.27296 | 0.46509 | 0.23168
[7 empty] | 0.38575 | 0.88578 | 0.51879 | 0.29519 | 0.48044 | 0.18474
[7 empty] | 0.39161 | 0.89822 | 0.51173 | 0.29719 | 0.50398 | 0.1332
[7 empty] | 0.39673 | 0.90154 | 0.5154 | 0.28972 | 0.52112 | 0.10972
[7 empty] | 0.40895 | 0.90341 | 0.52598 | 0.27524 | 0.52774 | 0.094459
[7 empty] | 0.43123 | 0.90316 | 0.51813 | 0.23351 | 0.53999 | 0.092401
[7 empty] | 0.44293 | 0.90366 | 0.50348 | 0.19507 | 0.56152 | 0.087291
[7 empty] | 0.4626 | 0.90748 | 0.47322 | 0.17041 | 0.57055 | 0.099154
[7 empty] | 0.44881 | 0.91031 | 0.45098 | 0.13034 | 0.56687 | 0.11621
[7 empty] | 0.43501 | 0.9053 | 0.41671 | 0.10108 | 0.56302 | 0.13738
[7 empty] | 0.4125 | 0.90449 | 0.39989 | 0.076576 | 0.58228 | 0.16281
[7 empty] | 0.3835 | 0.90581 | 0.40591 | 0.065025 | 0.61585 | 0.19561
[7 empty] | 0.35386 | 0.90523 | 0.40973 | 0.063356 | 0.65768 | 0.24002
[7 empty] | 0.33953 | 0.90464 | 0.43771 | 0.063877 | 0.70043 | 0.27206
[7 empty] | 0.32014 | 0.90303 | 0.45834 | 0.059042 | 0.74759 | 0.29197
[7 empty] | 0.30378 | 0.90024 | 0.45864 | 0.052699 | 0.76176 | 0.28225
[7 empty] | 0.26951 | 0.90173 | 0.45419 | 0.056109 | 0.76363 | 0.26723
[7 empty] | 0.22891 | 0.89937 | 0.43907 | 0.056551 | 0.75558 | 0.24995
[7 empty] | 0.18801 | 0.89927 | 0.41645 | 0.063228 | 0.72764 | 0.22895
[7 empty] | 0.14451 | 0.90005 | 0.37997 | 0.084725 | 0.69852 | 0.19047
[7 empty] | 0.12378 | 0.89888 | 0.35193 | 0.10707 | 0.67067 | 0.14683
[7 empty] | 0.10748 | 0.9038 | 0.33014 | 0.1361 | 0.6537 | 0.10513
[7 empty] | 0.09444 | 0.90384 | 0.32768 | 0.19549 | 0.65096 | 0.061638
[7 empty] | 0.089117 | 0.90213 | 0.31926 | 0.27275 | 0.64188 | 0.041031
[7 empty] | 0.086782 | 0.89928 | 0.31085 | 0.36617 | 0.6358 | 0.03205
[7 empty] | 0.080032 | 0.8987 | 0.28968 | 0.47801 | 0.62215 | 0.027329
[7 empty] | 0.071947 | 0.90091 | 0.27253 | 0.55272 | 0.62873 | 0.024981
[7 empty] | 0.066146 | 0.90243 | 0.25243 | 0.59214 | 0.63833 | 0.019601
[7 empty] | 0.063434 | 0.90209 | 0.2286 | 0.62819 | 0.65894 | 0.017126
[7 empty] | 0.064172 | 0.90113 | 0.22577 | 0.65582 | 0.66756 | 0.020737
[7 empty] | 0.069609 | 0.90058 | 0.20119 | 0.67127 | 0.67401 | 0.036323
[7 empty] | 0.084993 | 0.89789 | 0.18436 | 0.67675 | 0.65228 | 0.068546
[7 empty] | 0.093963 | 0.89254 | 0.16284 | 0.67469 | 0.64012 | 0.12536
[7 empty] | 0.10926 | 0.89116 | 0.14009 | 0.68195 | 0.62371 | 0.18863
[7 empty] | 0.1144 | 0.89051 | 0.11662 | 0.67711 | 0.61087 | 0.27796
[7 empty] | 0.10665 | 0.88513 | 0.10003 | 0.67435 | 0.61537 | 0.38882
[7 empty] | 0.099214 | 0.86713 | 0.084945 | 0.67601 | 0.61548 | 0.51423
[7 empty] | 0.095822 | 0.84425 | 0.06918 | 0.70357 | 0.63883 | 0.61033
[7 empty] | 0.10434 | 0.81934 | 0.059253 | 0.75183 | 0.66005 | 0.67399
[7 empty] | 0.11128 | 0.78692 | 0.055809 | 0.79625 | 0.67259 | 0.70844
[7 empty] | 0.12135 | 0.76625 | 0.050755 | 0.82564 | 0.67414 | 0.72609
[7 empty] | 0.12814 | 0.75106 | 0.047762 | 0.84145 | 0.65577 | 0.73955
[7 empty] | 0.11875 | 0.7227 | 0.045954 | 0.84938 | 0.60739 | 0.74208
[7 empty] | 0.088302 | 0.69327 | 0.039317 | 0.84855 | 0.55603 | 0.72799
[7 empty] | 0.065802 | 0.64187 | 0.041988 | 0.81963 | 0.50906 | 0.71886
[7 empty] | 0.050741 | 0.55159 | 0.037672 | 0.73324 | 0.49228 | 0.75209
[7 empty] | 0.042336 | 0.49316 | 0.03601 | 0.58283 | 0.45109 | 0.77405
[7 empty] | 0.039695 | 0.44388 | 0.034011 | 0.63152 | 0.42652 | 0.74791
[7 empty] | 0.047038 | 0.40688 | 0.034868 | 0.72258 | 0.40359 | 0.68442
[7 empty] | 0.057969 | 0.37569 | 0.042799 | 0.77636 | 0.39271 | 0.56501
[7 empty] | 0.082989 | 0.3456 | 0.050204 | 0.84914 | 0.37586 | 0.4759
[7 empty] | 0.11456 | 0.31336 | 0.056581 | 0.90039 | 0.36511 | 0.47009
[7 empty] | 0.15827 | 0.29366 | 0.05643 | 0.90492 | 0.34963 | 0.52231
[7 empty] | 0.20158 | 0.27021 | 0.058321 | 0.89837 | 0.34069 | 0.61088
[7 empty] | 0.25384 | 0.24759 | 0.05756 | 0.86788 | 0.32677 | 0.70267
[7 empty] | 0.32617 | 0.25159 | 0.070061 | 0.79466 | 0.30667 | 0.77285
[7 empty] | 0.3648 | 0.26748 | 0.080444 | 0.7423 | 0.26695 | 0.79161
[7 empty] | 0.39365 | 0.29365 | 0.091507 | 0.73907 | 0.22262 | 0.80246
[7 empty] | 0.41285 | 0.36181 | 0.086924 | 0.74257 | 0.18504 | 0.82509
[7 empty] | 0.41362 | 0.48289 | 0.084338 | 0.74462 | 0.15107 | 0.87021
[7 empty] | 0.41381 | 0.59368 | 0.089503 | 0.756 | 0.13871 | 0.90733
[7 empty] | 0.41128 | 0.69641 | 0.1101 | 0.76508 | 0.13955 | 0.91967
[7 empty] | 0.42344 | 0.73464 | 0.15252 | 0.76797 | 0.14898 | 0.92261
[7 empty] | 0.44092 | 0.75598 | 0.17795 | 0.77158 | 0.14857 | 0.92107
[7 empty] | 0.43261 | 0.76922 | 0.17194 | 0.78332 | 0.13083 | 0.91733
[7 empty] | 0.42726 | 0.79213 | 0.15846 | 0.79854 | 0.10413 | 0.91555
[7 empty] | 0.42336 | 0.80598 | 0.14442 | 0.80797 | 0.074753 | 0.88226
[7 empty] | 0.43788 | 0.80941 | 0.12684 | 0.80575 | 0.045774 | 0.78827
[7 empty] | 0.47304 | 0.8113 | 0.11826 | 0.79313 | 0.029433 | 0.72927
[7 empty] | 0.53955 | 0.78225 | 0.11888 | 0.78089 | 0.017425 | 0.41311
[7 empty] | 0.60622 | 0.75984 | 0.12349 | 0.77971 | 0.011603 | 0.2863
[7 empty] | 0.65342 | 0.73507 | 0.13531 | 0.78385 | 0.0078549 | 0.27304
[7 empty] | 0.69088 | 0.72472 | 0.14214 | 0.78137 | 0.0054355 | 0.27066
[7 empty] | 0.71871 | 0.73212 | 0.15493 | 0.77615 | 0.0064211 | 0.30642
[7 empty] | 0.74095 | 0.77429 | 0.15892 | 0.75728 | 0.011056 | 0.32134
[7 empty] | 0.75504 | 0.82414 | 0.15496 | 0.74276 | 0.015245 | 0.32196
[7 empty] | 0.77057 | 0.85541 | 0.14709 | 0.73103 | 0.023519 | 0.36843
[7 empty] | 0.7801 | 0.85069 | 0.13976 | 0.72818 | 0.036616 | 0.58661
[7 empty] | 0.78933 | 0.83076 | 0.13546 | 0.73418 | 0.05408 | 0.61945
[7 empty] | 0.79483 | 0.81331 | 0.13327 | 0.74194 | 0.078376 | 0.62334
[7 empty] | 0.80091 | 0.81024 | 0.12705 | 0.75534 | 0.10132 | 0.68193
[7 empty] | 0.80349 | 0.81421 | 0.12152 | 0.76832 | 0.12346 | 0.80863
[7 empty] | 0.8031 | 0.815 | 0.11003 | 0.77498 | 0.1456 | 0.91853
[7 empty] | 0.80721 | 0.81393 | 0.10898 | 0.77786 | 0.17453 | 0.92101
[7 empty] | 0.80979 | 0.79603 | 0.11221 | 0.78376 | 0.20989 | 0.91848
[7 empty] | 0.82023 | 0.78713 | 0.13448 | 0.79534 | 0.25363 | 0.89352
[7 empty] | 0.82923 | 0.78808 | 0.16011 | 0.80715 | 0.30416 | 0.81242
[7 empty] | 0.83249 | 0.79115 | 0.1781 | 0.81399 | 0.33829 | 0.67324
[7 empty] | 0.83088 | 0.79981 | 0.181 | 0.81353 | 0.37984 | 0.54029
[7 empty] | 0.8247 | 0.80734 | 0.18968 | 0.8061 | 0.42449 | 0.43535
[7 empty] | 0.80925 | 0.81052 | 0.18098 | 0.79287 | 0.46228 | 0.36031
[7 empty] | 0.79206 | 0.81216 | 0.18438 | 0.77589 | 0.50885 | 0.29521
[7 empty] | 0.75621 | 0.82014 | 0.19762 | 0.74885 | 0.5506 | 0.25347
[7 empty] | 0.69424 | 0.81774 | 0.20021 | 0.71455 | 0.60416 | 0.22568
[7 empty] | 0.66104 | 0.82922 | 0.21323 | 0.68458 | 0.65221 | 0.2092
[7 empty] | 0.6182 | 0.83576 | 0.22898 | 0.64465 | 0.68969 | 0.20126
[7 empty] | 0.58018 | 0.84473 | 0.24102 | 0.56826 | 0.70963 | 0.19498
[7 empty] | 0.55563 | 0.8464 | 0.2667 | 0.46052 | 0.73171 | 0.18259
[7 empty] | 0.53491 | 0.84418 | 0.2946 | 0.3564 | 0.74745 | 0.17209
[7 empty] | 0.51606 | 0.84508 | 0.30812 | 0.28651 | 0.75046 | 0.16767
[7 empty] | 0.51572 | 0.85146 | 0.31889 | 0.24446 | 0.75354 | 0.16855
[7 empty] | 0.52055 | 0.85313 | 0.29579 | 0.22102 | 0.74239 | 0.18473
[7 empty] | 0.5338 | 0.85106 | 0.28281 | 0.20894 | 0.73798 | 0.20901
[7 empty] | 0.53791 | 0.83984 | 0.267 | 0.1977 | 0.7274 | 0.23816
[7 empty] | 0.53154 | 0.82334 | 0.26178 | 0.1816 | 0.73482 | 0.25279
[7 empty] | 0.49778 | 0.79863 | 0.25819 | 0.16828 | 0.75141 | 0.24648
[7 empty] | 0.45435 | 0.77532 | 0.26058 | 0.14824 | 0.75966 | 0.22676
[7 empty] | 0.4094 | 0.74424 | 0.27383 | 0.1244 | 0.75855 | 0.20806
[7 empty] | 0.37142 | 0.71084 | 0.29838 | 0.093571 | 0.74948 | 0.19176
[7 empty] | 0.35299 | 0.68123 | 0.30923 | 0.078368 | 0.74468 | 0.19607
[7 empty] | 0.3534 | 0.67845 | 0.31737 | 0.072133 | 0.73644 | 0.21238
[7 empty] | 0.36083 | 0.69975 | 0.3183 | 0.097198 | 0.72696 | 0.23841
[7 empty] | 0.38693 | 0.7174 | 0.30889 | 0.13974 | 0.7406 | 0.24048
[7 empty] | 0.40713 | 0.75125 | 0.29658 | 0.19748 | 0.75495 | 0.2621
[7 empty] | 0.41785 | 0.76646 | 0.28473 | 0.25436 | 0.76583 | 0.28221
[7 empty] | 0.4164 | 0.78536 | 0.28372 | 0.32004 | 0.79002 | 0.31399
[7 empty] | 0.41031 | 0.79239 | 0.28322 | 0.39216 | 0.82339 | 0.3453
[7 empty] | 0.42266 | 0.78432 | 0.27372 | 0.44887 | 0.83962 | 0.38462
[7 empty] | 0.43637 | 0.78268 | 0.2628 | 0.49852 | 0.85204 | 0.4382
[7 empty] | 0.45809 | 0.7782 | 0.24391 | 0.54922 | 0.86905 | 0.48681
[7 empty] | 0.48916 | 0.77847 | 0.22386 | 0.5959 | 0.88437 | 0.53163
[7 empty] | 0.51181 | 0.78263 | 0.22763 | 0.63028 | 0.89165 | 0.54754
[7 empty] | 0.52871 | 0.78272 | 0.23448 | 0.65768 | 0.89269 | 0.56111
[7 empty] | 0.5444 | 0.78236 | 0.24605 | 0.66716 | 0.89239 | 0.54608
[7 empty] | 0.56939 | 0.77926 | 0.2663 | 0.67418 | 0.88193 | 0.52827
[7 empty] | 0.58146 | 0.7718 | 0.27706 | 0.67513 | 0.863 | 0.48603
[7 empty] | 0.58868 | 0.74482 | 0.26356 | 0.67538 | 0.84855 | 0.45728
[7 empty] | 0.58228 | 0.72779 | 0.26819 | 0.66781 | 0.83864 | 0.42725
[7 empty] | 0.57235 | 0.70722 | 0.25012 | 0.66608 | 0.78639 | 0.40918
[7 empty] | 0.54444 | 0.6821 | 0.24039 | 0.67634 | 0.70421 | 0.38742
[7 empty] | 0.49731 | 0.64353 | 0.24499 | 0.68769 | 0.59883 | 0.37005
[7 empty] | 0.43201 | 0.60535 | 0.25239 | 0.70993 | 0.46431 | 0.34215
[7 empty] | 0.3909 | 0.56752 | 0.25941 | 0.73747 | 0.33923 | 0.30579
[7 empty] | 0.36188 | 0.51027 | 0.25373 | 0.76686 | 0.25035 | 0.27422
[7 empty] | 0.35206 | 0.46752 | 0.25452 | 0.79239 | 0.1825 | 0.23787
[7 empty] | 0.35384 | 0.42219 | 0.25714 | 0.81822 | 0.13226 | 0.21155
[7 empty] | 0.38579 | 0.39589 | 0.28677 | 0.82769 | 0.095494 | 0.19631
[7 empty] | 0.43503 | 0.36836 | 0.31474 | 0.82385 | 0.076533 | 0.18565
[7 empty] | 0.47227 | 0.34834 | 0.33979 | 0.80921 | 0.071136 | 0.17332
[7 empty] | 0.49319 | 0.3267 | 0.31939 | 0.78736 | 0.089029 | 0.16919
[7 empty] | 0.5016 | 0.32541 | 0.28216 | 0.74604 | 0.1286 | 0.1676
[7 empty] | 0.49985 | 0.31116 | 0.2491 | 0.69143 | 0.18499 | 0.17478
[7 empty] | 0.4839 | 0.3 | 0.23467 | 0.63328 | 0.25804 | 0.19633
[7 empty] | 0.46752 | 0.28016 | 0.21826 | 0.55805 | 0.33855 | 0.20995
[7 empty] | 0.44486 | 0.27557 | 0.21941 | 0.49704 | 0.43513 | 0.20735
[7 empty] | 0.42488 | 0.26969 | 0.2273 | 0.44702 | 0.52478 | 0.20647
[7 empty] | 0.40852 | 0.25036 | 0.24145 | 0.40422 | 0.59913 | 0.20513
[7 empty] | 0.37791 | 0.23636 | 0.2624 | 0.37523 | 0.68152 | 0.20482
[7 empty] | 0.34688 | 0.21385 | 0.28558 | 0.34572 | 0.74561 | 0.22007
[7 empty] | 0.3146 | 0.1957 | 0.30572 | 0.32433 | 0.77767 | 0.25035
[7 empty] | 0.27976 | 0.1926 | 0.30599 | 0.29678 | 0.7951 | 0.27923
[7 empty] | 0.2423 | 0.20799 | 0.29395 | 0.27059 | 0.7525 | 0.31894
[7 empty] | 0.21709 | 0.22821 | 0.28208 | 0.24386 | 0.64535 | 0.35984
[7 empty] | 0.1876 | 0.25047 | 0.28039 | 0.22354 | 0.58728 | 0.42525
[7 empty] | 0.16837 | 0.26137 | 0.28623 | 0.20887 | 0.51236 | 0.52701
[7 empty] | 0.1586 | 0.26042 | 0.29477 | 0.19437 | 0.40959 | 0.62209
[7 empty] | 0.16975 | 0.27286 | 0.31361 | 0.18146 | 0.30832 | 0.67213
[7 empty] | 0.20114 | 0.28597 | 0.33445 | 0.16011 | 0.23258 | 0.69501
[7 empty] | 0.2289 | 0.29697 | 0.33279 | 0.13084 | 0.19725 | 0.69526
[7 empty] | 0.25429 | 0.31546 | 0.31843 | 0.10067 | 0.19067 | 0.69367
[7 empty] | 0.28671 | 0.34413 | 0.3042 | 0.072414 | 0.20141 | 0.68564
[7 empty] | 0.33123 | 0.39423 | 0.27834 | 0.04749 | 0.25094 | 0.6601
[7 empty] | 0.36232 | 0.45037 | 0.25577 | 0.041855 | 0.3118 | 0.62721
[7 empty] | 0.4114 | 0.50168 | 0.23733 | 0.031892 | 0.36246 | 0.59358
[7 empty] | 0.45459 | 0.54664 | 0.25611 | 0.032716 | 0.38627 | 0.54946
[7 empty] | 0.47753 | 0.56449 | 0.31879 | 0.0322 | 0.39969 | 0.51701
[7 empty] | 0.46029 | 0.5786 | 0.43667 | 0.03492 | 0.39012 | 0.5079
[7 empty] | 0.4179 | 0.56873 | 0.58335 | 0.049783 | 0.37301 | 0.52056
[7 empty] | 0.37424 | 0.55756 | 0.69724 | 0.066917 | 0.34671 | 0.53024
[7 empty] | 0.33505 | 0.55057 | 0.7635 | 0.090893 | 0.34376 | 0.52217
[7 empty] | 0.31553 | 0.53932 | 0.78485 | 0.12217 | 0.3352 | 0.5025
[7 empty] | 0.29188 | 0.52505 | 0.77943 | 0.15544 | 0.31113 | 0.46796
[7 empty] | 0.26948 | 0.529 | 0.75519 | 0.18828 | 0.27585 | 0.41645
[7 empty] | 0.23777 | 0.5552 | 0.7055 | 0.2351 | 0.23373 | 0.36793
[7 empty] | 0.20839 | 0.58907 | 0.62259 | 0.27896 | 0.18 | 0.32564
[7 empty] | 0.18233 | 0.60953 | 0.52799 | 0.33593 | 0.14211 | 0.30155
[7 empty] | 0.15281 | 0.62134 | 0.43693 | 0.38638 | 0.10585 | 0.28368
[7 empty] | 0.13469 | 0.62456 | 0.34746 | 0.42516 | 0.0788 | 0.2682
[7 empty] | 0.1252 | 0.60069 | 0.27388 | 0.46974 | 0.05748 | 0.24629
[7 empty] | 0.11929 | 0.57056 | 0.20596 | 0.5041 | 0.046215 | 0.21848
[7 empty] | 0.11917 | 0.55075 | 0.15617 | 0.53718 | 0.039563 | 0.20019
[7 empty] | 0.13342 | 0.54305 | 0.1276 | 0.557 | 0.039016 | 0.17279
[7 empty] | 0.14601 | 0.5593 | 0.12327 | 0.55081 | 0.038241 | 0.14837
[7 empty] | 0.14724 | 0.59826 | 0.15044 | 0.52252 | 0.034537 | 0.13203
[7 empty] | 0.13412 | 0.61944 | 0.25072 | 0.48516 | 0.027604 | 0.11944
[7 empty] | 0.1168 | 0.63694 | 0.40958 | 0.43852 | 0.026046 | 0.097419
[7 empty] | 0.096298 | 0.64025 | 0.59052 | 0.3665 | 0.019081 | 0.084889
[7 empty] | 0.075233 | 0.64313 | 0.70004 | 0.31595 | 0.014534 | 0.069575
[7 empty] | 0.060926 | 0.63322 | 0.74184 | 0.28516 | 0.01152 | 0.058208
[7 empty] | 0.054186 | 0.62144 | 0.75557 | 0.24923 | 0.011509 | 0.051983
[7 empty] | 0.050166 | 0.62269 | 0.76565 | 0.22041 | 0.014331 | 0.070556
[7 empty] | 0.046565 | 0.614 | 0.7706 | 0.20445 | 0.019579 | 0.089114
[7 empty] | 0.053076 | 0.59652 | 0.77701 | 0.19599 | 0.028153 | 0.11553
[7 empty] | 0.056591 | 0.61005 | 0.79699 | 0.18934 | 0.032641 | 0.17692
[7 empty] | 0.071603 | 0.61878 | 0.82452 | 0.2041 | 0.04015 | 0.2591
[7 empty] | 0.09474 | 0.61903 | 0.85373 | 0.22865 | 0.055194 | 0.37314
[7 empty] | 0.13273 | 0.64779 | 0.88425 | 0.25404 | 0.071981 | 0.46872
[7 empty] | 0.18723 | 0.6686 | 0.89316 | 0.28496 | 0.075981 | 0.54246
[7 empty] | 0.25075 | 0.68039 | 0.89472 | 0.30075 | 0.068455 | 0.59313
[7 empty] | 0.32708 | 0.66075 | 0.89859 | 0.3075 | 0.058882 | 0.61613
[7 empty] | 0.39125 | 0.61683 | 0.90046 | 0.28808 | 0.049925 | 0.6347
[7 empty] | 0.43794 | 0.57028 | 0.90408 | 0.27108 | 0.05324 | 0.6418
[7 empty] | 0.46293 | 0.5703 | 0.90745 | 0.2717 | 0.074569 | 0.64055
[7 empty] | 0.48875 | 0.58058 | 0.90582 | 0.28714 | 0.10807 | 0.65153
[7 empty] | 0.50888 | 0.60557 | 0.8984 | 0.32933 | 0.16657 | 0.64699
[7 empty] | 0.53207 | 0.63262 | 0.88794 | 0.37191 | 0.22868 | 0.64689
[7 empty] | 0.57775 | 0.65351 | 0.86798 | 0.4148 | 0.31054 | 0.65039
[7 empty] | 0.60668 | 0.66901 | 0.85385 | 0.44344 | 0.39869 | 0.64822
[7 empty] | 0.65342 | 0.65435 | 0.82287 | 0.45609 | 0.44722 | 0.64315
[7 empty] | 0.67526 | 0.63418 | 0.78222 | 0.45522 | 0.46798 | 0.6434
[7 empty] | 0.69161 | 0.6063 | 0.72018 | 0.44708 | 0.4584 | 0.64091
[7 empty] | 0.69025 | 0.59008 | 0.67018 | 0.45731 | 0.44017 | 0.66284
[7 empty] | 0.70499 | 0.56345 | 0.63299 | 0.45651 | 0.42286 | 0.68004
[7 empty] | 0.70585 | 0.52671 | 0.59104 | 0.4652 | 0.42472 | 0.67618
[7 empty] | 0.71267 | 0.51832 | 0.59281 | 0.49493 | 0.4377 | 0.68391
[7 empty] | 0.71389 | 0.52591 | 0.63208 | 0.52302 | 0.46054 | 0.68245
[7 empty] | 0.71607 | 0.52581 | 0.70999 | 0.55424 | 0.4937 | 0.68701
[7 empty] | 0.7131 | 0.52851 | 0.78052 | 0.57671 | 0.52415 | 0.69411
[7 empty] | 0.70089 | 0.52212 | 0.82076 | 0.59146 | 0.52784 | 0.70302
[7 empty] | 0.67521 | 0.51978 | 0.84061 | 0.61748 | 0.52385 | 0.7166
[7 empty] | 0.65216 | 0.52392 | 0.85278 | 0.64614 | 0.50656 | 0.75431
[7 empty] | 0.63273 | 0.537 | 0.86655 | 0.67666 | 0.4701 | 0.78942
[7 empty] | 0.61053 | 0.50702 | 0.87956 | 0.70501 | 0.43492 | 0.8248
[7 empty] | 0.60015 | 0.45479 | 0.88456 | 0.71548 | 0.39149 | 0.84516
[7 empty] | 0.59932 | 0.39878 | 0.89054 | 0.72453 | 0.34864 | 0.85023
[7 empty] | 0.58432 | 0.33835 | 0.89863 | 0.73881 | 0.32225 | 0.84358
[7 empty] | 0.54715 | 0.30765 | 0.9004 | 0.74722 | 0.29321 | 0.80496
[7 empty] | 0.50011 | 0.27294 | 0.90105 | 0.7594 | 0.2925 | 0.74946
[7 empty] | 0.44821 | 0.26714 | 0.90013 | 0.77349 | 0.30292 | 0.6808
[7 empty] | 0.39536 | 0.28145 | 0.90083 | 0.80108 | 0.31112 | 0.59106
[7 empty] | 0.37043 | 0.29316 | 0.89819 | 0.82287 | 0.31794 | 0.49285
[7 empty] | 0.36061 | 0.28888 | 0.89843 | 0.84928 | 0.30994 | 0.42715
[7 empty] | 0.35763 | 0.27986 | 0.89904 | 0.86899 | 0.29164 | 0.37579
[7 empty] | 0.35619 | 0.26121 | 0.90117 | 0.88166 | 0.28776 | 0.34142
[7 empty] | 0.34057 | 0.24167 | 0.90218 | 0.89289 | 0.27462 | 0.30618
[7 empty] | 0.32048 | 0.21243 | 0.90131 | 0.89595 | 0.26998 | 0.29204
[7 empty] | 0.27258 | 0.19715 | 0.90263 | 0.90198 | 0.25752 | 0.27848
[7 empty] | 0.23173 | 0.19116 | 0.90383 | 0.90563 | 0.2342 | 0.26126
[7 empty] | 0.20545 | 0.19174 | 0.903 | 0.9057 | 0.21536 | 0.25008
[7 empty] | 0.19759 | 0.19399 | 0.90208 | 0.8995 | 0.20048 | 0.24249
[7 empty] | 0.22332 | 0.19677 | 0.90327 | 0.86455 | 0.19555 | 0.23599
[7 empty] | 0.26884 | 0.20459 | 0.90106 | 0.79502 | 0.20479 | 0.22273
[7 empty] | 0.33385 | 0.19818 | 0.90329 | 0.65559 | 0.2084 | 0.20623
[7 empty] | 0.37669 | 0.20408 | 0.9015 | 0.50673 | 0.20783 | 0.18816
[7 empty] | 0.41078 | 0.21922 | 0.90119 | 0.4233 | 0.19063 | 0.1871
[7 empty] | 0.43631 | 0.24857 | 0.89717 | 0.35532 | 0.17383 | 0.20214
[7 empty] | 0.46144 | 0.28248 | 0.89926 | 0.31409 | 0.14312 | 0.22795
[7 empty] | 0.46402 | 0.31694 | 0.89537 | 0.28849 | 0.12706 | 0.24666
[7 empty] | 0.4436 | 0.35853 | 0.89235 | 0.26365 | 0.10583 | 0.25098
[7 empty] | 0.41945 | 0.36543 | 0.88606 | 0.22288 | 0.09218 | 0.25001
[7 empty] | 0.38042 | 0.35755 | 0.87927 | 0.15715 | 0.081856 | 0.25732
[7 empty] | 0.35603 | 0.33771 | 0.87661 | 0.085947 | 0.072642 | 0.26771
[7 empty] | 0.33659 | 0.32099 | 0.87663 | 0.044229 | 0.064939 | 0.27022
[7 empty] | 0.32448 | 0.33097 | 0.8829 | 0.033524 | 0.059481 | 0.26204
[7 empty] | 0.31499 | 0.34829 | 0.88906 | 0.0319 | 0.053194 | 0.25656
[7 empty] | 0.29761 | 0.36846 | 0.89244 | 0.033193 | 0.049453 | 0.24477
[7 empty] | 0.29026 | 0.39583 | 0.89738 | 0.046331 | 0.042587 | 0.23599
[7 empty] | 0.26907 | 0.42861 | 0.89827 | 0.077442 | 0.041162 | 0.25147
[7 empty] | 0.24626 | 0.44751 | 0.90053 | 0.12848 | 0.039701 | 0.27344
[7 empty] | 0.20246 | 0.45287 | 0.90073 | 0.18698 | 0.036977 | 0.29386
[7 empty] | 0.16004 | 0.44397 | 0.903 | 0.26473 | 0.038211 | 0.29262
[7 empty] | 0.13325 | 0.41885 | 0.86883 | 0.34437 | 0.042058 | 0.27057
[7 empty] | 0.11563 | 0.40935 | 0.80485 | 0.40711 | 0.046123 | 0.25122
[7 empty] | 0.10375 | 0.40254 | 0.62135 | 0.46464 | 0.048733 | 0.28414
[7 empty] | 0.09763 | 0.38435 | 0.45031 | 0.49623 | 0.053135 | 0.40811
[7 empty] | 0.098899 | 0.37553 | 0.36677 | 0.49194 | 0.055025 | 0.53199
[7 empty] | 0.10508 | 0.37871 | 0.37939 | 0.46259 | 0.061468 | 0.63637
[7 empty] | 0.11381 | 0.38762 | 0.39267 | 0.39621 | 0.063343 | 0.69067
[7 empty] | 0.11523 | 0.39985 | 0.39275 | 0.36005 | 0.062377 | 0.71054
[7 empty] | 0.12951 | 0.42335 | 0.39275 | 0.33824 | 0.056898 | 0.69782
[7 empty] | 0.13851 | 0.4538 | 0.39402 | 0.33407 | 0.0535 | 0.66645
[7 empty] | 0.15759 | 0.4938 | 0.50365 | 0.35444 | 0.049236 | 0.60756
[7 empty] | 0.1946 | 0.50201 | 0.66303 | 0.37889 | 0.043769 | 0.58099
[7 empty] | 0.21665 | 0.48962 | 0.75697 | 0.42008 | 0.040937 | 0.62869
[7 empty] | 0.22472 | 0.46563 | 0.79665 | 0.46479 | 0.040711 | 0.66511
[7 empty] | 0.23885 | 0.44431 | 0.83374 | 0.51519 | 0.045624 | 0.6711
[7 empty] | 0.24565 | 0.44405 | 0.87788 | 0.55619 | 0.047278 | 0.63909
[7 empty] | 0.25648 | 0.50448 | 0.90018 | 0.59892 | 0.049906 | 0.6015
[7 empty] | 0.30141 | 0.58113 | 0.89919 | 0.63938 | 0.041176 | 0.56022
[7 empty] | 0.37165 | 0.64549 | 0.8983 | 0.67137 | 0.038664 | 0.53871
[7 empty] | 0.47454 | 0.68275 | 0.89536 | 0.69372 | 0.03534 | 0.51644
[7 empty] | 0.56371 | 0.70266 | 0.89821 | 0.71223 | 0.033176 | 0.50499
[7 empty] | 0.61733 | 0.71696 | 0.89676 | 0.72346 | 0.039331 | 0.48748
[7 empty] | 0.67906 | 0.73606 | 0.89807 | 0.7379 | 0.046973 | 0.494
[7 empty] | 0.70001 | 0.76057 | 0.89658 | 0.73984 | 0.062993 | 0.49268
[7 empty] | 0.70443 | 0.77238 | 0.89677 | 0.74478 | 0.096593 | 0.50154
[7 empty] | 0.70358 | 0.78879 | 0.89759 | 0.75495 | 0.11733 | 0.51953
[7 empty] | 0.69033 | 0.80546 | 0.89408 | 0.76688 | 0.12949 | 0.5453
[7 empty] | 0.66701 | 0.8157 | 0.8897 | 0.78647 | 0.13997 | 0.58185
[7 empty] | 0.64814 | 0.83292 | 0.88626 | 0.81009 | 0.16443 | 0.60482
[7 empty] | 0.62438 | 0.84817 | 0.88631 | 0.83213 | 0.19848 | 0.62679
[7 empty] | 0.63756 | 0.86027 | 0.88552 | 0.85201 | 0.24417 | 0.6613
[7 empty] | 0.67695 | 0.87088 | 0.88563 | 0.86287 | 0.28226 | 0.69541
[7 empty] | 0.71808 | 0.88321 | 0.88497 | 0.87186 | 0.31789 | 0.72142
[7 empty] | 0.74061 | 0.8881 | 0.87414 | 0.86423 | 0.33332 | 0.74054
[7 empty] | 0.74749 | 0.88879 | 0.83969 | 0.84002 | 0.33489 | 0.75254
[7 empty] | 0.74971 | 0.89568 | 0.79795 | 0.80933 | 0.31116 | 0.75727
[7 empty] | 0.75031 | 0.89659 | 0.76838 | 0.75331 | 0.26674 | 0.76272
[7 empty] | 0.74701 | 0.89799 | 0.76016 | 0.6521 | 0.22357 | 0.76676
[7 empty] | 0.74733 | 0.90233 | 0.73972 | 0.50658 | 0.1947 | 0.77109
[7 empty] | 0.74988 | 0.90898 | 0.68147 | 0.3873 | 0.17858 | 0.77843
[7 empty] | 0.77405 | 0.91208 | 0.62029 | 0.32269 | 0.17507 | 0.78494
[7 empty] | 0.80063 | 0.91223 | 0.67747 | 0.29685 | 0.18295 | 0.78828
[7 empty] | 0.82001 | 0.91195 | 0.72533 | 0.32489 | 0.19758 | 0.79103
[7 empty] | 0.83814 | 0.91454 | 0.67164 | 0.35752 | 0.21051 | 0.78749
[7 empty] | 0.84782 | 0.91049 | 0.5099 | 0.39378 | 0.22952 | 0.7667
[7 empty] | 0.84531 | 0.91256 | 0.40424 | 0.43918 | 0.2634 | 0.72133
[7 empty] | 0.82886 | 0.91181 | 0.37987 | 0.48032 | 0.27857 | 0.69199
[7 empty] | 0.81328 | 0.91106 | 0.44309 | 0.5295 | 0.28697 | 0.66449

## ROR
from SMARD | 2024 ROR production (GW) | 4h blocs
1 | 1.9685 | 1.9907
2 | 1.9817 | 1.9934
3 | 2.002 | 2.0019
4 | 2.0105 | 1.955
5 | 2.0328 | 2.0063
6 | 2.0402 | 1.9582
7 | 1.9525 | 1.9171
8 | 1.9483 | 1.8879
9 | 1.972 | 2.0168
10 | 1.9757 | 2.0938
11 | 1.9972 | 2.0324
12 | 2.0625 | 1.9237
13 | 2.0235 | 1.8575
14 | 1.9347 | 1.8732
15 | 1.9255 | 1.8871
16 | 1.9363 | 1.8964
17 | 1.917 | 1.9571
18 | 2.0143 | 1.8128
19 | 2.0627 | 1.7726
20 | 2.031 | 1.8209
21 | 1.9777 | 1.9023
22 | 1.9418 | 1.8955
23 | 1.968 | 2.3949
24 | 1.9452 | 1.8903
25 | 1.919 | 1.8108
26 | 1.9305 | 1.8279
27 | 1.963 | 1.9862
28 | 1.856 | 1.9753
29 | 1.8787 | 2.2221
30 | 1.891 | 1.9058
31 | 1.867 | 1.7752
32 | 1.9147 | 1.7917
33 | 1.9315 | 1.8821
34 | 2.1547 | 1.9693
35 | 1.9912 | 2.2883
36 | 1.9895 | 1.9634
37 | 2.2252 | 1.9296
38 | 1.988 | 1.8715
39 | 2.0467 | 2.0118
40 | 2.1153 | 2.2116
41 | 2.071 | 2.244
42 | 2.0852 | 2.0217
43 | 1.9825 | 1.8457
44 | 1.991 | 1.9249
45 | 1.9347 | 2.1366
46 | 1.9027 | 1.9914
47 | 1.928 | 2.2819
48 | 1.9292 | 2.0861
49 | 1.869 | 1.9442
50 | 1.8337 | 2.0859
51 | 1.8465 | 2.5016
52 | 1.8807 | 2.2193
53 | 1.907 | 2.6391
54 | 1.835 | 2.2802
55 | 1.8413 | 1.9974
56 | 1.9095 | 2.2614
57 | 1.939 | 2.5524
58 | 1.8455 | 2.4752
59 | 1.8635 | 2.7708
60 | 1.9002 | 2.3849
61 | 1.898 | 1.9446
62 | 1.876 | 2.2916
63 | 1.927 | 2.4783
64 | 1.8847 | 2.4931
65 | 1.9167 | 2.7237
66 | 1.9872 | 2.3229
67 | 1.9763 | 1.9389
68 | 1.9483 | 2.2119
69 | 1.8802 | 2.439
70 | 1.8113 | 2.3512
71 | 1.7988 | 2.6156
72 | 1.7608 | 2.2229
73 | 1.7652 | 2.1424
74 | 1.7305 | 1.8956
75 | 1.786 | 2.2104
76 | 1.8088 | 2.1157
77 | 1.7412 | 2.1412
78 | 1.727 | 1.9499
79 | 1.8625 | 1.7484
80 | 1.953 | 1.7891
81 | 1.883 | 1.9532
82 | 1.7985 | 1.7891
83 | 1.8645 | 2.2562
84 | 2.0633 | 1.9452
85 | 1.8813 | 1.6721
86 | 1.8308 | 1.9942
87 | 1.8802 | 2.305
88 | 1.9897 | 2.0906
89 | 2.2995 | 2.1804
90 | 2.5042 | 1.8304
91 | 2.602 | 1.7003
92 | 2.174 | 1.9697
93 | 1.9535 | 2.2157
94 | 1.88 | 1.8101
95 | 1.848 | 2.2384
96 | 1.8798 | 1.8864
97 | 1.9438 | 1.8033
98 | 1.806 | 1.8505
99 | 1.7472 | 2.1039
100 | 1.7463 | 2.1261
101 | 1.7555 | 2.3563
102 | 1.7677 | 2.0322
103 | 1.8388 | 1.849
104 | 1.9495 | 2.1205
105 | 2.0025 | 2.4579
106 | 2.0152 | 2.1868
107 | 1.954 | 2.3437
108 | 1.973 | 2.0811
109 | 1.9977 | 1.8781
110 | 1.9252 | 1.9906
111 | 1.932 | 2.2363
112 | 2.0463 | 1.9241
113 | 2.2597 | 2.0654
114 | 2.3835 | 1.9762
115 | 2.1515 | 1.9287
116 | 2.0935 | 1.8702
117 | 1.9625 | 1.9197
118 | 1.9083 | 1.8967
119 | 1.9187 | 2.0563
120 | 1.8337 | 1.873
121 | 1.8022 | 1.7776
122 | 1.752 | 1.7757
123 | 1.7688 | 1.8916
124 | 1.7777 | 1.7789
125 | 1.76 | 1.8617
126 | 1.7735 | 1.8101
127 | 1.7868 | 1.7762
128 | 1.8465 | 1.7683
129 | 1.8042 | 1.7227
130 | 1.8275 | 1.7363
131 | 1.8665 | 1.9512
132 | 2.0303 | 1.839
133 | 1.8713 | 1.747
134 | 1.9487 | 1.8512
135 | 2.0667 | 1.8415
136 | 1.9905 | 1.8386
137 | 2.064 | 1.9854
138 | 2.3733 | 1.8031
139 | 2.4275 | 1.7635
140 | 2.2885 | 1.7897
141 | 2.026 | 1.806
142 | 1.9655 | 1.8146
143 | 1.8918 | 1.9387
144 | 1.9703 | 1.8509
145 | 2.0122 | 1.8844
146 | 1.9075 | 2.0026
147 | 1.931 | 2.0844
148 | 1.8678 | 2.0864
149 | 1.853 | 2.3717
150 | 1.8615 | 2.1348
151 | 1.891 | 2.0328
152 | 1.8805 | 2.0305
153 | 1.9415 | 2.178
154 | 1.957 | 2.0753
155 | 2.0245 | 2.1474
156 | 2.1242 | 2.1179
157 | 2.1325 | 2.0626
158 | 2.2102 | 2.0931
159 | 2.2323 | 2.132
160 | 2.2713 | 2.1806
161 | 2.291 | 2.2977
162 | 2.3723 | 2.1564
163 | 2.1855 | 2.0132
164 | 2.1273 | 2.0284
165 | 2.0725 | 2.1314
166 | 2.2037 | 2.1636
167 | 1.9427 | 2.0591
168 | 1.8678 | 1.9786
169 | 1.8525 | 1.9344
170 | 1.8538 | 2.061
171 | 1.8595 | 2.2242
172 | 1.817 | 2.2131
173 | 1.8482 | 2.6117
174 | 1.8313 | 2.2369
175 | 1.9638 | 2.1487
176 | 2.0565 | 2.223
177 | 2.1822 | 2.3397
178 | 2.2085 | 2.1257
179 | 2.1412 | 2.3647
180 | 2.0143 | 2.1735
181 | 2.0253 | 2.0799
182 | 1.9418 | 2.3523
183 | 1.976 | 2.4335
184 | 2.0225 | 2.2019
185 | 2.0223 | 2.3212
186 | 2.3643 | 2.1644
187 | 2.6125 | 2.0939
188 | 2.1288 | 2.12
189 | 2.051 | 2.1714
190 | 2.1115 | 2.1271
191 | 2.1423 | 2.354
192 | 2.0398 | 2.239
193 | 1.9483 | 2.1506
194 | 1.9815 | 2.2197
195 | 1.941 | 2.1918
196 | 1.906 | 2.0633
197 | 1.9115 | 2.0861
198 | 2.0048 | 2.0475
199 | 2.2268 | 1.9289
200 | 2.2005 | 2.0082
201 | 2.4567 | 1.9364
202 | 2.805 | 1.9412
203 | 2.6025 | 2.0891
204 | 2.1423 | 1.9311
205 | 2.0558 | 1.8028
206 | 1.9977 | 1.7803
207 | 2.2822 | 1.822
208 | 2.5415 | 1.8222
209 | 2.552 | 1.9447
210 | 2.658 | 1.8859
211 | 2.7345 | 1.7592
212 | 2.612 | 1.8251
213 | 2.5275 | 1.9343
214 | 2.4038 | 1.8629
215 | 2.202 | 2.0229
216 | 1.9875 | 1.8535
217 | 2.055 | 1.8095
218 | 2.1467 | 1.8566
219 | 1.9083 | 1.9857
220 | 1.8795 | 1.8842
221 | 1.872 | 1.9123
222 | 2.0673 | 1.8042
223 | 2.5125 | 1.7286
224 | 2.594 | 1.8649
225 | 2.6067 | 1.9731
226 | 2.5697 | 2.0444
227 | 2.4832 | 2.2908
228 | 2.55 | 2.0372
229 | 2.4118 | 2.1176
230 | 2.3725 | 2.1731
231 | 2.4655 | 2.1505
232 | 2.6513 | 2.0315
233 | 2.7372 | 2.0194
234 | 2.8272 | 1.9925
235 | 2.7385 | 1.8882
236 | 2.78 | 1.861
237 | 2.5795 | 1.8814
238 | 2.3895 | 1.9152
239 | 2.335 | 2.0784
240 | 2.2357 | 1.869
241 | 2.0602 | 1.8504
242 | 1.918 | 1.8525
243 | 1.884 | 1.9279
244 | 1.916 | 1.8741
245 | 2.0265 | 1.8536
246 | 2.2233 | 1.799
247 | 2.4585 | 1.7781
248 | 2.4583 | 1.7749
249 | 2.5175 | 1.8199
250 | 2.6282 | 1.7497
251 | 2.4423 | 1.9239
252 | 2.325 | 1.8799
253 | 2.5505 | 1.8125
254 | 2.3607 | 1.8856
255 | 2.484 | 2.0097
256 | 2.577 | 1.9829
257 | 2.7668 | 2.1557
258 | 2.8782 | 1.8728
259 | 2.7963 | 1.8246
260 | 2.4537 | 1.8498
261 | 2.4645 | 1.9081
262 | 2.3577 | 1.8633
263 | 2.3312 | 1.8894
264 | 2.138 | 1.8465
265 | 2.0205 | 1.7746
266 | 1.8922 | 1.8154
267 | 1.939 | 1.9326
268 | 1.904 | 1.9807
269 | 1.9955 | 1.9303
270 | 2.0048 | 1.8067
271 | 2.3815 | 1.7879
272 | 2.466 | 1.8408
273 | 2.749 | 1.8739
274 | 2.4897 | 1.8708
275 | 2.1033 | 1.9546
276 | 2.414 | 1.8304
277 | 2.3185 | 1.7783
278 | 2.3007 | 1.7627
279 | 2.439 | 1.8922
280 | 2.3465 | 1.9827
281 | 2.5118 | 1.8523
282 | 2.6778 | 1.7791
283 | 2.7055 | 1.752
284 | 2.5675 | 1.7528
285 | 2.3665 | 1.8414
286 | 2.3007 | 1.9456
287 | 2.169 | 2.0488
288 | 2.0555 | 1.924
289 | 2.2538 | 1.9355
290 | 2.0627 | 1.8543
291 | 2.1618 | 1.8368
292 | 2.0915 | 1.9012
293 | 1.9238 | 1.917
294 | 1.908 | 1.8093
295 | 1.815 | 1.7513
296 | 1.9358 | 1.8841
297 | 2.1128 | 1.9481
298 | 2.222 | 1.9401
299 | 2.2595 | 2.1196
300 | 2.2475 | 2.0137
301 | 2.2825 | 1.9569
302 | 2.1248 | 2.1143
303 | 1.9752 | 2.1983
304 | 2.0802 | 2.1596
305 | 2.0235 | 2.2127
306 | 2.1187 | 2.0425
307 | 2.172 | 1.9967
308 | 2.2505 | 2.0631
309 | 2.2305 | 2.0829
310 | 1.9647 | 2.0387
311 | 1.846 | 2.0173
312 | 1.7583 | 1.9823
313 | 1.7628 | 1.9081
314 | 1.7368 | 2.0675
315 | 1.7397 | 2.1487
316 | 1.7543 | 2.13
317 | 1.7993 | 2.0697
318 | 1.7875 | 1.9227
319 | 1.7808 | 1.8591
320 | 1.7888 | 1.9149
321 | 2.1205 | 2.0206
322 | 2.02 | 1.9823
323 | 1.839 | 2.1916
324 | 1.8333 | 2.3397
325 | 1.815 | 2.1488
326 | 1.7443 | 2.1053
327 | 1.786 | 2.1047
328 | 1.811 | 2.1277
329 | 2.231 | 2.0865
330 | 2.3098 | 2.0313
331 | 2.3022 | 1.9949
332 | 2.1818 | 1.9699
333 | 1.9968 | 2.0292
334 | 1.9917 | 2.0694
335 | 1.982 | 2.0747
336 | 1.8105 | 1.9512
337 | 1.677 | 1.9329
338 | 1.6827 | 1.9915
339 | 1.6723 | 1.9641
340 | 1.6562 | 2.0095
341 | 1.733 | 2.0257
342 | 1.8133 | 1.977
343 | 2.1258 | 1.8768
344 | 2.3047 | 2.0088
345 | 2.505 | 2.089
346 | 2.4337 | 1.8941
347 | 2.266 | 2.2413
348 | 2.0152 | 2.0264
349 | 2.279 | 1.8996
350 | 2.2803 | 2.0272
351 | 2.0208 | 2.0502
352 | 1.7822 | 1.8867
353 | 1.91 | 1.9728
354 | 2.3385 | 1.9551
355 | 2.356 | 1.8388
356 | 2.117 | 1.8519
357 | 2.0118 | 1.8322
358 | 1.7635 | 1.8164
359 | 1.7635 | 1.965
360 | 1.783 | 1.8971
361 | 1.7075 | 1.8178
362 | 1.7127 | 1.8572
363 | 1.6732 | 1.9033
364 | 1.7075 | 1.8856
365 | 1.7475 | 2.0026
366 | 1.7848 | 1.9125
367 | 2.0895 | 1.8504
368 | 2.2572 | 1.8571
369 | 2.3363 | 1.8516
370 | 2.3173 | 1.8835
371 | 2.1643 | 1.9026
372 | 2.045 | 1.7631
373 | 1.805 | 1.7389
374 | 1.7512 | 1.7445
375 | 1.8313 | 1.867
376 | 1.8527 | 1.7411
377 | 2.1925 | 1.8119
378 | 2.3455 | 1.7319
379 | 2.3785 | 1.7365
380 | 2.037 | 1.7761
381 | 1.9563 | 2.0435
382 | 1.8005 | 1.8486
383 | 1.9225 | 1.9563
384 | 1.8665 | 1.8533
385 | 1.848 | 1.7997
386 | 1.793 | 1.8359
387 | 1.7908 | 1.7768
388 | 1.7812 | 1.9102
389 | 1.8155 | 1.9812
390 | 1.7937 | 1.8184
391 | 1.8275 | 1.7739
392 | 1.9652 | 1.8568
393 | 1.9992 | 1.897
394 | 1.9198 | 1.9053
395 | 2.1667 | 2.004
396 | 2.33 | 1.8957
397 | 2.0882 | 1.8394
398 | 1.97 | 1.8785
399 | 2.1275 | 1.8989
400 | 2.3188 | 1.8761
401 | 2.2538 | 2.1002
402 | 2.4343 | 2.0021
403 | 2.471 | 1.8237
404 | 2.2662 | 1.9066
405 | 2.1593 | 1.9789
406 | 1.9532 | 1.9492
407 | 2.072 | 1.9672
408 | 1.9445 | 1.8311
409 | 1.879 | 1.7539
410 | 1.8282 | 1.7634
411 | 1.8237 | 1.8416
412 | 1.865 | 1.8473
413 | 1.9925 | 1.8253
414 | 1.935 | 1.7251
415 | 2.217 | 1.6909
416 | 2.3375 | 1.6974
417 | 2.3862 | 1.7309
418 | 2.3958 | 1.666
419 | 2.5005 | 1.6969
420 | 2.5492 | 1.7319
421 | 2.2683 | 1.6771
422 | 2.0398 | 1.7929
423 | 2.1555 | 1.7745
424 | 2.2837 | 1.7569
425 | 2.2727 | 2.0676
426 | 2.4232 | 1.8858
427 | 2.384 | 1.7894
428 | 2.2948 | 1.8898
429 | 2.303 | 1.8271
430 | 2.1587 | 1.8721
431 | 1.97 | 2.0309
432 | 1.8925 | 1.8476
433 | 1.8658 | 1.7343
434 | 1.8742 | 1.8429
435 | 1.8805 | 1.8235
436 | 1.892 | 1.9196
437 | 1.8898 | 2.0416
438 | 1.899 | 1.9461
439 | 1.991 | 1.7958
440 | 2.1827 | 1.8964
441 | 2.2052 | 1.8008
442 | 2.5143 | 1.7248
443 | 2.2422 | 2.0484
444 | 1.9835 | 1.8732
445 | 1.9055 | 1.7058
446 | 1.902 | 1.7705
447 | 1.949 | 1.791
448 | 1.94 | 1.832
449 | 1.9403 | 1.8373
450 | 2.108 | 1.7709
451 | 2.1605 | 1.6993
452 | 2.0528 | 1.752
453 | 2.0112 | 1.7707
454 | 2.031 | 1.8392
455 | 1.9065 | 1.9616
456 | 1.956 | 1.8687
457 | 1.9603 | 1.8383
458 | 1.8575 | 1.7869
459 | 1.9567 | 1.8764
460 | 1.9405 | 1.9096
461 | 1.859 | 1.98
462 | 1.9065 | 1.9014
463 | 1.8593 | 1.7383
464 | 1.8562 | 1.8988
465 | 1.9045 | 1.8884
466 | 1.8978 | 1.8788
467 | 1.9225 | 1.9191
468 | 1.954 | 1.8959
469 | 1.9325 | 1.8871
470 | 1.9187 | 1.9948
471 | 1.894 | 2.0304
472 | 1.8417 | 2.0741
473 | 1.9245 | 2.1023
474 | 1.9948 | 2.0422
475 | 2.1652 | 1.9707
476 | 2.1408 | 2.0273
477 | 1.8978 | 2.0638
478 | 1.9225 | 2.0421
479 | 1.8535 | 2.1427
480 | 1.8182 | 1.9628
481 | 1.7505 | 1.8586
482 | 1.772 | 1.8602
483 | 1.8095 | 1.8867
484 | 1.7785 | 1.9149
485 | 1.7535 | 2.0287
486 | 1.7577 | 1.9631
487 | 1.7737 | 1.9061
488 | 1.8177 | 1.9498
489 | 1.8325 | 2.0396
490 | 1.8585 | 2.031
491 | 1.9445 | 2.0205
492 | 1.931 | 2.0497
493 | 1.833 | 2.0366
494 | 1.7897 | 1.8795
495 | 1.757 | 1.9407
496 | 1.7357 | 1.9678
497 | 1.7663 | 2.0025
498 | 1.873 | 1.8782
499 | 1.9085 | 1.8137
500 | 1.899 | 1.7963
501 | 1.8638 | 1.783
502 | 1.82 | 1.8202
503 | 1.7877 | 1.9283
504 | 1.7688 | 1.9324
505 | 1.8075 | 1.8318
506 | 1.7477 | 1.8578
507 | 1.7755 | 1.9109
508 | 1.774 | 1.8871
509 | 1.7777 | 2.0109
510 | 1.7933 | 1.8826
511 | 1.7323 | 1.8047
512 | 1.77 | 1.8144
513 | 1.8242 | 1.8997
514 | 1.6985 | 1.8906
515 | 1.6887 | 2.0624
516 | 1.6792 | 1.8895
517 | 1.6938 | 1.7653
518 | 1.707 | 1.9341
519 | 1.7677 | 1.9757
520 | 1.7765 | 1.9166
521 | 1.8575 | 2.0972
522 | 1.9298 | 1.9154
523 | 2.0115 | 1.8144
524 | 2.006 | 1.8414
525 | 1.9683 | 2.0427
526 | 1.8202 | 1.9467
527 | 1.7808 | 2.0604
528 | 1.7868 | 1.8961
529 | 1.7537 | 1.8321
530 | 1.7417 | 1.8183
531 | 1.7423 | 1.8724
532 | 1.7503 | 1.8614
533 | 1.789 | 1.9636
534 | 1.8295 | 1.9019
535 | 1.888 | 1.7323
536 | 1.8982 | 1.7604
537 | 1.904 | 1.8462
538 | 1.8653 | 1.9215
539 | 1.79 | 1.8747
540 | 1.8068 | 1.8136
541 | 1.8413 | 1.8062
542 | 1.8425 | 1.7844
543 | 1.8397 | 1.7808
544 | 1.831 | 1.8239
545 | 1.9265 | 1.8287
546 | 2.035 | 1.7798
547 | 2.041 | 1.6796
548 | 1.9392 | 1.7271
549 | 1.8587 | 1.9276
550 | 1.7955 | 1.7531
551 | 1.7822 | 1.8626
552 | 1.776 | 1.8651
553 | 1.7712 | 1.8606
554 | 1.7737 | 1.8928
555 | 1.762 | 1.8556
556 | 1.747 | 1.8484
557 | 1.7515 | 1.9024
558 | 1.7737 | 1.8858
559 | 1.8315 | 1.7974
560 | 1.8022 | 1.8633
561 | 1.804 | 1.7899
562 | 1.8302 | 1.7277
563 | 1.8033 | 1.8057
564 | 1.7865 | 1.8041
565 | 1.8655 | 1.7992
566 | 1.7775 | 1.7785
567 | 1.7905 | 1.7731
568 | 1.825 | 1.7462
569 | 1.8228 | 1.81
570 | 1.904 | 1.7906
571 | 2.0067 | 1.7622
572 | 2.0213 | 1.9729
573 | 1.8337 | 1.9531
574 | 1.852 | 1.8719
575 | 1.87 | 1.8456
576 | 1.8478 | 1.8
577 | 1.8535 | 1.8636
578 | 1.8753 | 1.9346
579 | 1.8922 | 1.7878
580 | 1.9167 | 1.6304
581 | 1.955 | 1.8421
582 | 1.9815 | 1.8162
583 | 2.0185 | 1.7623
584 | 2.0553 | 1.7594
585 | 2.0935 | 1.7996
586 | 2.0445 | 1.6949
587 | 2.065 | 1.9388
588 | 2.1347 | 1.868
589 | 2.1015 | 1.7814
590 | 2.0953 | 2.009
591 | 2.0762 | 1.957
592 | 2.0725 | 1.9236
593 | 2.313 | 2.0063
594 | 2.4505 | 1.8671
595 | 2.5238 | 1.7897
596 | 2.1995 | 1.8639
597 | 2.1307 | 2.0149
598 | 2.0793 | 2.0503
599 | 2.1845 | 1.9127
600 | 2.1448 | 1.8466
601 | 2.0678 | 1.809
602 | 2.0402 | 1.9295
603 | 2.0112 | 1.8457
604 | 2.0118 | 1.854
605 | 2.0082 | 1.9443
606 | 2.0067 | 1.8836
607 | 2.0377 | 1.8261
608 | 2.0692 | 1.8926
609 | 2.2812 | 1.8254
610 | 2.195 | 1.8733
611 | 2.133 | 1.9022
612 | 2.1027 | 1.8577
613 | 2.0835 | 1.8397
614 | 2.0795 | 2.0001
615 | 2.0725 | 1.8596
616 | 2.0655 | 1.8686
617 | 2.0735 | 1.9349
618 | 2.107 | 1.7341
619 | 2.2035 | 1.7341
620 | 2.2055 | 1.7452
621 | 2.106 | 1.7431
622 | 2.122 | 1.557
623 | 2.134 | 1.7622
624 | 2.1098 | 1.7395
625 | 2.0583 | 1.6789
626 | 2.0465 | 1.7203
627 | 2.0765 | 1.7096
628 | 2.0692 | 1.6303
629 | 2.0997 | 1.9146
630 | 2.1132 | 1.8206
631 | 2.0833 | 1.7907
632 | 2.076 | 1.865
633 | 2.0652 | 1.8691
634 | 2.1245 | 1.8538
635 | 2.1677 | 2.0051
636 | 2.1705 | 1.9073
637 | 2.1282 | 1.8451
638 | 2.163 | 2.0143
639 | 2.1608 | 2.0603
640 | 2.2705 | 1.9412
641 | 2.439 | 2.059
642 | 2.3028 | 2.0824
643 | 2.228 | 2.0194
644 | 2.221 | 2.2066
645 | 2.2182 | 2.1581
646 | 2.2052 | 2.0577
647 | 2.1503 | 2.2952
648 | 2.0518 | 2.2425
649 | 2.053 | 2.1149
650 | 2.021 | 2.3322
651 | 1.9912 | 2.2038
652 | 1.9875 | 2.0801
653 | 1.996 | 2.1627
654 | 2.0257 | 2.0849
655 | 2.0398 | 1.9749
656 | 2.0522 | 2.0171
657 | 2.066 | 1.9828
658 | 2.1175 | 1.9001
659 | 2.1515 | 1.9929
660 | 2.1905 | 2.0416
661 | 2.1263 | 1.9252
662 | 2.1015 | 1.9941
663 | 2.223 | 2.0067
664 | 2.2035 | 2.1037
665 | 2.0608 | 2.2128
666 | 2.0652 | 2.1366
667 | 2.0865 | 1.9769
668 | 2.024 | 2.0195
669 | 1.9937 | 2.0558
670 | 2.0005 | 2.0634
671 | 1.982 | 2.1054
672 | 1.9383 | 2.0649
673 | 1.96 | 1.9912
674 | 1.9418 | 2.1448
675 | 1.925 | 2.044
676 | 1.911 | 2.0719
677 | 1.9372 | 2.3258
678 | 1.9243 | 2.2483
679 | 2.0265 | 2.085
680 | 2.356 | 2.2852
681 | 2.3845 | 1.9817
682 | 2.22 | 1.9449
683 | 2.19 | 2.2008
684 | 2.1023 | 2.1337
685 | 2.0412 | 2.192
686 | 2.0335 | 2.2178
687 | 2.2435 | 2.0825
688 | 2.5343 | 1.9877
689 | 2.6825 | 2.1283
690 | 2.6372 | 2.0531
691 | 2.634 | 1.9436
692 | 2.493 | 2.1626
693 | 2.4075 | 2.0065
694 | 2.1258 | 2.0439
695 | 2.227 | 2.1714
696 | 2.1875 | 1.9706
697 | 2.1565 | 2.0039
698 | 2.145 | 2.0626
699 | 2.194 | 2.0317
700 | 2.0993 | 2.0714
701 | 2.048 | 2.1064
702 | 2.1055 | 2.0599
703 | 2.292 | 1.9875
704 | 2.4465 | 2.0739
705 | 2.4685 | 1.998
706 | 2.2895 | 2.0009
707 | 2.3093 | 2.1376
708 | 2.2917 | 1.9647
709 | 2.119 | 1.8842
710 | 2.1322 | 1.8914
711 | 2.1325 | 1.8268
712 | 2.119 | 1.7311
713 | 2.2572 | 1.9968
714 | 2.3485 | 2.0116
715 | 2.4668 | 2.0016
716 | 2.3862 | 2.1809
717 | 2.2595 | 2.0054
718 | 2.238 | 1.9013
719 | 2.1475 | 2.1226
720 | 2.049 | 2.0299
721 | 2.01 | 1.9751
722 | 2.0025 | 2.1404
723 | 2.0372 | 1.9821
724 | 2.2698 | 1.9966
725 | 2.0442 | 2.3038
726 | 2.1063 | 2.0919
727 | 2.49 | 2.0427
728 | 2.7685 | 2.1342
729 | 2.8003 | 1.9196
730 | 2.446 | 1.7459
731 | 2.3087 | 2.0572
732 | 2.179 | 1.9952
733 | 2.1132 | 1.8956
734 | 2.2447 | 2.0391
735 | 2.1713 | 2.0417
736 | 2.2782 | 1.8821
737 | 2.2595 | 2.1219
738 | 2.3422 | 2.0984
739 | 2.3617 | 2.0513
740 | 2.3213 | 2.1564
741 | 2.393 | 2.1154
742 | 2.1147 | 2.0216
743 | 2.1045 | 2.2738
744 | 2.0452 | 2.2812
745 | 2.1128 | 2.0267
746 | 2.121 | 2.0946
747 | 2.0545 | 2.0091
748 | 2.0875 | 2.0699
749 | 2.1307 | 2.2493
750 | 2.113 | 2.0336
751 | 2.1227 | 1.9152
752 | 2.1135 | 1.8209
753 | 2.1858 | 1.7432
754 | 2.2997 | 1.7389
755 | 2.1143 | 1.9832
756 | 2.086 | 2.0659
757 | 2.093 | 1.9817
758 | 2.1455 | 2.0852
759 | 2.0765 | 2.0745
760 | 2.1932 | 2.0833
761 | 2.353 | 2.3331
762 | 2.2797 | 2.1866
763 | 2.3985 | 2.1482
764 | 2.3847 | 2.2908
765 | 2.2492 | 2.2103
766 | 2.2265 | 2.2435
767 | 2.2483 | 2.3561
768 | 2.232 | 2.2035
769 | 2.053 | 2.1688
770 | 2.0857 | 2.3438
771 | 2.2828 | 2.259
772 | 2.181 | 2.2262
773 | 2.1963 | 2.4377
774 | 2.314 | 2.3585
775 | 2.2203 | 2.3221
776 | 2.1482 | 2.3192
777 | 2.2575 | 2.2487
778 | 2.2258 | 2.1663
779 | 2.192 | 2.4491
780 | 2.092 | 2.3659
781 | 2.0922 | 2.1712
782 | 2.0585 | 2.2877
783 | 2.0495 | 2.1304
784 | 2.0528 | 2.0425
785 | 2.1095 | 2.3709
786 | 2.1058 | 2.2983
787 | 2.0402 | 2.1593
788 | 2.0888 | 2.1873
789 | 2.0288 | 2.0467
790 | 2.111 | 1.9491
791 | 2.085 | 2.2906
792 | 1.9652 | 2.1478
793 | 1.911 | 2.022
794 | 1.9027 | 1.9842
795 | 1.9232 | 1.8196
796 | 1.9788 | 1.7413
797 | 1.997 | 2.1874
798 | 2.0065 | 2.0176
799 | 2.016 | 1.9741
800 | 2.0133 | 2.2058
801 | 1.9655 | 2.1123
802 | 1.931 | 2.021
803 | 1.9078 | 2.2267
804 | 1.9412 | 2.1009
805 | 1.942 | 2.0427
806 | 1.9398 | 2.1288
807 | 1.9532 | 1.8903
808 | 1.9298 | 1.6752
809 | 1.9135 | 2.1753
810 | 2.0895 | 2.058
811 | 2.223 | 2.0154
812 | 2.1305 | 2.09
813 | 2.018 | 1.8819
814 | 1.9315 | 1.9112
815 | 1.9145 | 2.2517
816 | 1.8602 | 2.1196
817 | 1.8137 | 2.0254
818 | 1.8057 | 2.0861
819 | 1.7955 | 2.0229
820 | 1.7962 | 2.0738
821 | 1.7772 | 2.3007
822 | 1.7715 | 2.2238
823 | 1.776 | 2.1462
824 | 1.7962 | 2.3386
825 | 1.805 | 2.375
826 | 1.8495 | 2.243
827 | 1.8122 | 2.4922
828 | 1.8213 | 2.5703
829 | 1.8288 | 2.5219
830 | 1.8225 | 2.5153
831 | 1.82 | 2.2631
832 | 1.8177 | 2.1522
833 | 1.8765 | 2.5466
834 | 1.9578 | 2.5541
835 | 1.9997 | 2.4887
836 | 1.9447 | 2.3359
837 | 1.9632 | 2.2017
838 | 1.9062 | 2.1609
839 | 1.8438 | 2.4824
840 | 1.8302 | 2.6135
841 | 1.783 | 2.5408
842 | 1.7668 | 2.4053
843 | 1.744 | 2.1074
844 | 1.743 | 2.0904
845 | 1.7523 | 2.5581
846 | 1.7993 | 2.4431
847 | 1.8738 | 2.2136
848 | 1.8753 | 2.4508
849 | 1.9463 | 2.43
850 | 1.9018 | 2.3529
851 | 1.9647 | 2.4641
852 | 1.9243 | 2.4127
853 | 1.8718 | 2.2221
854 | 1.8635 | 2.4658
855 | 1.8502 | 2.3279
856 | 1.866 | 2.2386
857 | 1.9883 | 2.5396
858 | 2.0013 | 2.5784
859 | 2.0602 | 2.3872
860 | 2.042 | 2.4996
861 | 1.963 | 2.2883
862 | 1.8533 | 2.2632
863 | 1.8077 | 2.6448
864 | 1.79 | 2.6058
865 | 1.7917 | 2.3021
866 | 1.7915 | 2.5778
867 | 1.816 | 2.5992
868 | 1.8388 | 2.4741
869 | 1.7792 | 2.6918
870 | 1.8048 | 2.7927
871 | 1.9143 | 2.6713
872 | 1.928 | 2.4324
873 | 1.99 | 2.313
874 | 2.063 | 2.2129
875 | 1.9463 | 2.4714
876 | 1.9438 | 2.4666
877 | 1.9138 | 2.2911
878 | 1.9343 | 2.2161
879 | 1.8853 | 2.0485
880 | 1.8035 | 2.0842
881 | 1.8675 | 2.4693
882 | 1.9772 | 2.5839
883 | 1.9187 | 2.1909
884 | 1.8855 | 2.4044
885 | 1.8097 | 2.1986
886 | 1.798 | 2.1954
887 | 1.8017 | 2.8347
888 | 1.8075 | 2.6449
889 | 1.7375 | 2.4286
890 | 1.7237 | 2.7143
891 | 1.7223 | 2.47
892 | 1.731 | 2.4055
893 | 1.7955 | 2.6631
894 | 1.848 | 2.4928
895 | 1.929 | 2.2773
896 | 1.887 | 2.3864
897 | 1.9245 | 2.355
898 | 2.0412 | 2.2736
899 | 1.9975 | 2.5996
900 | 1.929 | 2.8846
901 | 2.1002 | 2.4795
902 | 2.0845 | 2.5532
903 | 2.022 | 2.5369
904 | 1.971 | 2.5917
905 | 2.1895 | 2.7418
906 | 2.3175 | 2.6135
907 | 2.4428 | 2.246
908 | 2.2132 | 2.778
909 | 2.0423 | 2.6143
910 | 2.0133 | 2.2738
911 | 2.0623 | 2.6768
912 | 2.031 | 2.3046
913 | 2.0905 | 2.0558
914 | 2.1187 | 2.0652
915 | 2.1237 | 1.9771
916 | 2.1372 | 1.8813
917 | 2.1437 | 1.989
918 | 2.1435 | 1.9229
919 | 2.185 | 1.7632
920 | 2.2203 | 1.74
921 | 2.2723 | 1.8353
922 | 2.2305 | 1.8802
923 | 2.0798 | 2.0128
924 | 2.0195 | 2.1024
925 | 2.0165 | 1.9012
926 | 2.0768 | 2.3235
927 | 1.9672 | 2.2027
928 | 2.0655 | 2.0928
929 | 2.0158 | 2.2445
930 | 2.114 | 2.0217
931 | 2.0195 | 1.8286
932 | 1.9283 | 1.9013
933 | 1.9805 | 1.8188
934 | 2.007 | 1.8121
935 | 2.0213 | 1.9563
936 | 1.9612 | 1.9609
937 | 1.9495 | 1.7955
938 | 1.8867 | 1.8984
939 | 1.873 | 2.0307
940 | 1.8438 | 1.9178
941 | 1.846 | 2.0371
942 | 1.876 | 2.1542
943 | 1.8553 | 1.8976
944 | 1.8667 | 2.0846
945 | 1.8478 | 2.0512
946 | 1.8833 | 2.0987
947 | 1.9053 | 2.3927
948 | 1.8895 | 2.4291
949 | 1.8282 | 2.1979
950 | 1.8905 | 2.4089
951 | 1.9438 | 2.0576
952 | 1.9983 | 2.0719
953 | 2.0928 | 2.3598
954 | 2.0665 | 2.3666
955 | 2.1477 | 2.0461
956 | 2.0067 | 2.1185
957 | 1.906 | 2.1007
958 | 1.864 | 2.0017
959 | 1.8742 | 2.2124
960 | 1.8317 | 2.1917
961 | 1.855 | 1.9984
962 | 1.8005 | 2.0068
963 | 1.8765 | 1.9619
964 | 1.8698 | 1.8895
965 | 1.8402 | 2.3005
966 | 1.8525 | 2.1283
967 | 1.8053 | 1.9872
968 | 1.912 | 2.2284
969 | 1.9158 | 2.0534
970 | 1.9062 | 2.1271
971 | 1.9835 | 2.3146
972 | 1.906 | 2.0461
973 | 1.8485 | 2.0383
974 | 1.882 | 2.1466
975 | 1.8895 | 2.1018
976 | 1.8762 | 2.0386
977 | 1.8385 | 2.3528
978 | 1.8735 | 2.2487
979 | 1.855 | 1.9571
980 | 1.8473 | 2.1685
981 | 1.8325 | 2.1673
982 | 1.7845 | 2.1886
983 | 1.7937 | 2.4632
984 | 1.7853 | 2.5257
985 | 1.761 | 2.2081
986 | 1.7842 | 2.5066
987 | 1.7775 | 2.2383
988 | 1.7895 | 2.3015
989 | 1.765 | 2.593
990 | 1.7623 | 2.4973
991 | 1.7535 | 2.2492
992 | 1.8188 | 2.6084
993 | 1.8927 | 2.3921
994 | 1.858 | 2.4703
995 | 1.7465 | 2.783
996 | 1.7822 | 2.5933
997 | 1.7652 | 2.2383
998 | 1.7468 | 2.1423
999 | 1.7523 | 2.0104
1000 | 1.7348 | 1.8602
1001 | 1.8333 | 2.2606
1002 | 1.8965 | 2.316
1003 | 1.9763 | 2.1829
1004 | 1.9895 | 2.1562
1005 | 1.9325 | 2.0376
1006 | 1.877 | 2
1007 | 1.8695 | 2.5241
1008 | 1.8408 | 2.7817
1009 | 1.828 | 2.4672
1010 | 1.8095 | 2.6589
1011 | 1.8085 | 2.3423
1012 | 1.804 | 2.2794
1013 | 1.8095 | 2.6064
1014 | 1.8498 | 2.7115
1015 | 1.8377 | 2.5038
1016 | 2.0452 | 2.5524
1017 | 2.1175 | 2.3474
1018 | 1.9643 | 2.5883
1019 | 1.968 | 2.8309
1020 | 1.989 | 2.6633
1021 | 1.9045 | 2.6698
1022 | 1.9452 | 2.8037
1023 | 1.9983 | 2.7
1024 | 2.0835 | 2.4401
1025 | 2.1018 | 2.6241
1026 | 2.2113 | 2.6682
1027 | 2.2582 | 2.243
1028 | 2.0518 | 2.6064
1029 | 1.917 | 2.2473
1030 | 1.8858 | 2.4111
1031 | 1.8738 | 2.8181
1032 | 1.8148 | 2.8244
1033 | 1.8337 | 2.6147
1034 | 1.822 | 2.7151
1035 | 1.835 | 2.623
1036 | 1.8077 | 2.5001
1037 | 1.8037 | 2.6079
1038 | 1.833 | 2.1869
1039 | 1.8377 | 2.1503
1040 | 1.9245 | 2.2107
1041 | 1.838 | 2.1876
1042 | 1.9355 | 2.0054
1043 | 1.9385 | 2.2356
1044 | 1.9205 | 2.3686
1045 | 1.8653 | 2.1371
1046 | 1.876 | 2.0623
1047 | 1.8742 | 2.0834
1048 | 1.8377 | 2.1496
1049 | 1.837 | 2.4684
1050 | 1.8722 | 2.6888
1051 | 1.933 | 2.5242
1052 | 1.9152 | 2.5646
1053 | 1.8927 | 2.3617
1054 | 1.8453 | 2.3001
1055 | 1.8438 | 2.7003
1056 | 1.8042 | 2.7323
1057 | 1.799 | 2.5786
1058 | 1.7855 | 2.686
1059 | 1.7472 | 2.2845
1060 | 1.7668 | 2.2271
1061 | 1.82 | 2.6854
1062 | 1.7997 | 2.6409
1063 | 1.7995 | 2.4149
1064 | 1.8425 | 2.6886
1065 | 1.8993 | 2.2585
1066 | 1.9607 | 2.2302
1067 | 1.938 | 2.6331
1068 | 1.9323 | 2.7563
1069 | 1.8845 | 2.7183
1070 | 1.9555 | 2.6294
1071 | 1.9467 | 2.2877
1072 | 2.136 | 2.1277
1073 | 1.9737 | 2.6987
1074 | 1.8615 | 2.7664
1075 | 1.9627 | 2.5606
1076 | 1.9232 | 2.5907
1077 | 1.8105 | 2.3445
1078 | 1.8085 | 2.2003
1079 | 1.7993 | 2.5456
1080 | 1.8085 | 2.7953
1081 | 1.853 | 2.7471
1082 | 1.8065 | 2.5309
1083 | 1.716 | 2.1417
1084 | 1.7763 | 2.0332
1085 | 1.799 | 2.6911
1086 | 1.7757 | 2.5461
1087 | 1.889 | 2.1432
1088 | 1.8995 | 2.3905
1089 | 1.8767 | 2.2556
1090 | 1.8582 | 2.1969
1091 | 1.9098 | 2.5311
1092 | 1.8507 | 2.6344
1093 | 1.8313 | 2.3509
1094 | 1.8822 | 2.6632
1095 | 1.8538 | 2.5412
1096 | 1.916 | 2.3759
1097 | 1.9295 | 2.6549
1098 | 2.0133 | 2.6456
1099 | 1.9732 | 2.3605
1100 | 1.9025 | 2.6487
1101 | 1.8645 | 2.4853
1102 | 1.8505 | 2.2994
1103 | 1.86 | 2.6081
1104 | 1.7468 | 2.7348
1105 | 1.7842 | 2.3691
1106 | 1.802 | 2.7743
1107 | 1.7735 | 2.5869
1108 | 1.7535 | 2.5983
1109 | 1.726 | 2.7331
1110 | 1.7392 | 2.5326
1111 | 1.773 | 2.268
1112 | 1.8125 | 2.3916
1113 | 1.8197 | 2.2776
1114 | 1.8313 | 2.1593
1115 | 1.9592 | 2.3469
1116 | 1.9587 | 2.495
1117 | 1.9418 | 2.3696
1118 | 1.982 | 2.4718
1119 | 1.9852 | 2.2024
1120 | 2.0217 | 2.1116
1121 | 2.004 | 2.5031
1122 | 1.7855 | 2.9141
1123 | 1.7895 | 2.344
1124 | 1.8302 | 2.1477
1125 | 1.8048 | 1.9836
1126 | 1.7665 | 1.8834
1127 | 1.7977 | 2.2357
1128 | 1.7472 | 2.3659
1129 | 1.7697 | 2.2621
1130 | 1.741 | 2.2036
1131 | 1.7235 | 2.173
1132 | 1.7737 | 2.2054
1133 | 1.727 | 2.5568
1134 | 1.7145 | 2.7025
1135 | 1.7605 | 2.4874
1136 | 1.809 | 2.634
1137 | 1.84 | 2.2221
1138 | 1.8698 | 2.2944
1139 | 1.8217 | 2.8526
1140 | 1.834 | 2.7306
1141 | 1.8747 | 2.5314
1142 | 1.982 | 2.8102
1143 | 1.9855 | 2.4962
1144 | 1.94 | 2.2458
1145 | 1.9427 | 2.8364
1146 | 1.9903 | 2.7101
1147 | 2.1445 | 2.8083
1148 | 2.1175 | 2.8112
1149 | 1.9868 | 2.6438
1150 | 1.8913 | 2.3487
1151 | 1.9183 | 2.8732
1152 | 1.8998 | 2.9066
1153 | 1.9307 | 2.6459
1154 | 1.9915 | 2.7746
1155 | 1.963 | 2.5126
1156 | 1.8567 | 2.5554
1157 | 1.8077 | 2.8607
1158 | 1.8655 | 2.7629
1159 | 1.8825 | 2.7256
1160 | 1.8615 | 2.8788
1161 | 1.8362 | 2.7541
1162 | 1.8455 | 2.5691
1163 | 1.828 | 2.4711
1164 | 1.8375 | 2.3397
1165 | 1.937 | 2.6069
1166 | 1.9123 | 2.1948
1167 | 1.857 | 2.2329
1168 | 1.8985 | 2.0832
1169 | 1.8627 | 2.4879
1170 | 1.9167 | 2.8244
1171 | 1.9447 | 2.3694
1172 | 1.9438 | 2.2164
1173 | 1.8747 | 1.9859
1174 | 1.8042 | 1.8976
1175 | 1.7868 | 2.4447
1176 | 1.7712 | 2.7837
1177 | 1.7552 | 2.4141
1178 | 1.7415 | 2.7502
1179 | 1.7277 | 2.3632
1180 | 1.7808 | 2.3114
1181 | 1.8282 | 2.8767
1182 | 1.8545 | 2.6785
1183 | 1.8793 | 2.5641
1184 | 1.9745 | 2.733
1185 | 1.9832 | 2.4004
1186 | 1.9403 | 2.2608
1187 | 1.8935 | 2.4573
1188 | 1.9755 | 2.5419
1189 | 1.9405 | 2.2493
1190 | 1.9848 | 2.4472
1191 | 1.9185 | 2.2542
1192 | 1.9167 | 2.3031
1193 | 2.0398 | 2.4644
1194 | 2.1085 | 2.6816
1195 | 2.1713 | 2.6042
1196 | 2.1587 | 2.7566
1197 | 2.0375 | 2.258
1198 | 2.004 | 2.132
1199 | 1.9995 | 2.4461
1200 | 2.014 | 2.7006
1201 | 1.9948 | 2.5919
1202 | 1.9187 | 2.6517
1203 | 1.9405 | 2.4026
1204 | 1.9735 | 2.1378
1205 | 2.0217 | 2.6122
1206 | 1.9905 | 2.4493
1207 | 2.1435 | 2.4335
1208 | 2.3013 | 2.5024
1209 | 2.3087 | 2.0841
1210 | 2.2005 | 2.1368
1211 | 2.1902 | 2.5334
1212 | 2.0938 | 2.3927
1213 | 2.1305 | 2.3062
1214 | 2.1492 | 2.4355
1215 | 2.1915 | 1.9765
1216 | 2.1673 | 1.9583
1217 | 2.171 | 2.6764
1218 | 2.289 | 2.6487
1219 | 2.2807 | 2.3665
1220 | 2.11 | 2.4098
1221 | 2.1677 | 2.2246
1222 | 2.043 | 2.0907
1223 | 2.014 | 2.6328
1224 | 1.9452 | 2.7849
1225 | 1.974 | 2.5579
1226 | 1.978 | 2.8139
1227 | 2.023 | 2.3335
1228 | 2.0118 | 2.2206
1229 | 1.9955 | 2.6356
1230 | 1.982 | 2.7288
1231 | 2.102 | 2.5449
1232 | 2.173 | 2.8599
1233 | 2.135 | 2.3876
1234 | 2.0755 | 2.1544
1235 | 2.0528 | 2.5496
1236 | 2.0685 | 2.6874
1237 | 2.0528 | 2.472
1238 | 2.0545 | 2.6615
1239 | 2.0372 | 2.105
1240 | 2.0103 | 2.1291
1241 | 2.131 | 2.5242
1242 | 2.0177 | 2.5752
1243 | 1.969 | 2.2709
1244 | 1.9512 | 2.2366
1245 | 2.0612 | 2.1834
1246 | 1.9903 | 2.0238
1247 | 1.9452 | 2.4534
1248 | 1.9323 | 2.6222
1249 | 1.8885 | 2.2147
1250 | 1.8747 | 2.2049
1251 | 1.9218 | 1.9881
1252 | 1.9472 | 2.0366
1253 | 1.9203 | 2.4158
1254 | 2.0492 | 2.3191
1255 | 2.1037 | 2.2997
1256 | 2.1968 | 2.1122
1257 | 2.1637 | 2.0311
1258 | 2.3133 | 1.8965
1259 | 2.0553 | 2.2743
1260 | 2.0625 | 2.4952
1261 | 2.1292 | 1.9685
1262 | 2.233 | 2.1409
1263 | 2.1465 | 2.1091
1264 | 2.0112 | 1.9387
1265 | 1.992 | 2.3392
1266 | 2.1705 | 2.3007
1267 | 2.0775 | 1.9806
1268 | 2.039 | 2.2252
1269 | 1.9365 | 2.0532
1270 | 1.9532 | 1.9372
1271 | 1.8918 | 2.2347
1272 | 1.9095 | 2.2534
1273 | 1.8567 | 2.0063
1274 | 1.888 | 2.1307
1275 | 1.8558 | 2.0254
1276 | 1.836 | 1.8854
1277 | 1.859 | 2.1591
1278 | 1.8635 | 2.1697
1279 | 1.9203 | 2.0232
1280 | 2.0168 | 2.3063
1281 | 2.035 | 2.3497
1282 | 1.9418 | 2.2651
1283 | 2.0337 | 2.5694
1284 | 2.0718 | 2.3729
1285 | 2.014 | 2.1434
1286 | 1.9618 | 2.4033
1287 | 1.9492 | 2.2539
1288 | 2.004 | 2.1993
1289 | 2.089 | 2.3679
1290 | 2.1475 | 2.2889
1291 | 2.2375 | 2.1731
1292 | 2.2923 | 2.229
1293 | 2.314 | 2.0827
1294 | 2.3537 | 1.9676
1295 | 2.3923 | 2.2302
1296 | 2.299 | 2.3221
1297 | 2.1077 | 2.1713
1298 | 2.1645 | 2.0516
1299 | 2.183 | 2.0214
1300 | 2.14 | 1.9781
1301 | 2.0602 | 2.2215
1302 | 2.145 | 2.2466
1303 | 2.113 | 1.9578
1304 | 2.103 | 2.3682
1305 | 2.1412 | 2.0654
1306 | 2.1015 | 1.921
1307 | 2.0785 | 2.3311
1308 | 2.0975 | 2.1382
1309 | 2.152 | 1.9386
1310 | 2.175 | 2.1826
1311 | 2.1015 | 2.0523
1312 | 2.0823 | 1.8036
1313 | 2.0515 | 2.3833
1314 | 2.095 | 2.1796
1315 | 2.078 | 1.8388
1316 | 2.1215 | 2.2569
1317 | 2.1115 | 2.0539
1318 | 2.003 | 1.8767
1319 | 2.0013 | 2.3815
1320 | 2.0095 | 2.2966
1321 | 1.9852 | 1.9242
1322 | 1.9892 | 2.2008
1323 | 2.0183 | 2.0556
1324 | 1.987 | 1.9192
1325 | 1.9823 | 2.4386
1326 | 1.9645 | 2.2631
1327 | 1.9538 | 1.8751
1328 | 1.979 | 1.891
1329 | 1.9897 | 1.9604
1330 | 2.0575 | 1.8958
1331 | 2.0505 | 2.0397
1332 | 2.019 | 2.1208
1333 | 2.049 | 1.8188
1334 | 2.1212 | 1.718
1335 | 2.0922 | 1.732
1336 | 2.015 | 1.6606
1337 | 1.9772 | 1.9658
1338 | 2.0825 | 2.1845
1339 | 2.1427 | 1.6921
1340 | 2.0965 | 1.6972
1341 | 1.97 | 1.5663
1342 | 1.9715 | 1.5282
1343 | 1.9412 | 2.1498
1344 | 1.922 | 2.0864
1345 | 1.9605 | 1.7958
1346 | 1.921 | 1.9929
1347 | 1.926 | 1.6882
1348 | 1.924 | 1.6796
1349 | 1.9398 | 2.2665
1350 | 1.9705 | 2.0738
1351 | 2.0297 | 1.7377
1352 | 2.026 | 2.1012
1353 | 1.9305 | 1.9059
1354 | 1.987 | 1.8653
1355 | 1.9737 | 1.9912
1356 | 1.965 | 1.8677
1357 | 1.9868 | 1.8137
1358 | 1.952 | 2.0162
1359 | 2.061 | 1.8558
1360 | 2.0383 | 1.8778
1361 | 2.0387 | 2.4138
1362 | 2.0278 | 2.2342
1363 | 2.0532 | 1.8061
1364 | 1.983 | 1.9906
1365 | 1.988 | 1.9098
1366 | 2.0097 | 1.7751
1367 | 2.0097 | 2.0441
1368 | 1.9005 | 1.893
1369 | 1.8898 | 1.6366
1370 | 1.8357 | 1.7632
1371 | 1.902 | 1.7118
1372 | 1.8798 | 1.6366
1373 | 1.888 | 2.1186
1374 | 1.9292 | 2.0942
1375 | 2.0505 | 1.6743
1376 | 2.1675 | 1.8282
1377 | 2.1435 | 1.6497
1378 | 2.0645 | 1.7858
1379 | 2.099 | 1.8776
1380 | 2.049 | 1.8441
1381 | 1.8435 | 1.7265
1382 | 1.8538 | 1.7685
1383 | 1.9207 | 1.772
1384 | 1.9583 | 1.8212
1385 | 2.029 | 2.1587
1386 | 2.219 | 2.0864
1387 | 2.4263 | 1.9452
1388 | 2.291 | 2.4856
1389 | 2.1747 | 2.1229
1390 | 2.0368 | 1.9689
1391 | 1.945 | 2.3855
1392 | 1.9492 | 2.2576
1393 | 1.918 | 2.0714
1394 | 1.892 | 2.253
1395 | 1.8995 | 2.1304
1396 | 1.889 | 2.0239
1397 | 1.8985 | 2.4506
1398 | 1.9828 | 2.1291
1399 | 2.0968 | 1.8338
1400 | 2.131 | 2.053
1401 | 2.1233 | 2.0029
1402 | 2.1185 | 1.7897
1403 | 2.0562 | 2.2662
1404 | 1.9027 | 2.1802
1405 | 1.841 | 1.7937
1406 | 1.8705 | 2.2763
1407 | 1.909 | 1.9736
1408 | 1.9265 | 1.9717
1409 | 1.9607 | 2.1454
1410 | 1.9675 | 1.9696
1411 | 1.9983 | 1.6783
1412 | 1.9645 | 1.7704
1413 | 1.967 | 1.8139
1414 | 1.9723 | 1.7789
1415 | 1.9343 | 1.9134
1416 | 1.947 | 2.0692
1417 | 1.871 | 1.9989
1418 | 1.8405 | 1.7883
1419 | 1.8222 | 1.6452
1420 | 1.8213 | 1.5919
1421 | 1.8242 | 1.9362
1422 | 1.8065 | 1.8053
1423 | 1.8962 | 1.6141
1424 | 1.8805 | 1.6395
1425 | 1.8605 | 1.7523
1426 | 1.8665 | 1.6706
1427 | 1.7942 | 2.0085
1428 | 1.8075 | 1.9688
1429 | 1.7862 | 1.6087
1430 | 1.8093 | 1.997
1431 | 1.8582 | 1.7317
1432 | 1.812 | 1.6646
1433 | 1.8302 | 2.366
1434 | 2.0017 | 2.0934
1435 | 2.0263 | 1.6697
1436 | 2.0017 | 1.8328
1437 | 1.9305 | 1.7344
1438 | 1.9583 | 1.5656
1439 | 1.8895 | 2.0176
1440 | 1.8102 | 1.7377
1441 | 1.8213 | 1.6178
1442 | 1.8445 | 2.1513
1443 | 1.7928 | 1.7946
1444 | 1.8128 | 1.5773
1445 | 1.8542 | 2.2282
1446 | 1.8687 | 1.857
1447 | 1.8465 | 1.5996
1448 | 1.8593 | 2.016
1449 | 1.8687 | 1.6941
1450 | 1.8382 | 1.5973
1451 | 1.9547 | 2.1963
1452 | 1.9515 | 2.2099
1453 | 1.897 | 1.6201
1454 | 1.8413 | 1.9053
1455 | 1.9575 | 1.6796
1456 | 1.8465 | 1.5662
1457 | 1.8795 | 1.7388
1458 | 1.9937 | 1.6231
1459 | 2.1728 | 1.4689
1460 | 1.9645 | 1.5508
1461 | 1.8942 | 1.465
1462 | 1.9465 | 1.3965
1463 | 1.8893 | 1.7641
1464 | 1.92 | 1.5718
1465 | 1.8698 | 1.3758
1466 | 1.869 | 1.4158
1467 | 1.844 | 1.4201
1468 | 1.8188 | 1.3695
1469 | 1.8365 | 1.7566
1470 | 1.8373 | 1.4523
1471 | 1.8727 | 1.3819
1472 | 1.882 | 1.823
1473 | 1.8907 | 1.7731
1474 | 1.8745 | 1.6309
1475 | 1.8135 | 2.1362
1476 | 1.8275 | 1.7632
1477 | 1.8253 | 1.6446
1478 | 1.9527 | 1.972
1479 | 1.911 | 1.7268
1480 | 1.845 | 1.65
1481 | 1.886 | 2.0776
1482 | 1.9563 | 1.8186
1483 | 1.9065 | 1.5286
1484 | 1.8615 | 1.9326
1485 | 1.8425 | 1.8108
1486 | 1.778 | 1.6584
1487 | 1.7205 | 1.8757
1488 | 1.7112 | 1.5858
1489 | 1.7357 | 1.5524
1490 | 1.7188 | 1.7057
1491 | 1.7495 | 1.7534
1492 | 1.7515 | 1.695
1493 | 1.7503 | 2.0012
1494 | 1.751 | 1.7094
1495 | 1.7332 | 1.6374
1496 | 1.7435 | 1.8147
1497 | 1.7792 | 1.6602
1498 | 1.9803 | 1.7828
1499 | 1.875 | 1.8659
1500 | 1.8335 | 1.5598
1501 | 1.7783 | 1.5088
1502 | 1.7288 | 1.5104
1503 | 1.743 | 1.5295
1504 | 1.7143 | 1.4629
1505 | 1.7167 | 1.6503
1506 | 1.7485 | 1.5087
1507 | 1.8873 | 1.406
1508 | 1.8953 | 1.4292
1509 | 1.825 | 1.4186
1510 | 1.7083 | 1.3956
1511 | 1.6778 | 1.6834
1512 | 1.7165 | 1.5348
1513 | 1.7417 | 1.4951
1514 | 1.7335 | 2.0197
1515 | 1.7372 | 1.9314
1516 | 1.7335 | 1.7274
1517 | 1.7078 | 1.9599
1518 | 1.7288 | 1.8558
1519 | 1.799 | 1.8002
1520 | 1.8687 | 1.9203
1521 | 2.014 | 1.8604
1522 | 2.0985 | 1.8301
1523 | 2.0697 | 1.8821
1524 | 1.9917 | 1.7866
1525 | 1.8702 | 1.7609
1526 | 1.887 | 1.8
1527 | 1.8097 | 1.7973
1528 | 1.8273 | 1.7406
1529 | 1.9125 | 2.0128
1530 | 1.9005 | 1.8486
1531 | 2.014 | 1.7982
1532 | 1.998 | 2.1597
1533 | 1.8855 | 1.9083
1534 | 1.9018 | 1.9192
1535 | 1.8145 | 2.2711
1536 | 1.8113 | 2.1193
1537 | 1.8195 | 1.9117
1538 | 1.7885 | 2.0598
1539 | 1.795 | 1.8433
1540 | 1.7957 | 1.8634
1541 | 1.776 | 2.0736
1542 | 1.7845 | 1.9578
1543 | 1.913 | 1.9634
1544 | 1.87 | 1.9788
1545 | 1.8082 | 1.7825
1546 | 1.781 | 1.8751
1547 | 1.7757 | 2.1044
1548 | 1.7423 | 1.8868
1549 | 1.8462 | 1.8379
1550 | 1.959 | 1.7432
1551 | 1.937 | 1.7449
1552 | 1.8985 | 1.7392
1553 | 1.9658 | 2.1162
1554 | 1.9272 | 1.9273
1555 | 1.994 | 1.8898
1556 | 2.038 | 2.2044
1557 | 1.8847 | 2.0724
1558 | 1.8145 | 1.9779
1559 | 1.8093 | 2.215
1560 | 1.765 | 1.9895
1561 | 1.8195 | 1.7486
1562 | 1.7888 | 2.1543
1563 | 1.7515 | 2.0216
1564 | 1.7357 | 1.8556
1565 | 1.7483 | 2.0465
1566 | 1.7942 | 1.7954
1567 | 1.8878 | 1.7234
1568 | 1.997 | 2.0881
1569 | 1.9495 | 1.9991
1570 | 1.863 | 1.8862
1571 | 1.9018 | 2.2021
1572 | 1.8738 | 1.8382
1573 | 1.885 | 1.7447
1574 | 1.9583 | 2.2589
1575 | 1.9087 | 2.0102
1576 | 1.869 | 1.817
1577 | 1.885 | 2.0823
1578 | 1.9783 | 1.7921
1579 | 2.0427 | 1.7364
1580 | 2.11 | 1.8975
1581 | 1.9615 | 1.8902
1582 | 1.9227 | 1.9063
1583 | 1.8562 | 2.1648
1584 | 1.8422 | 1.9454
1585 | 1.842 | 1.8196
1586 | 1.8373 | 1.8408
1587 | 1.841 | 1.7664
1588 | 1.8373 | 1.7075
1589 | 1.8348 | 2.2008
1590 | 1.8585 | 1.8961
1591 | 1.8982 | 1.9457
1592 | 1.9225 | 2.1119
1593 | 1.875 | 1.6856
1594 | 1.886 | 1.6342
1595 | 1.9115 | 2.2988
1596 | 1.923 | 1.8729
1597 | 1.824 | 1.7924
1598 | 1.8862 | 2.1345
1599 | 1.9112 | 1.8255
1600 | 1.883 | 1.7732
1601 | 2.026 | 2.4034
1602 | 2.11 | 2.0099
1603 | 2.2027 | 2.0322
1604 | 2.062 | 2.3216
1605 | 2.1027 | 2.2156
1606 | 2.0215 | 1.9484
1607 | 1.9775 | 2.048
1608 | 1.9065 | 1.9436
1609 | 1.8622 | 1.937
1610 | 1.8208 | 2.032
1611 | 1.8093 | 1.9501
1612 | 1.8025 | 1.9001
1613 | 1.8068 | 2.2559
1614 | 1.8645 | 1.9704
1615 | 1.9105 | 1.8789
1616 | 2.0445 | 2.0177
1617 | 2.0257 | 1.9732
1618 | 1.9757 | 1.9114
1619 | 1.9735 | 2.3568
1620 | 1.9405 | 2.0542
1621 | 1.9165 | 2.0099
1622 | 2.0147 | 2.1671
1623 | 1.9605 | 2.1461
1624 | 1.9053 | 2.0067
1625 | 1.8838 | 2.1942
1626 | 1.976 | 2.0408
1627 | 2.035 | 2.0323
1628 | 1.974 | 2.0576
1629 | 1.8368 | 2.0198
1630 | 1.8822 | 2.0537
1631 | 1.8447 | 2.2508
1632 | 1.7605 | 2.1622
1633 | 1.794 | 2.0716
1634 | 1.7495 | 2.1044
1635 | 1.7512 | 2.1121
1636 | 1.7208 | 2.1211
1637 | 1.7377 | 2.3268
1638 | 1.7475 | 2.0404
1639 | 1.7855 | 1.9723
1640 | 1.783 | 2.1196
1641 | 1.778 | 2.0149
1642 | 1.8807 | 2.0064
1643 | 1.8355 | 2.1016
1644 | 1.872 | 2.0671
1645 | 1.8228 | 2.0809
1646 | 1.7962 | 2.2501
1647 | 1.842 | 2.2435
1648 | 1.928 | 2.0995
1649 | 1.7855 | 2.5388
1650 | 1.8137 | 2.1974
1651 | 1.8645 | 2.1059
1652 | 1.8373 | 2.2439
1653 | 1.8165 | 2.2036
1654 | 1.7383 | 2.1902
1655 | 1.6703 | 2.4457
1656 | 1.6755 | 2.1732
1657 | 1.691 | 2.092
1658 | 1.7065 | 2.1338
1659 | 1.6883 | 2.1166
1660 | 1.6778 | 2.2267
1661 | 1.6925 | 2.6333
1662 | 1.684 | 2.2226
1663 | 1.6955 | 2.1071
1664 | 1.7178 | 2.5242
1665 | 1.7127 | 2.2381
1666 | 1.6965 | 2.1797
1667 | 1.7445 | 2.6695
1668 | 1.7697 | 2.2174
1669 | 1.6938 | 2.0941
1670 | 1.6465 | 2.1797
1671 | 1.6538 | 2.1048
1672 | 1.67 | 2.1223
1673 | 1.673 | 2.3309
1674 | 1.6798 | 2.0789
1675 | 1.7052 | 2.0488
1676 | 1.7297 | 2.0245
1677 | 1.7208 | 2.0608
1678 | 1.737 | 2.0906
1679 | 1.7737 | 2.1385
1680 | 1.6963 | 2.0562
1681 | 1.691 | 1.9732
1682 | 1.6623 | 2.1282
1683 | 1.6852 | 2.034
1684 | 1.6698 | 2.0492
1685 | 1.7195 | 2.7353
1686 | 1.8015 | 2.2031
1687 | 1.8213 | 2.0622
1688 | 1.8295 | 2.1848
1689 | 1.7777 | 2.0916
1690 | 1.77 | 2.1615
1691 | 1.7672 | 2.3497
1692 | 1.783 | 2.124
1693 | 1.7355 | 2.0348
1694 | 1.7755 | 2.1907
1695 | 1.7465 | 1.9516
1696 | 1.77 | 1.9755
1697 | 1.9323 | 2.4493
1698 | 2.1025 | 2.0535
1699 | 2.145 | 2.0344
1700 | 2.0905 | 2.1153
1701 | 1.9535 | 2.1495
1702 | 1.9018 | 2.1343
1703 | 1.844 | 2.5152
1704 | 1.844 | 2.3117
1705 | 1.8778 | 1.9927
1706 | 1.733 | 2.4093
1707 | 1.7748 | 2.2636
1708 | 1.772 | 2.2738
1709 | 1.7933 | 2.4444
1710 | 1.8738 | 2.3169
1711 | 1.921 | 2.1267
1712 | 1.971 | 2.1774
1713 | 1.9187 | 2.0808
1714 | 1.8415 | 2.11
1715 | 1.7643 | 2.3141
1716 | 1.7837 | 2.0638
1717 | 1.8933 | 1.9227
1718 | 1.8853 | 1.923
1719 | 1.881 | 1.9656
1720 | 1.8288 | 2.0163
1721 | 1.9892 | 2.1369
1722 | 2.0805 | 2.1023
1723 | 2.042 | 2.0656
1724 | 2.0118 | 2.5421
1725 | 1.8967 | 2.3835
1726 | 1.8693 | 2.5217
1727 | 1.815 | 2.7732
1728 | 1.8095 | 2.4551
1729 | 1.7877 | 2.1487
1730 | 1.7107 | 2.6397
1731 | 1.6823 | 2.437
1732 | 1.7563 | 2.312
1733 | 1.7595 | 2.5994
1734 | 1.76 | 2.1131
1735 | 1.8767 | 2.0784
1736 | 1.9755 | 2.1609
1737 | 1.8878 | 2.2086
1738 | 1.8237 | 2.1064
1739 | 1.7968 | 2.2536
1740 | 1.7857 | 1.9735
1741 | 1.7965 | 1.9983
1742 | 1.9558 | 2.1865
1743 | 1.9307 | 2.0358
1744 | 1.9952 | 2.1524
1745 | 1.9455 | 2.5156
1746 | 2.0497 | 2.2378
1747 | 2.0842 | 2.1442
1748 | 2.0867 | 2.4758
1749 | 2.0802 | 2.5495
1750 | 1.957 | 2.4059
1751 | 1.8882 | 2.6491
1752 | 1.859 | 2.3372
1753 | 1.8593 | 2.1834
1754 | 1.7857 | 2.2479
1755 | 1.7783 | 2.2999
1756 | 1.76 | 2.1104
1757 | 1.759 | 2.4031
1758 | 1.8042 | 2.006
1759 | 1.973 | 1.8855
1760 | 2.0495 | 1.9139
1761 | 1.929 | 1.9247
1762 | 1.8042 | 1.9541
1763 | 1.7572 | 2.0162
1764 | 1.7127 | 1.8309
1765 | 1.7063 | 1.7639
1766 | 1.7225 | 2.1932
1767 | 1.7412 | 2.0798
1768 | 1.7292 | 1.8927
1769 | 1.7977 | 2.459
1770 | 2.1092 | 2.0279
1771 | 2.1928 | 1.84
1772 | 2.0938 | 1.9947
1773 | 1.9745 | 1.9323
1774 | 1.8913 | 1.8062
1775 | 1.8807 | 2.1605
1776 | 1.7463 | 1.8882
1777 | 1.7023 | 1.8314
1778 | 1.7085 | 2.2319
1779 | 1.7078 | 2.0685
1780 | 1.7045 | 1.9969
1781 | 1.6863 | 2.2673
1782 | 1.7195 | 2.0451
1783 | 1.821 | 1.8744
1784 | 1.8553 | 2.1842
1785 | 1.863 | 2.0983
1786 | 1.7697 | 2.1427
1787 | 1.748 | 2.3313
1788 | 1.7833 | 2.0382
1789 | 1.8778 | 1.7813
1790 | 1.899 | 2.1974
1791 | 1.7695 | 1.9252
1792 | 1.7817 | 1.9901
1793 | 1.7817 | 2.3692
1794 | 1.7988 | 1.9524
1795 | 1.8735 | 1.9319
1796 | 1.8953 | 1.9974
1797 | 1.8057 | 1.8947
1798 | 1.7865 | 1.8136
1799 | 1.7783 | 2.0986
1800 | 1.7132 | 1.733
1801 | 1.6918 | 1.6683
1802 | 1.7063 | 1.6027
1803 | 1.7035 | 1.665
1804 | 1.6958 | 1.6609
1805 | 1.7428 | 1.9276
1806 | 1.777 | 1.7684
1807 | 1.7517 | 1.6258
1808 | 1.7365 | 1.698
1809 | 1.7655 | 1.7249
1810 | 1.7723 | 1.7164
1811 | 1.7577 | 1.8518
1812 | 1.7873 | 1.6925
1813 | 1.7865 | 1.6425
1814 | 1.8295 | 1.8226
1815 | 1.9018 | 1.7049
1816 | 1.839 | 1.6492
1817 | 1.8835 | 2.2706
1818 | 1.968 | 1.7421
1819 | 2.0848 | 1.5698
1820 | 1.91 | 1.6406
1821 | 1.929 | 1.7063
1822 | 1.8875 | 1.8866
1823 | 1.8395 | 2.2347
1824 | 1.819 | 1.7236
1825 | 1.849 | 1.6333
1826 | 1.84 | 1.8552
1827 | 1.828 | 2.0494
1828 | 1.8362 | 2.0579
1829 | 1.8388 | 2.0399
1830 | 1.814 | 1.5666
1831 | 1.7385 | 1.4472
1832 | 1.7563 | 1.4552
1833 | 1.7895 | 1.4505
1834 | 1.8553 | 1.4831
1835 | 1.9047 | 1.5883
1836 | 1.9563 | 1.4917
1837 | 1.9335 | 1.4217
1838 | 1.9198 | 1.3545
1839 | 1.9198 | 1.3842
1840 | 1.8653 | 1.412
1841 | 1.8742 | 1.8074
1842 | 1.9743 | 1.4356
1843 | 2.054 | 1.3042
1844 | 2.0175 | 1.3404
1845 | 1.9888 | 1.4363
1846 | 1.9678 | 1.4397
1847 | 1.866 | 1.493
1848 | 1.7833 | 1.4579
1849 | 1.7505 | 1.4873
1850 | 1.721 | 1.5842
1851 | 1.768 | 1.6036
1852 | 1.7138 | 1.5199
1853 | 1.7645 | 1.9713
1854 | 1.823 | 1.4352
1855 | 2.0063 | 1.4129
1856 | 2.0015 | 1.6301
1857 | 1.9072 | 1.6651
1858 | 1.841 | 1.7944
1859 | 1.8867 | 1.9862
1860 | 1.9185 | 1.6966
1861 | 1.958 | 1.5087
1862 | 1.8487 | 1.7909
1863 | 1.8442 | 2.1141
1864 | 1.8642 | 2.1926
1865 | 1.9143 | 2.2436
1866 | 1.8773 | 1.7753
1867 | 1.9445 | 1.4586
1868 | 1.9405 | 1.8389
1869 | 1.9232 | 2.0602
1870 | 1.9005 | 2.0438
1871 | 1.89 | 2.2566
1872 | 1.8698 | 1.6611
1873 | 1.8642 | 1.4408
1874 | 1.8747 | 1.5856
1875 | 1.896 | 1.618
1876 | 1.9132 | 1.9254
1877 | 1.9367 | 1.6801
1878 | 1.956 | 1.5455
1879 | 2.008 | 1.4663
1880 | 2.0783 | 1.4074
1881 | 1.9923 | 1.4445
1882 | 2.0232 | 1.4354
1883 | 2.0518 | 1.812
1884 | 2.0543 | 1.4792
1885 | 2.0568 | 1.3681
1886 | 2.0682 | 1.3477
1887 | 2.1172 | 1.3217
1888 | 2.0543 | 1.4817
1889 | 2.0848 | 1.7198
1890 | 2.0793 | 1.4214
1891 | 2.1107 | 1.3305
1892 | 2.1345 | 1.4224
1893 | 2.095 | 1.5187
1894 | 2.0225 | 1.5517
1895 | 2.0435 | 1.8341
1896 | 2.0078 | 1.4016
1897 | 1.9732 | 1.3212
1898 | 1.9535 | 1.5452
1899 | 1.9663 | 1.8893
1900 | 1.9897 | 2.025
1901 | 2.0042 | 2.1191
1902 | 2.021 | 1.6117
1903 | 2.0497 | 1.3841
1904 | 2.0343 | 1.5366
1905 | 2.059 | 1.8747
1906 | 2.0817 | 1.9125
1907 | 2.0703 | 1.8476
1908 | 2.0442 | 1.3871
1909 | 2.0675 | 1.3021
1910 | 2.0175 | 1.333
1911 | 2.0198 | 1.3861
1912 | 2.0635 | 1.3869
1913 | 2.063 | 1.7637
1914 | 2.1303 | 1.3429
1915 | 2.2273 | 1.2763
1916 | 2.1503 | 1.3174
1917 | 2.0347 | 1.3744
1918 | 1.9618 | 1.3051
1919 | 1.935 | 1.5551
1920 | 1.9198 | 1.2753
1921 | 1.8958 | 1.2098
1922 | 1.8545 | 1.2038
1923 | 1.8422 | 1.261
1924 | 1.8417 | 1.3301
1925 | 1.8453 | 1.412
1926 | 1.8595 | 1.2928
1927 | 1.8653 | 1.1546
1928 | 1.8707 | 1.2241
1929 | 1.8633 | 1.3213
1930 | 1.8838 | 1.2841
1931 | 1.9 | 1.3479
1932 | 1.8998 | 1.233
1933 | 1.8707 | 1.2195
1934 | 1.8845 | 1.2926
1935 | 1.9367 | 1.2845
1936 | 1.9678 | 1.3546
1937 | 1.9783 | 1.6274
1938 | 1.9885 | 1.2957
1939 | 2.1023 | 1.3154
1940 | 2.0457 | 1.3822
1941 | 2.0013 | 1.4236
1942 | 1.93 | 1.3713
1943 | 1.9725 | 1.5453
1944 | 1.9485 | 1.3646
1945 | 1.9172 | 1.3177
1946 | 1.9025 | 1.4793
1947 | 1.891 | 1.5189
1948 | 1.9135 | 1.5499
1949 | 1.885 | 1.7249
1950 | 1.911 | 1.5349
1951 | 1.9897 | 1.4155
1952 | 2.0133 | 1.46
1953 | 1.9945 | 1.4986
1954 | 2.0143 | 1.5804
1955 | 2.076 | 1.9729
1956 | 2.0735 | 1.5638
1957 | 2.0705 | 1.4408
1958 | 2.0695 | 1.5091
1959 | 1.97 | 1.7019
1960 | 2.014 | 1.6101
1961 | 2.0072 | 1.6504
1962 | 1.9995 | 1.5354
1963 | 2.0485 | 1.4064
1964 | 2.0267 | 1.4392
1965 | 1.9988 | 1.4392
1966 | 1.97 | 1.4295
1967 | 2.099 | 1.4671
1968 | 2.131 | 1.426
1969 | 2.118 | 1.3914
1970 | 2.061 | 1.3491
1971 | 1.9605 | 1.4018
1972 | 2.007 | 1.412
1973 | 1.9472 | 1.5253
1974 | 1.8382 | 1.4111
1975 | 1.8428 | 1.3457
1976 | 1.8898 | 1.4486
1977 | 1.9507 | 1.4912
1978 | 1.9345 | 1.4927
1979 | 1.9175 | 1.654
1980 | 1.96 | 1.5612
1981 | 1.9072 | 1.4521
1982 | 1.984 | 1.6258
1983 | 1.9832 | 1.7003
1984 | 1.9968 | 1.8589
1985 | 1.9897 | 1.8171
1986 | 2.0518 | 1.6221
1987 | 2.041 | 1.5725
1988 | 1.9275 | 1.7752
1989 | 1.9195 | 1.8174
1990 | 1.89 | 1.6743
1991 | 1.8625 | 1.9852
1992 | 1.8408 | 1.5533
1993 | 1.8313 | 1.5346
1994 | 1.8215 | 1.59
1995 | 1.811 | 1.6236
1996 | 1.791 | 1.6648
1997 | 1.8037 | 1.8498
1998 | 1.794 | 1.7433
1999 | 1.7835 | 1.7673
2000 | 1.804 | 1.9152
2001 | 1.7955 | 1.9083
2002 | 1.7377 | 1.7202
2003 | 1.7643 | 1.8234
2004 | 1.8345 | 1.6864
2005 | 1.8388 | 1.6339
2006 | 1.806 | 1.5953
2007 | 1.7935 | 1.6118
2008 | 1.8425 | 1.6413
2009 | 1.9083 | 1.7328
2010 | 1.9087 | 1.5873
2011 | 1.9487 | 1.4484
2012 | 1.9472 | 1.4499
2013 | 1.9495 | 1.5523
2014 | 1.9375 | 1.6917
2015 | 1.9392 | 1.6792
2016 | 1.9035 | 1.4717
2017 | 1.8582 | 1.419
2018 | 1.8565 | 1.4869
2019 | 1.8137 | 1.6892
2020 | 1.7988 | 1.5462
2021 | 1.803 | 2.0009
2022 | 1.83 | 1.6327
2023 | 1.8938 | 1.5976
2024 | 1.9045 | 1.7309
2025 | 1.9053 | 1.8463
2026 | 1.9007 | 1.8527
2027 | 1.9255 | 2.3632
2028 | 1.912 | 1.8692
2029 | 1.8675 | 1.7457
2030 | 1.8565 | 1.8505
2031 | 1.8913 | 2.1866
2032 | 1.9332 | 2.0876
2033 | 1.9178 | 2.3966
2034 | 1.9717 | 1.8542
2035 | 2.066 | 1.6867
2036 | 2.088 | 1.8654
2037 | 1.9768 | 1.8355
2038 | 1.897 | 1.6436
2039 | 1.8438 | 1.6219
2040 | 1.813 | 1.5486
2041 | 1.8213 | 1.4919
2042 | 1.8028 | 1.609
2043 | 1.8015 | 1.7577
2044 | 1.7933 | 1.6959
2045 | 1.7908 | 1.8881
2046 | 1.7968 | 1.7533
2047 | 1.8328 | 1.6529
2048 | 1.8373 | 1.6656
2049 | 1.8833 | 1.7347
2050 | 1.928 | 1.673
2051 | 1.8565 | 1.7401
2052 | 1.931 | 1.6891
2053 | 1.9178 | 1.5946
2054 | 1.9042 | 1.6444
2055 | 1.8785 | 1.6367
2056 | 1.8618 | 1.6796
2057 | 1.9292 | 1.6774
2058 | 2.0545 | 1.5772
2059 | 2.1827 | 1.554
2060 | 2.0833 | 1.5897
2061 | 2.003 | 1.6552
2062 | 1.9002 | 1.6096
2063 | 1.8465 | 1.7058
2064 | 1.8082 | 1.5773
2065 | 1.7515 | 1.5337
2066 | 1.7505 | 1.5717
2067 | 1.7523 | 1.8221
2068 | 1.807 | 2.3641
2069 | 1.8593 | 2.4741
2070 | 1.8878 | 1.9062
2071 | 2.008 | 1.7705
2072 | 1.9812 | 2.0682
2073 | 1.973 | 2.5006
2074 | 1.971 | 2.4872
2075 | 1.9283 | 2.6608
2076 | 2.0305 | 2.1368
2077 | 1.8913 | 1.8257
2078 | 1.758 | 2.1395
2079 | 1.956 | 2.4389
2080 | 2.061 | 2.3894
2081 | 2.091 | 2.3669
2082 | 2.0943 | 1.8591
2083 | 2.0907 | 1.7932
2084 | 2.113 | 1.8971
2085 | 2.021 | 2.2186
2086 | 1.9803 | 2.2067
2087 | 1.8725 | 2.1144
2088 | 1.788 | 1.6096
2089 | 1.7957 | 1.4939
2090 | 1.8268 | 1.4752
2091 | 1.8 | 1.5971
2092 | 1.835 | 1.5439
2093 | 1.7643 | 1.4983
2094 | 1.7937 | 1.3934
2095 | 1.8805 | 1.3388
2096 | 1.9272 | 1.3474
2097 | 2.0078 | 1.4403
2098 | 2.031 | 1.4318
2099 | 2.114 | 1.4178
2100 | 2.018 | 1.4066
2101 | 1.8673 | 1.3087
2102 | 1.941 | 1.3743
2103 | 1.9618 | 1.4238
2104 | 2.017 | 1.4329
2105 | 1.9792 | 1.5357
2106 | 2.0918 | 1.4004
2107 | 2.0608 | 1.3738
2108 | 2.11 | 1.4133
2109 | 1.9538 | 1.5295
2110 | 1.897 | 1.4978
2111 | 1.8745 | 1.6274
2112 | 1.8593 | 1.3901
2113 | 1.8545 | 1.3478
2114 | 1.8478 | 1.3606
2115 | 1.8262 | 1.4686
2116 | 1.8 | 1.4163
2117 | 1.802 | 1.4572
2118 | 1.8113 | 1.4033
2119 | 1.8248 | 1.3576
2120 | 1.8353 | 1.3895
2121 | 1.8745 | 1.4058
2122 | 1.8925 | 1.4191
2123 | 1.872 | 1.5448
2124 | 1.8505 | 1.4878
2125 | 1.881 | 1.4241
2126 | 1.888 | 1.5349
2127 | 1.8277 | 1.6261
2128 | 1.849 | 1.5678
2129 | 1.8622 | 1.6327
2130 | 1.9252 | 1.495
2131 | 1.9783 | 1.4087
2132 | 2.0885 | 1.4008
2133 | 1.9692 | 1.4305
2134 | 1.8975 | 1.4405
2135 | 1.8905 | 1.5128
2136 | 1.8505 | 1.4392
2137 | 1.7528 | 1.396
2138 | 1.7268 | 1.4426
2139 | 1.7405 | 1.5139
2140 | 1.709 | 1.6031
2141 | 1.7255 | 1.8502
2142 | 1.7397 | 1.7689
2143 | 1.7377 | 1.7614
2144 | 1.8388 | 1.7334
2145 | 1.9185 | 1.7616
2146 | 1.7913 | 1.7392
2147 | 1.756 | 1.7667
2148 | 1.9192 | 1.6827
2149 | 1.941 | 1.6322
2150 | 1.9387 | 1.6442
2151 | 1.903 | 1.7467
2152 | 1.9033 | 1.627
2153 | 1.9062 | 1.6906
2154 | 1.9115 | 1.5809
2155 | 1.8693 | 1.5535
2156 | 1.8117 | 1.5525
2157 | 1.7803 | 1.5746
2158 | 1.8538 | 1.6037
2159 | 1.773 | 1.7724
2160 | 1.8475 | 1.6508
2161 | 1.9123 | 1.5206
2162 | 1.7728 | 1.5386
2163 | 1.7925 | 1.5806
2164 | 1.7472 | 1.6081
2165 | 1.7788 | 1.7316
2166 | 1.7705 | 1.5888
2167 | 1.7457 | 1.5198
2168 | 1.8425 | 1.5742
2169 | 1.759 | 1.5864
2170 | 1.7853 | 1.6131
2171 | 1.7803 | 1.9076
2172 | 1.7988 | 1.6522
2173 | 1.8373 | 1.5553
2174 | 1.8627 | 1.5381
2175 | 1.8042 | 1.6041
2176 | 1.7913 | 1.5589
2177 | 1.8445 | 1.8379
2178 | 1.854 | 1.5542
2179 | 1.8162 | 1.4745
2180 | 1.8 | 1.4596
2181 | 1.7973 | 1.4667
2182 | 1.78 | 1.5131
2183 | 1.7485 | 1.5485
2184 | 1.7935 | 1.5017
2185 | 1.7517 | 1.3938
2186 | 1.653 | 1.4521
2187 | 1.649 | 1.4585
2188 | 1.6647 | 1.5398
2189 | 1.6938 | 1.5845
2190 | 1.7135 | 1.5933
2191 | 1.773
2192 | 1.7283
2193 | 1.8585
2194 | 1.9708
2195 | 1.9872
2196 | 1.8938
2197 | 1.8245
2198 | 1.7075
2199 | 1.7245
2200 | 1.7557
2201 | 1.823
2202 | 1.857
2203 | 1.9303
2204 | 1.84
2205 | 1.8647
2206 | 1.8887
2207 | 1.8785
2208 | 1.8285
2209 | 1.8515
2210 | 1.8137
2211 | 1.8422
2212 | 1.9347
2213 | 1.8862
2214 | 1.8842
2215 | 1.9235
2216 | 1.8773
2217 | 1.8662
2218 | 1.8625
2219 | 1.8177
2220 | 1.876
2221 | 1.873
2222 | 1.852
2223 | 1.853
2224 | 1.8155
2225 | 1.8177
2226 | 1.8953
2227 | 1.9272
2228 | 1.9692
2229 | 1.9435
2230 | 1.9062
2231 | 1.8753
2232 | 1.818
2233 | 1.8295
2234 | 1.7597
2235 | 1.7982
2236 | 1.8022
2237 | 1.9238
2238 | 1.869
2239 | 1.855
2240 | 1.8055
2241 | 1.8502
2242 | 1.789
2243 | 1.7675
2244 | 1.753
2245 | 1.7248
2246 | 1.7243
2247 | 1.7275
2248 | 1.7343
2249 | 1.7488
2250 | 1.7788
2251 | 1.8658
2252 | 1.8297
2253 | 1.8297
2254 | 1.813
2255 | 1.7785
2256 | 1.7953
2257 | 1.8465
2258 | 1.806
2259 | 1.7588
2260 | 1.7855
2261 | 1.7737
2262 | 1.7808
2263 | 1.7842
2264 | 1.7752
2265 | 1.7532
2266 | 1.7743
2267 | 1.8015
2268 | 1.7632
2269 | 1.7908
2270 | 1.7403
2271 | 1.7078
2272 | 1.746
2273 | 1.7743
2274 | 1.8057
2275 | 1.8202
2276 | 1.8397
2277 | 1.803
2278 | 1.801
2279 | 1.7595
2280 | 1.7988
2281 | 1.7788
2282 | 1.7552
2283 | 1.7528
2284 | 1.762
2285 | 1.825
2286 | 2.0093
2287 | 2.0802
2288 | 1.9772
2289 | 1.881
2290 | 1.9795
2291 | 2.0208
2292 | 1.9312
2293 | 1.9027
2294 | 1.8905
2295 | 1.8802
2296 | 1.8142
2297 | 1.8002
2298 | 1.8382
2299 | 1.9042
2300 | 1.8395
2301 | 1.7597
2302 | 1.7795
2303 | 1.7905
2304 | 1.8702
2305 | 1.8197
2306 | 1.8135
2307 | 1.8955
2308 | 1.9255
2309 | 2.0337
2310 | 2.0393
2311 | 1.8562
2312 | 1.809
2313 | 1.8438
2314 | 1.8417
2315 | 1.7525
2316 | 1.7132
2317 | 1.568
2318 | 1.5905
2319 | 1.6353
2320 | 1.7277
2321 | 1.848
2322 | 1.817
2323 | 1.8393
2324 | 1.864
2325 | 1.8685
2326 | 1.8815
2327 | 1.767
2328 | 1.7477
2329 | 1.7965
2330 | 1.804
2331 | 1.7235
2332 | 1.725
2333 | 1.728
2334 | 1.762
2335 | 1.7595
2336 | 1.788
2337 | 1.8625
2338 | 1.8578
2339 | 1.7697
2340 | 1.7083
2341 | 1.6998
2342 | 1.7045
2343 | 1.6592
2344 | 1.7163
2345 | 1.7902
2346 | 1.8368
2347 | 2.0823
2348 | 2.046
2349 | 1.983
2350 | 1.8985
2351 | 1.824
2352 | 1.7665
2353 | 1.727
2354 | 1.7625
2355 | 1.8097
2356 | 1.8262
2357 | 1.9407
2358 | 2.1045
2359 | 2.0695
2360 | 1.9212
2361 | 1.981
2362 | 1.9207
2363 | 1.9968
2364 | 1.9295
2365 | 1.8527
2366 | 1.9498
2367 | 1.9792
2368 | 1.9125
2369 | 1.9498
2370 | 2.0485
2371 | 2.0107
2372 | 2.0162
2373 | 1.963
2374 | 1.907
2375 | 1.8173
2376 | 1.7812
2377 | 1.7795
2378 | 1.7925
2379 | 1.814
2380 | 1.773
2381 | 1.85
2382 | 1.9005
2383 | 1.8535
2384 | 1.8515
2385 | 1.9692
2386 | 2.0805
2387 | 2.023
2388 | 1.9868
2389 | 2.03
2390 | 2.1295
2391 | 2.0315
2392 | 2.0103
2393 | 1.9618
2394 | 1.9275
2395 | 1.902
2396 | 1.8598
2397 | 1.8667
2398 | 1.8878
2399 | 1.8365
2400 | 1.7953
2401 | 1.7945
2402 | 1.794
2403 | 1.8095
2404 | 1.838
2405 | 1.865
2406 | 1.9327
2407 | 1.9892
2408 | 1.931
2409 | 1.8965
2410 | 1.841
2411 | 1.8328
2412 | 1.8125
2413 | 1.8308
2414 | 1.8362
2415 | 1.8533
2416 | 1.8958
2417 | 1.908
2418 | 1.9615
2419 | 1.961
2420 | 1.9465
2421 | 1.9265
2422 | 1.9323
2423 | 1.8373
2424 | 1.8385
2425 | 1.8605
2426 | 1.8328
2427 | 1.7842
2428 | 1.8268
2429 | 1.8485
2430 | 1.994
2431 | 1.8498
2432 | 1.878
2433 | 1.8938
2434 | 1.798
2435 | 1.7835
2436 | 1.8265
2437 | 1.84
2438 | 1.8705
2439 | 1.875
2440 | 1.9075
2441 | 1.8613
2442 | 1.9212
2443 | 1.8713
2444 | 1.955
2445 | 1.8993
2446 | 1.8428
2447 | 1.8525
2448 | 1.8362
2449 | 1.8257
2450 | 1.8037
2451 | 1.848
2452 | 1.8813
2453 | 1.972
2454 | 2.0535
2455 | 2.0638
2456 | 1.911
2457 | 1.9125
2458 | 1.925
2459 | 1.8002
2460 | 1.8005
2461 | 1.823
2462 | 1.8653
2463 | 1.8762
2464 | 1.91
2465 | 1.8515
2466 | 1.9225
2467 | 1.9287
2468 | 2.0368
2469 | 1.7808
2470 | 1.712
2471 | 1.7235
2472 | 1.7203
2473 | 1.759
2474 | 1.7325
2475 | 1.724
2476 | 1.721
2477 | 1.7432
2478 | 1.7545
2479 | 1.7468
2480 | 1.7365
2481 | 1.7808
2482 | 1.8438
2483 | 1.719
2484 | 1.629
2485 | 1.614
2486 | 1.547
2487 | 1.5035
2488 | 1.5635
2489 | 1.6442
2490 | 1.714
2491 | 1.834
2492 | 1.8565
2493 | 1.7853
2494 | 1.7833
2495 | 1.7055
2496 | 1.684
2497 | 1.6843
2498 | 1.6772
2499 | 1.642
2500 | 1.7123
2501 | 1.7232
2502 | 1.7665
2503 | 1.7115
2504 | 1.68
2505 | 1.7352
2506 | 1.774
2507 | 1.6545
2508 | 1.6747
2509 | 1.607
2510 | 1.6923
2511 | 1.5762
2512 | 1.6458
2513 | 1.7508
2514 | 1.92
2515 | 1.9512
2516 | 2.0362
2517 | 1.8642
2518 | 1.784
2519 | 1.81
2520 | 1.8242
2521 | 1.7848
2522 | 1.8205
2523 | 1.7363
2524 | 1.8213
2525 | 1.8993
2526 | 1.8337
2527 | 1.833
2528 | 1.894
2529 | 1.9125
2530 | 1.8217
2531 | 1.872
2532 | 1.87
2533 | 1.8395
2534 | 1.8467
2535 | 1.8518
2536 | 1.877
2537 | 2.028
2538 | 1.9467
2539 | 2.0648
2540 | 1.9808
2541 | 1.9412
2542 | 1.9472
2543 | 1.8955
2544 | 1.8453
2545 | 1.827
2546 | 1.8422
2547 | 1.8393
2548 | 1.8718
2549 | 1.9365
2550 | 2.0045
2551 | 2.0343
2552 | 2.082
2553 | 2.0642
2554 | 2.0455
2555 | 2.028
2556 | 2.1035
2557 | 1.9392
2558 | 1.9035
2559 | 1.9563
2560 | 1.9658
2561 | 1.9943
2562 | 2.0863
2563 | 2.0675
2564 | 2.088
2565 | 2.1317
2566 | 2.0865
2567 | 2.0288
2568 | 2.0827
2569 | 2.0435
2570 | 1.9897
2571 | 2.0027
2572 | 2.0417
2573 | 2.0463
2574 | 2.34
2575 | 2.2218
2576 | 2.2185
2577 | 2.2542
2578 | 2.2018
2579 | 2.1322
2580 | 2.044
2581 | 2.0312
2582 | 2.1135
2583 | 2.0442
2584 | 2.042
2585 | 2.1498
2586 | 2.2717
2587 | 2.3188
2588 | 2.4407
2589 | 2.3445
2590 | 2.3007
2591 | 2.162
2592 | 2.1627
2593 | 2.1818
2594 | 2.0867
2595 | 2.0848
2596 | 2.1063
2597 | 2.298
2598 | 2.3508
2599 | 2.3693
2600 | 2.3108
2601 | 2.2628
2602 | 2.2207
2603 | 2.1635
2604 | 2.1683
2605 | 2.1128
2606 | 2.0737
2607 | 2.063
2608 | 2.0707
2609 | 2.0848
2610 | 2.1578
2611 | 2.1875
2612 | 2.2207
2613 | 2.24
2614 | 2.0463
2615 | 2.033
2616 | 2.0205
2617 | 1.9972
2618 | 1.9835
2619 | 1.9578
2620 | 1.9612
2621 | 1.9943
2622 | 2.04
2623 | 2.0518
2624 | 1.9823
2625 | 2.0152
2626 | 1.966
2627 | 1.977
2628 | 1.9728
2629 | 1.909
2630 | 1.8915
2631 | 1.883
2632 | 1.917
2633 | 1.9227
2634 | 1.9765
2635 | 1.9983
2636 | 2.074
2637 | 2.0322
2638 | 2.0587
2639 | 2.077
2640 | 1.9985
2641 | 1.9167
2642 | 1.9152
2643 | 1.9305
2644 | 1.9385
2645 | 1.9688
2646 | 1.9897
2647 | 2.0017
2648 | 2.0162
2649 | 1.996
2650 | 2.0103
2651 | 2.0032
2652 | 2.0173
2653 | 2.0353
2654 | 2.102
2655 | 2.133
2656 | 2.1445
2657 | 2.1205
2658 | 2.2203
2659 | 2.2822
2660 | 2.228
2661 | 2.252
2662 | 2.206
2663 | 2.063
2664 | 2.0253
2665 | 1.9745
2666 | 1.9817
2667 | 1.9627
2668 | 1.9885
2669 | 2.0078
2670 | 2.0013
2671 | 2.0345
2672 | 2.0345
2673 | 2.0057
2674 | 2.0565
2675 | 2.0558
2676 | 2.105
2677 | 2.125
2678 | 2.119
2679 | 2.0255
2680 | 1.9843
2681 | 1.9955
2682 | 2.0768
2683 | 2.138
2684 | 2.2115
2685 | 2.1765
2686 | 2.1
2687 | 2.0045
2688 | 1.9785
2689 | 1.9817
2690 | 1.9875
2691 | 2.0095
2692 | 1.9863
2693 | 2.079
2694 | 2.2633
2695 | 2.1423
2696 | 2.0945
2697 | 2.0793
2698 | 2.049
2699 | 2.01
2700 | 2.0377
2701 | 1.9885
2702 | 2.1215
2703 | 2.0478
2704 | 2.1298
2705 | 2.1505
2706 | 2.2597
2707 | 2.4272
2708 | 2.4657
2709 | 2.44
2710 | 2.3062
2711 | 2.1757
2712 | 2.071
2713 | 2.0103
2714 | 2.066
2715 | 2.0943
2716 | 2.1695
2717 | 2.2822
2718 | 2.4085
2719 | 2.2382
2720 | 2.2117
2721 | 2.0785
2722 | 1.9717
2723 | 1.9207
2724 | 1.9558
2725 | 1.9683
2726 | 1.8802
2727 | 1.9132
2728 | 2.0177
2729 | 2.1005
2730 | 2.104
2731 | 2.3207
2732 | 2.2778
2733 | 2.1018
2734 | 2.1658
2735 | 2.1978
2736 | 2.0695
2737 | 2.2065
2738 | 2.2102
2739 | 2.211
2740 | 2.1402
2741 | 2.1698
2742 | 2.2025
2743 | 2.2378
2744 | 2.261
2745 | 2.0633
2746 | 2.139
2747 | 2.1288
2748 | 1.999
2749 | 1.9872
2750 | 2.023
2751 | 1.963
2752 | 1.9777
2753 | 2.0655
2754 | 2.0983
2755 | 2.1547
2756 | 2.1947
2757 | 2.103
2758 | 2.1328
2759 | 1.9667
2760 | 2.0097
2761 | 1.913
2762 | 1.9478
2763 | 1.976
2764 | 1.9375
2765 | 2.04
2766 | 2.232
2767 | 2.2375
2768 | 2.1408
2769 | 2.0452
2770 | 1.9823
2771 | 1.978
2772 | 2.0205
2773 | 1.9447
2774 | 2.041
2775 | 2.1698
2776 | 2.02
2777 | 2.107
2778 | 2.0555
2779 | 2.1875
2780 | 2.3357
2781 | 2.1023
2782 | 1.946
2783 | 1.9355
2784 | 1.8987
2785 | 1.9363
2786 | 1.959
2787 | 2.0358
2788 | 2.0845
2789 | 2.034
2790 | 2.0753
2791 | 2.1113
2792 | 2.03
2793 | 1.9997
2794 | 1.9928
2795 | 2.0762
2796 | 2.058
2797 | 1.937
2798 | 2.0935
2799 | 2.1507
2800 | 2.1042
2801 | 2.0457
2802 | 2.089
2803 | 2.148
2804 | 2.143
2805 | 2.1295
2806 | 2.0532
2807 | 2.125
2808 | 1.9318
2809 | 1.975
2810 | 1.9908
2811 | 1.9785
2812 | 2.0057
2813 | 2.0312
2814 | 2.0362
2815 | 2.1212
2816 | 2.1067
2817 | 2.0393
2818 | 1.9863
2819 | 1.9803
2820 | 1.9863
2821 | 2.0297
2822 | 1.952
2823 | 2.0155
2824 | 2.0063
2825 | 2.092
2826 | 2.117
2827 | 2.173
2828 | 2.1685
2829 | 2.0817
2830 | 1.9487
2831 | 1.9247
2832 | 1.9035
2833 | 1.8747
2834 | 1.883
2835 | 1.9072
2836 | 1.8718
2837 | 1.8967
2838 | 1.859
2839 | 1.878
2840 | 1.9318
2841 | 1.8993
2842 | 1.909
2843 | 1.7783
2844 | 1.7205
2845 | 1.7052
2846 | 1.6615
2847 | 1.7515
2848 | 1.806
2849 | 1.9345
2850 | 2.0045
2851 | 2.0362
2852 | 2.012
2853 | 2.0245
2854 | 2.04
2855 | 2.0165
2856 | 1.9652
2857 | 1.935
2858 | 2.0242
2859 | 2.0195
2860 | 2.0275
2861 | 2.08
2862 | 2.1517
2863 | 2.2985
2864 | 2.1935
2865 | 2.1295
2866 | 2.0827
2867 | 1.929
2868 | 1.8802
2869 | 1.8725
2870 | 1.911
2871 | 1.8635
2872 | 1.958
2873 | 2.0347
2874 | 2.0827
2875 | 2.166
2876 | 2.207
2877 | 2.1223
2878 | 2.0192
2879 | 1.9823
2880 | 1.9957
2881 | 1.9267
2882 | 1.977
2883 | 2.0085
2884 | 1.988
2885 | 2.0112
2886 | 2.0703
2887 | 2.332
2888 | 2.1482
2889 | 2.0358
2890 | 2.0155
2891 | 1.9948
2892 | 1.8825
2893 | 1.9013
2894 | 1.9038
2895 | 2.105
2896 | 2.0762
2897 | 2.2027
2898 | 2.2723
2899 | 2.45
2900 | 2.2902
2901 | 2.159
2902 | 2.069
2903 | 1.995
2904 | 2.1448
2905 | 2.053
2906 | 2.1085
2907 | 2.033
2908 | 1.9765
2909 | 2.072
2910 | 2.0152
2911 | 2.2375
2912 | 2.212
2913 | 2.1357
2914 | 2.1027
2915 | 1.7785
2916 | 1.6615
2917 | 1.699
2918 | 1.6647
2919 | 1.7995
2920 | 1.8202
2921 | 1.9705
2922 | 2.067
2923 | 2.127
2924 | 2.0642
2925 | 2.0595
2926 | 2.0295
2927 | 1.9743
2928 | 1.9175
2929 | 1.8938
2930 | 1.8762
2931 | 1.9055
2932 | 1.9067
2933 | 1.9418
2934 | 2.1065
2935 | 2.0593
2936 | 2.0488
2937 | 2.0543
2938 | 2.093
2939 | 2.0187
2940 | 2.0008
2941 | 1.9132
2942 | 1.831
2943 | 1.826
2944 | 1.9583
2945 | 1.99
2946 | 2.1138
2947 | 2.2172
2948 | 2.1667
2949 | 2.1885
2950 | 2.0497
2951 | 2.0248
2952 | 2.1307
2953 | 2.0575
2954 | 2.0608
2955 | 2.0215
2956 | 2.0655
2957 | 2.0802
2958 | 2.126
2959 | 2.243
2960 | 2.1763
2961 | 2.2407
2962 | 2.0325
2963 | 2.1658
2964 | 2.0227
2965 | 2.0558
2966 | 1.997
2967 | 1.969
2968 | 2.0648
2969 | 2.0688
2970 | 2.2075
2971 | 2.3302
2972 | 2.4888
2973 | 2.4295
2974 | 2.294
2975 | 2.247
2976 | 2.1543
2977 | 2.1353
2978 | 2.0107
2979 | 1.982
2980 | 1.9788
2981 | 2.007
2982 | 1.982
2983 | 2.1138
2984 | 2.2755
2985 | 2.0875
2986 | 1.99
2987 | 1.9765
2988 | 1.9825
2989 | 2.159
2990 | 2.0565
2991 | 2.0248
2992 | 2.0393
2993 | 2.1862
2994 | 2.3298
2995 | 2.2302
2996 | 2.251
2997 | 2.17
2998 | 2.0585
2999 | 1.9258
3000 | 1.98
3001 | 1.8925
3002 | 1.8858
3003 | 1.9467
3004 | 1.936
3005 | 1.8137
3006 | 1.804
3007 | 1.8135
3008 | 1.8522
3009 | 1.7925
3010 | 1.7178
3011 | 1.7315
3012 | 1.731
3013 | 1.7195
3014 | 1.7212
3015 | 1.6447
3016 | 1.87
3017 | 1.8675
3018 | 1.9595
3019 | 2.084
3020 | 2.0217
3021 | 2.0343
3022 | 2.08
3023 | 2.089
3024 | 2.0605
3025 | 2.0285
3026 | 1.9178
3027 | 1.9672
3028 | 2.0135
3029 | 2.0642
3030 | 2.1215
3031 | 2.101
3032 | 2.054
3033 | 2.0532
3034 | 2.0608
3035 | 2.0572
3036 | 2.1267
3037 | 2.0882
3038 | 2.093
3039 | 1.991
3040 | 2.161
3041 | 2.266
3042 | 2.3617
3043 | 2.379
3044 | 2.3255
3045 | 2.2912
3046 | 2.2062
3047 | 2.0903
3048 | 2.1585
3049 | 2.1835
3050 | 2.1095
3051 | 2.1505
3052 | 2.1492
3053 | 2.1048
3054 | 2.3268
3055 | 2.4162
3056 | 2.3155
3057 | 2.2603
3058 | 2.2105
3059 | 2.1915
3060 | 2.179
3061 | 2.2677
3062 | 2.2215
3063 | 2.2933
3064 | 2.1915
3065 | 2.2433
3066 | 2.291
3067 | 2.4093
3068 | 2.4808
3069 | 2.3025
3070 | 2.1787
3071 | 2.149
3072 | 2.1837
3073 | 2.1942
3074 | 2.185
3075 | 2.1165
3076 | 2.1793
3077 | 2.1858
3078 | 2.378
3079 | 2.443
3080 | 2.3685
3081 | 2.235
3082 | 2.212
3083 | 2.287
3084 | 2.302
3085 | 2.2153
3086 | 2.2332
3087 | 2.1938
3088 | 2.2625
3089 | 2.2375
3090 | 2.339
3091 | 2.5765
3092 | 2.5978
3093 | 2.5595
3094 | 2.3138
3095 | 2.2793
3096 | 2.2815
3097 | 2.2603
3098 | 2.339
3099 | 2.3478
3100 | 2.3413
3101 | 2.2635
3102 | 2.357
3103 | 2.3678
3104 | 2.2885
3105 | 2.3087
3106 | 2.3327
3107 | 2.1928
3108 | 2.1608
3109 | 2.1095
3110 | 2.1753
3111 | 2.1535
3112 | 2.227
3113 | 2.3755
3114 | 2.395
3115 | 2.4635
3116 | 2.5623
3117 | 2.5728
3118 | 2.4177
3119 | 2.3018
3120 | 2.1713
3121 | 2.2155
3122 | 2.1052
3123 | 2.1902
3124 | 2.1738
3125 | 2.1915
3126 | 2.3397
3127 | 2.3718
3128 | 2.248
3129 | 2.281
3130 | 2.1608
3131 | 2.0438
3132 | 2.0362
3133 | 2.0325
3134 | 1.9832
3135 | 2.045
3136 | 2.1092
3137 | 2.2655
3138 | 2.4315
3139 | 2.38
3140 | 2.4065
3141 | 2.4348
3142 | 2.3992
3143 | 2.2705
3144 | 2.0888
3145 | 2.178
3146 | 2.1728
3147 | 2.133
3148 | 2.1535
3149 | 2.191
3150 | 2.1812
3151 | 2.19
3152 | 2.187
3153 | 2.1942
3154 | 2.0337
3155 | 1.9615
3156 | 1.9975
3157 | 1.949
3158 | 1.9403
3159 | 1.9238
3160 | 1.9832
3161 | 2.1603
3162 | 2.207
3163 | 2.3923
3164 | 2.403
3165 | 2.3468
3166 | 2.2237
3167 | 1.995
3168 | 2.0257
3169 | 2.007
3170 | 1.9717
3171 | 1.9643
3172 | 2.145
3173 | 2.0293
3174 | 1.9903
3175 | 2.007
3176 | 1.9103
3177 | 1.962
3178 | 1.8182
3179 | 1.7165
3180 | 1.7815
3181 | 1.7007
3182 | 1.6958
3183 | 1.7325
3184 | 1.8362
3185 | 2.014
3186 | 2.0627
3187 | 2.3222
3188 | 2.3505
3189 | 2.113
3190 | 2.109
3191 | 1.9218
3192 | 1.9265
3193 | 2.017
3194 | 1.9965
3195 | 1.959
3196 | 1.9238
3197 | 1.9498
3198 | 2.3422
3199 | 2.3777
3200 | 2.1532
3201 | 2.151
3202 | 2.172
3203 | 2.0383
3204 | 2.088
3205 | 2.0642
3206 | 2.0213
3207 | 1.962
3208 | 2.0365
3209 | 2.2083
3210 | 2.26
3211 | 2.2698
3212 | 2.1688
3213 | 2.11
3214 | 2.1355
3215 | 2.1005
3216 | 2.0577
3217 | 2.075
3218 | 2.0417
3219 | 2.0257
3220 | 2.0285
3221 | 2.0315
3222 | 2.1605
3223 | 2.1723
3224 | 2.151
3225 | 2.0168
3226 | 2.0165
3227 | 1.8433
3228 | 1.6847
3229 | 1.6925
3230 | 1.6945
3231 | 1.707
3232 | 1.6067
3233 | 1.9547
3234 | 2.151
3235 | 2.2593
3236 | 2.3363
3237 | 2.278
3238 | 2.0692
3239 | 1.95
3240 | 1.9347
3241 | 2.0343
3242 | 1.984
3243 | 2.0485
3244 | 1.9948
3245 | 2.0645
3246 | 2.0682
3247 | 2.1425
3248 | 2.0848
3249 | 2.0158
3250 | 1.9053
3251 | 1.8373
3252 | 1.7692
3253 | 1.7372
3254 | 1.9038
3255 | 1.9183
3256 | 2.0855
3257 | 2.245
3258 | 2.229
3259 | 2.3075
3260 | 2.2252
3261 | 2.1187
3262 | 2.1818
3263 | 2.11
3264 | 2.0678
3265 | 2.0785
3266 | 2.0215
3267 | 2.0072
3268 | 1.9945
3269 | 2.037
3270 | 2.1085
3271 | 2.1498
3272 | 2.0492
3273 | 2.0118
3274 | 1.9672
3275 | 2.0617
3276 | 2.051
3277 | 2.0625
3278 | 2.041
3279 | 2.1202
3280 | 2.0715
3281 | 2.1258
3282 | 2.2535
3283 | 2.4198
3284 | 2.4038
3285 | 2.2828
3286 | 2.257
3287 | 2.103
3288 | 2.2525
3289 | 2.1498
3290 | 2.1538
3291 | 2.1322
3292 | 2.149
3293 | 2.1923
3294 | 2.2692
3295 | 2.4417
3296 | 2.451
3297 | 2.3653
3298 | 2.3822
3299 | 2.3182
3300 | 2.4343
3301 | 2.2988
3302 | 2.1603
3303 | 2.1168
3304 | 2.3963
3305 | 2.4188
3306 | 2.449
3307 | 2.5457
3308 | 2.5553
3309 | 2.6185
3310 | 2.5648
3311 | 2.4918
3312 | 2.606
3313 | 2.6535
3314 | 2.4567
3315 | 2.4013
3316 | 2.5762
3317 | 2.4285
3318 | 2.5575
3319 | 2.4685
3320 | 2.6067
3321 | 2.396
3322 | 2.2385
3323 | 2.2262
3324 | 2.1917
3325 | 2.161
3326 | 2.1027
3327 | 2.1578
3328 | 2.1873
3329 | 2.4137
3330 | 2.449
3331 | 2.599
3332 | 2.7245
3333 | 2.4867
3334 | 2.573
3335 | 2.5968
3336 | 2.5598
3337 | 2.4918
3338 | 2.4945
3339 | 2.5585
3340 | 2.41
3341 | 2.3988
3342 | 2.3763
3343 | 2.3112
3344 | 2.2572
3345 | 2.2643
3346 | 2.2885
3347 | 2.1315
3348 | 2.1225
3349 | 2.1747
3350 | 2.1673
3351 | 2.1027
3352 | 2.199
3353 | 2.248
3354 | 2.4715
3355 | 2.5823
3356 | 2.628
3357 | 2.689
3358 | 2.6298
3359 | 2.5673
3360 | 2.568
3361 | 2.451
3362 | 2.487
3363 | 2.5953
3364 | 2.6298
3365 | 2.486
3366 | 2.508
3367 | 2.429
3368 | 2.198
3369 | 2.157
3370 | 2.0972
3371 | 2.0885
3372 | 2.087
3373 | 2.061
3374 | 2.08
3375 | 2.1648
3376 | 2.0558
3377 | 2.2698
3378 | 2.52
3379 | 2.717
3380 | 2.7255
3381 | 2.713
3382 | 2.5417
3383 | 2.2837
3384 | 2.234
3385 | 2.223
3386 | 2.2477
3387 | 2.2363
3388 | 2.1473
3389 | 2.1905
3390 | 2.4417
3391 | 2.6498
3392 | 2.5213
3393 | 2.437
3394 | 2.393
3395 | 2.4703
3396 | 2.4198
3397 | 2.338
3398 | 2.4743
3399 | 2.4065
3400 | 2.1928
3401 | 2.4352
3402 | 2.5035
3403 | 2.389
3404 | 2.5285
3405 | 2.5863
3406 | 2.411
3407 | 2.3325
3408 | 2.3213
3409 | 2.214
3410 | 2.2088
3411 | 2.2395
3412 | 2.226
3413 | 2.2745
3414 | 2.4905
3415 | 2.6825
3416 | 2.4158
3417 | 2.3965
3418 | 2.2397
3419 | 2.344
3420 | 2.3312
3421 | 2.2557
3422 | 2.243
3423 | 2.2105
3424 | 2.245
3425 | 2.3243
3426 | 2.459
3427 | 2.6107
3428 | 2.7645
3429 | 2.7585
3430 | 2.6085
3431 | 2.4802
3432 | 2.4663
3433 | 2.3935
3434 | 2.4303
3435 | 2.3693
3436 | 2.3558
3437 | 2.4202
3438 | 2.5427
3439 | 2.7795
3440 | 2.256
3441 | 2.2372
3442 | 2.311
3443 | 2.3375
3444 | 2.2675
3445 | 2.3053
3446 | 2.1183
3447 | 2.2188
3448 | 2.4105
3449 | 2.5005
3450 | 2.6353
3451 | 2.7305
3452 | 2.713
3453 | 2.7815
3454 | 2.7182
3455 | 2.486
3456 | 2.4373
3457 | 2.3308
3458 | 2.3342
3459 | 2.29
3460 | 2.2535
3461 | 2.4272
3462 | 2.559
3463 | 2.6848
3464 | 2.6402
3465 | 2.5718
3466 | 2.6378
3467 | 2.6288
3468 | 2.5585
3469 | 2.5185
3470 | 2.413
3471 | 2.4903
3472 | 2.4747
3473 | 2.5147
3474 | 2.6153
3475 | 2.8348
3476 | 2.8025
3477 | 2.8685
3478 | 2.878
3479 | 2.7807
3480 | 2.6437
3481 | 2.8253
3482 | 2.6475
3483 | 2.5505
3484 | 2.6618
3485 | 2.5863
3486 | 2.3035
3487 | 2.3838
3488 | 2.4562
3489 | 2.3767
3490 | 2.2877
3491 | 2.2645
3492 | 2.323
3493 | 2.2027
3494 | 2.1738
3495 | 2.2292
3496 | 2.246
3497 | 2.2927
3498 | 2.351
3499 | 2.5865
3500 | 2.6555
3501 | 2.5492
3502 | 2.5787
3503 | 2.3573
3504 | 2.381
3505 | 2.2885
3506 | 2.299
3507 | 2.306
3508 | 2.271
3509 | 2.2525
3510 | 2.2647
3511 | 2.1955
3512 | 2.1515
3513 | 2.1557
3514 | 1.9868
3515 | 2.046
3516 | 2.0055
3517 | 2.0202
3518 | 2.028
3519 | 2.117
3520 | 2.1717
3521 | 2.2553
3522 | 2.3453
3523 | 2.6165
3524 | 2.66
3525 | 2.6495
3526 | 2.8485
3527 | 2.3495
3528 | 2.488
3529 | 2.3237
3530 | 2.176
3531 | 2.1322
3532 | 2.1315
3533 | 2.192
3534 | 2.5318
3535 | 2.4697
3536 | 2.4242
3537 | 2.2395
3538 | 2.2107
3539 | 2.2037
3540 | 2.1402
3541 | 2.2052
3542 | 2.1765
3543 | 2.1735
3544 | 2.2262
3545 | 2.5238
3546 | 2.8098
3547 | 3.035
3548 | 2.9703
3549 | 2.7025
3550 | 2.7445
3551 | 2.6698
3552 | 2.4628
3553 | 2.385
3554 | 2.4747
3555 | 2.4195
3556 | 2.435
3557 | 2.3805
3558 | 2.8832
3559 | 2.9825
3560 | 2.611
3561 | 2.516
3562 | 2.49
3563 | 2.4645
3564 | 2.4095
3565 | 2.4045
3566 | 2.3523
3567 | 2.3872
3568 | 2.478
3569 | 2.571
3570 | 2.519
3571 | 2.8982
3572 | 2.664
3573 | 2.7067
3574 | 2.4893
3575 | 2.4072
3576 | 2.368
3577 | 2.3232
3578 | 2.3005
3579 | 2.249
3580 | 2.2365
3581 | 2.2572
3582 | 2.3927
3583 | 2.453
3584 | 2.4425
3585 | 2.4527
3586 | 2.429
3587 | 2.3007
3588 | 2.2375
3589 | 2.2473
3590 | 2.2245
3591 | 2.315
3592 | 2.3075
3593 | 2.3308
3594 | 2.392
3595 | 2.7455
3596 | 2.9303
3597 | 3.0783
3598 | 3.0208
3599 | 2.7372
3600 | 2.702
3601 | 2.626
3602 | 2.3742
3603 | 2.3727
3604 | 2.545
3605 | 2.7003
3606 | 2.645
3607 | 2.279
3608 | 2.5885
3609 | 2.573
3610 | 2.3857
3611 | 2.522
3612 | 2.667
3613 | 2.7113
3614 | 2.4737
3615 | 2.6218
3616 | 2.56
3617 | 2.6677
3618 | 2.7925
3619 | 2.8268
3620 | 2.68
3621 | 2.801
3622 | 2.6433
3623 | 2.585
3624 | 2.4247
3625 | 2.255
3626 | 2.2615
3627 | 2.2302
3628 | 2.2372
3629 | 2.3005
3630 | 2.828
3631 | 3.0158
3632 | 2.9678
3633 | 2.8525
3634 | 2.7403
3635 | 2.4985
3636 | 2.3657
3637 | 2.2715
3638 | 2.245
3639 | 2.2422
3640 | 2.3365
3641 | 2.4475
3642 | 2.8015
3643 | 2.8537
3644 | 2.6042
3645 | 2.51
3646 | 2.337
3647 | 2.1383
3648 | 2.233
3649 | 2.0938
3650 | 2.0425
3651 | 2.0703
3652 | 2.0168
3653 | 2.0242
3654 | 2.0685
3655 | 2.085
3656 | 2.0833
3657 | 2.0253
3658 | 2.0253
3659 | 1.965
3660 | 1.893
3661 | 1.9035
3662 | 1.8975
3663 | 1.8573
3664 | 1.867
3665 | 1.8553
3666 | 1.883
3667 | 2.0118
3668 | 2.206
3669 | 2.0608
3670 | 1.9135
3671 | 1.8362
3672 | 1.881
3673 | 1.7592
3674 | 1.7645
3675 | 1.7617
3676 | 1.7675
3677 | 1.7825
3678 | 1.7345
3679 | 1.714
3680 | 1.729
3681 | 1.743
3682 | 1.831
3683 | 1.8613
3684 | 1.906
3685 | 1.8973
3686 | 1.8805
3687 | 1.8725
3688 | 1.8707
3689 | 1.851
3690 | 1.9678
3691 | 2.114
3692 | 2.1185
3693 | 2.32
3694 | 2.1978
3695 | 2.068
3696 | 1.824
3697 | 1.987
3698 | 1.8675
3699 | 1.8337
3700 | 1.9165
3701 | 1.9123
3702 | 2.217
3703 | 2.5238
3704 | 2.641
3705 | 2.557
3706 | 2.098
3707 | 2.1368
3708 | 2.019
3709 | 2.063
3710 | 2.1402
3711 | 2.153
3712 | 2.015
3713 | 2.063
3714 | 2.2325
3715 | 2.3457
3716 | 2.3367
3717 | 2.2822
3718 | 2.1683
3719 | 1.848
3720 | 1.7885
3721 | 1.825
3722 | 1.8715
3723 | 1.8277
3724 | 1.7902
3725 | 1.8802
3726 | 1.9267
3727 | 1.9725
3728 | 1.8257
3729 | 1.983
3730 | 1.791
3731 | 1.7637
3732 | 1.7375
3733 | 1.792
3734 | 1.7917
3735 | 1.8505
3736 | 1.814
3737 | 1.9367
3738 | 1.7652
3739 | 2.0017
3740 | 2.1212
3741 | 2.0638
3742 | 2.0885
3743 | 1.907
3744 | 1.7845
3745 | 1.7583
3746 | 1.9323
3747 | 1.7125
3748 | 1.779
3749 | 1.8315
3750 | 1.8758
3751 | 1.9255
3752 | 1.9607
3753 | 1.9352
3754 | 1.973
3755 | 2.0985
3756 | 2.116
3757 | 1.9095
3758 | 1.8922
3759 | 1.8735
3760 | 1.9957
3761 | 2.0115
3762 | 1.9915
3763 | 1.9975
3764 | 2.1477
3765 | 2.2505
3766 | 2.2283
3767 | 2.0718
3768 | 2.0663
3769 | 1.8415
3770 | 1.8755
3771 | 1.9345
3772 | 1.939
3773 | 2.0547
3774 | 2.1575
3775 | 2.1945
3776 | 1.9318
3777 | 2.0112
3778 | 2.0875
3779 | 2.009
3780 | 2.097
3781 | 2.212
3782 | 1.9545
3783 | 2.0535
3784 | 2.175
3785 | 2.2778
3786 | 2.2317
3787 | 2.4508
3788 | 2.6107
3789 | 2.5798
3790 | 2.464
3791 | 2.3862
3792 | 2.2862
3793 | 2.4327
3794 | 2.1852
3795 | 2.0577
3796 | 2.116
3797 | 2.4255
3798 | 2.5235
3799 | 2.4463
3800 | 2.2405
3801 | 2.047
3802 | 2.0288
3803 | 2.0128
3804 | 2.142
3805 | 2.0385
3806 | 2.0265
3807 | 2.007
3808 | 2.2155
3809 | 2.238
3810 | 2.252
3811 | 2.3967
3812 | 2.5525
3813 | 2.6442
3814 | 2.4615
3815 | 2.304
3816 | 2.0568
3817 | 2.0673
3818 | 2.0312
3819 | 2.0663
3820 | 2.0198
3821 | 2.2388
3822 | 2.0617
3823 | 2.0158
3824 | 2.1578
3825 | 2.087
3826 | 2.083
3827 | 2.1075
3828 | 2.1252
3829 | 1.9692
3830 | 1.9915
3831 | 1.9703
3832 | 2.076
3833 | 2.1437
3834 | 2.1865
3835 | 2.2548
3836 | 2.2647
3837 | 2.23
3838 | 2.3785
3839 | 2.1753
3840 | 1.9832
3841 | 1.9697
3842 | 2.0187
3843 | 2.02
3844 | 1.985
3845 | 2.0695
3846 | 1.9605
3847 | 1.9812
3848 | 2.016
3849 | 2.0135
3850 | 1.9965
3851 | 2.0135
3852 | 1.824
3853 | 1.7962
3854 | 1.8013
3855 | 1.8787
3856 | 2.0817
3857 | 2.2065
3858 | 2.375
3859 | 2.2687
3860 | 2.3518
3861 | 2.2292
3862 | 2.303
3863 | 2.0707
3864 | 1.9103
3865 | 1.9908
3866 | 1.989
3867 | 1.9658
3868 | 2.0035
3869 | 2.0972
3870 | 2.3203
3871 | 2.2915
3872 | 2.2045
3873 | 2.0265
3874 | 2.0213
3875 | 2.028
3876 | 2.138
3877 | 2.0515
3878 | 2.2005
3879 | 2.178
3880 | 2.0783
3881 | 2.2615
3882 | 2.3112
3883 | 2.3857
3884 | 2.2997
3885 | 2.1612
3886 | 2.076
3887 | 2.0355
3888 | 1.9115
3889 | 1.937
3890 | 2.1208
3891 | 2.0617
3892 | 2.0337
3893 | 2.1098
3894 | 2.2428
3895 | 2.1357
3896 | 2.098
3897 | 2.0895
3898 | 2.1837
3899 | 2.1157
3900 | 2.0183
3901 | 1.9943
3902 | 2.0318
3903 | 2.0808
3904 | 2.0478
3905 | 2.1295
3906 | 2.3185
3907 | 2.3825
3908 | 2.5808
3909 | 2.4508
3910 | 2.382
3911 | 2.116
3912 | 2.0463
3913 | 1.9432
3914 | 1.983
3915 | 1.9583
3916 | 1.944
3917 | 1.9877
3918 | 2.141
3919 | 2.357
3920 | 2.1883
3921 | 2.127
3922 | 2.1585
3923 | 2.175
3924 | 2.2088
3925 | 2.18
3926 | 2.1685
3927 | 2.222
3928 | 2.1837
3929 | 2.3495
3930 | 2.3062
3931 | 2.5213
3932 | 2.6757
3933 | 2.7255
3934 | 2.7168
3935 | 2.347
3936 | 2.3135
3937 | 2.37
3938 | 2.089
3939 | 2.1822
3940 | 2.1913
3941 | 2.3373
3942 | 2.5925
3943 | 2.662
3944 | 2.4348
3945 | 2.3065
3946 | 2.265
3947 | 2.1252
3948 | 2.2565
3949 | 2.283
3950 | 2.3102
3951 | 2.3108
3952 | 2.302
3953 | 2.3697
3954 | 2.503
3955 | 2.6885
3956 | 2.8108
3957 | 2.712
3958 | 2.5185
3959 | 2.385
3960 | 2.3735
3961 | 2.21
3962 | 2.2265
3963 | 2.282
3964 | 2.2785
3965 | 2.3268
3966 | 2.5715
3967 | 2.7407
3968 | 2.7948
3969 | 2.5932
3970 | 2.4232
3971 | 2.297
3972 | 2.255
3973 | 2.368
3974 | 2.5765
3975 | 2.43
3976 | 2.5067
3977 | 2.5427
3978 | 2.7803
3979 | 2.9043
3980 | 2.9047
3981 | 2.7945
3982 | 2.7725
3983 | 2.5368
3984 | 2.2695
3985 | 2.1445
3986 | 2.2483
3987 | 2.2923
3988 | 2.2683
3989 | 2.2553
3990 | 2.1002
3991 | 2.0747
3992 | 2.139
3993 | 2.0673
3994 | 2.0107
3995 | 2.019
3996 | 1.9447
3997 | 1.9067
3998 | 1.8242
3999 | 1.7677
4000 | 1.9423
4001 | 2.1172
4002 | 2.199
4003 | 2.3157
4004 | 2.4105
4005 | 2.3803
4006 | 2.3487
4007 | 2.2948
4008 | 2.2403
4009 | 2.209
4010 | 2.199
4011 | 2.1677
4012 | 2.156
4013 | 2.1503
4014 | 2.1805
4015 | 2.153
4016 | 2.141
4017 | 2.0987
4018 | 2.0595
4019 | 2.0223
4020 | 1.97
4021 | 1.8873
4022 | 1.9828
4023 | 2.022
4024 | 2.108
4025 | 2.2195
4026 | 2.463
4027 | 2.642
4028 | 2.7717
4029 | 2.9207
4030 | 3.0267
4031 | 2.611
4032 | 2.5682
4033 | 2.4213
4034 | 2.3472
4035 | 2.4785
4036 | 2.622
4037 | 2.565
4038 | 2.8585
4039 | 2.7175
4040 | 2.4945
4041 | 2.4143
4042 | 2.353
4043 | 2.3373
4044 | 2.2647
4045 | 2.2367
4046 | 2.242
4047 | 2.303
4048 | 2.336
4049 | 2.4383
4050 | 2.5137
4051 | 2.6458
4052 | 2.828
4053 | 2.8043
4054 | 2.8545
4055 | 2.6517
4056 | 2.5355
4057 | 2.4043
4058 | 2.5095
4059 | 2.6755
4060 | 2.426
4061 | 2.3478
4062 | 2.8243
4063 | 2.5663
4064 | 2.4712
4065 | 2.2403
4066 | 2.2585
4067 | 2.4348
4068 | 2.456
4069 | 2.5537
4070 | 2.6055
4071 | 2.5217
4072 | 2.6723
4073 | 2.85
4074 | 2.7388
4075 | 2.8705
4076 | 2.8645
4077 | 2.7132
4078 | 2.6957
4079 | 2.583
4080 | 2.661
4081 | 2.6505
4082 | 2.6415
4083 | 2.605
4084 | 2.7822
4085 | 2.7003
4086 | 2.8207
4087 | 2.9087
4088 | 2.7853
4089 | 2.804
4090 | 2.744
4091 | 2.6532
4092 | 2.5987
4093 | 2.411
4094 | 2.4472
4095 | 2.4238
4096 | 2.4785
4097 | 2.4112
4098 | 2.6115
4099 | 2.7077
4100 | 2.7658
4101 | 2.7872
4102 | 2.6905
4103 | 2.5915
4104 | 2.6035
4105 | 2.276
4106 | 2.1953
4107 | 2.2538
4108 | 2.247
4109 | 2.5383
4110 | 2.686
4111 | 2.6843
4112 | 2.517
4113 | 2.5205
4114 | 2.2102
4115 | 2.1085
4116 | 2.15
4117 | 2.3483
4118 | 2.4367
4119 | 2.2433
4120 | 2.6162
4121 | 2.5978
4122 | 2.7673
4123 | 2.864
4124 | 3.0433
4125 | 2.9607
4126 | 2.9482
4127 | 2.6808
4128 | 2.708
4129 | 2.5688
4130 | 2.6805
4131 | 2.5957
4132 | 2.614
4133 | 2.62
4134 | 2.6778
4135 | 2.7252
4136 | 2.8373
4137 | 2.769
4138 | 2.7065
4139 | 2.524
4140 | 2.4925
4141 | 2.6452
4142 | 2.1968
4143 | 2.5135
4144 | 2.645
4145 | 2.5093
4146 | 2.6317
4147 | 2.618
4148 | 2.6728
4149 | 2.212
4150 | 2.2168
4151 | 2.1578
4152 | 2.1612
4153 | 2.1742
4154 | 2.1088
4155 | 2.1587
4156 | 2.1595
4157 | 2.2145
4158 | 2.173
4159 | 2.2262
4160 | 2.229
4161 | 2.2285
4162 | 2.2683
4163 | 2.2247
4164 | 2.0288
4165 | 1.9885
4166 | 2.024
4167 | 1.9723
4168 | 2.037
4169 | 1.9825
4170 | 2.059
4171 | 2.3657
4172 | 2.535
4173 | 2.486
4174 | 2.431
4175 | 2.3032
4176 | 2.2542
4177 | 2.2035
4178 | 2.0975
4179 | 2.1343
4180 | 2.113
4181 | 2.0678
4182 | 2.055
4183 | 2.089
4184 | 2.0375
4185 | 2.109
4186 | 2.051
4187 | 2.0485
4188 | 2.1252
4189 | 2.1263
4190 | 2.1575
4191 | 2.1732
4192 | 2.1412
4193 | 2.225
4194 | 2.4552
4195 | 2.5147
4196 | 2.6787
4197 | 2.7477
4198 | 2.7258
4199 | 2.6383
4200 | 2.6435
4201 | 2.5205
4202 | 2.4228
4203 | 2.52
4204 | 2.6335
4205 | 2.5833
4206 | 2.5735
4207 | 2.4707
4208 | 2.6307
4209 | 2.512
4210 | 2.2967
4211 | 2.3222
4212 | 2.3157
4213 | 2.3007
4214 | 2.2292
4215 | 2.288
4216 | 2.3825
4217 | 2.4645
4218 | 2.5785
4219 | 2.7872
4220 | 2.971
4221 | 2.933
4222 | 2.77
4223 | 2.6763
4224 | 2.55
4225 | 2.6128
4226 | 2.5642
4227 | 2.529
4228 | 2.6085
4229 | 2.733
4230 | 2.648
4231 | 2.6608
4232 | 2.7022
4233 | 2.4118
4234 | 2.353
4235 | 2.1735
4236 | 2.1997
4237 | 2.1768
4238 | 2.1867
4239 | 2.146
4240 | 2.399
4241 | 2.4205
4242 | 2.4815
4243 | 2.808
4244 | 3.0318
4245 | 2.7945
4246 | 2.7588
4247 | 2.6652
4248 | 2.345
4249 | 2.2745
4250 | 2.3705
4251 | 2.4945
4252 | 2.5202
4253 | 2.698
4254 | 2.7247
4255 | 2.7153
4256 | 2.6162
4257 | 2.4263
4258 | 2.2832
4259 | 2.1633
4260 | 2.1612
4261 | 2.2323
4262 | 2.2912
4263 | 2.2185
4264 | 2.179
4265 | 2.3095
4266 | 2.5015
4267 | 2.8462
4268 | 2.8752
4269 | 2.8245
4270 | 2.8555
4271 | 2.7393
4272 | 2.606
4273 | 2.6757
4274 | 2.7738
4275 | 2.791
4276 | 2.6328
4277 | 2.6873
4278 | 2.7105
4279 | 2.68
4280 | 2.44
4281 | 2.4758
4282 | 2.304
4283 | 2.212
4284 | 2.1593
4285 | 2.1153
4286 | 2.0577
4287 | 2.0572
4288 | 2.2805
4289 | 2.507
4290 | 2.594
4291 | 2.8548
4292 | 2.8392
4293 | 2.8723
4294 | 2.8125
4295 | 2.7125
4296 | 2.6683
4297 | 2.5393
4298 | 2.636
4299 | 2.6033
4300 | 2.4638
4301 | 2.4358
4302 | 2.7893
4303 | 2.7175
4304 | 2.4202
4305 | 2.4592
4306 | 2.3065
4307 | 2.3485
4308 | 2.2637
4309 | 2.2132
4310 | 2.1997
4311 | 2.1775
4312 | 2.2105
4313 | 2.2738
4314 | 2.4678
4315 | 2.62
4316 | 2.8207
4317 | 2.8895
4318 | 2.8825
4319 | 2.7193
4320 | 2.69
4321 | 2.6978
4322 | 2.9137
4323 | 2.7385
4324 | 2.6385
4325 | 2.7182
4326 | 2.4888
4327 | 2.518
4328 | 2.3985
4329 | 2.282
4330 | 2.195
4331 | 2.0783
4332 | 2.0115
4333 | 2.0002
4334 | 2.0303
4335 | 1.9635
4336 | 2.1387
4337 | 2.494
4338 | 2.6488
4339 | 2.7805
4340 | 2.841
4341 | 2.6965
4342 | 2.66
4343 | 2.597
4344 | 2.231
4345 | 2.1477
4346 | 2.1273
4347 | 2.1492
4348 | 2.1485
4349 | 2.2458
4350 | 2.3573
4351 | 2.4592
4352 | 2.4998
4353 | 2.4672
4354 | 2.2407
4355 | 2.1702
4356 | 2.1442
4357 | 2.1605
4358 | 2.2033
4359 | 2.15
4360 | 2.274
4361 | 2.4613
4362 | 2.51
4363 | 2.4005
4364 | 2.7527
4365 | 2.654
4366 | 2.7643
4367 | 2.5162
4368 | 2.603
4369 | 2.5347
4370 | 2.254
4371 | 2.2997
4372 | 2.3152
4373 | 2.4263
4374 | 2.7115
4375 | 2.7793
4376 | 2.7357
4377 | 2.7185
4378 | 2.5057
4379 | 2.5572
4380 | 2.3835
4381 | 2.3718
4382 | 2.2258
4383 | 2.4808
4384 | 2.4253
4385 | 2.4438
4386 | 2.622
4387 | 2.7415
4388 | 2.8125
4389 | 2.7605
4390 | 2.724
4391 | 2.5488
4392 | 2.549
4393 | 2.2147
4394 | 2.292
4395 | 2.4392
4396 | 2.496
4397 | 2.5783
4398 | 2.7245
4399 | 2.6322
4400 | 2.6597
4401 | 2.5307
4402 | 2.5025
4403 | 2.558
4404 | 2.35
4405 | 2.2885
4406 | 2.2405
4407 | 2.3195
4408 | 2.349
4409 | 2.3505
4410 | 2.678
4411 | 2.703
4412 | 2.701
4413 | 2.7957
4414 | 2.7502
4415 | 2.7505
4416 | 2.6425
4417 | 2.3725
4418 | 2.3555
4419 | 2.3795
4420 | 2.3687
4421 | 2.4855
4422 | 2.8662
4423 | 2.9177
4424 | 2.8277
4425 | 2.7635
4426 | 2.5638
4427 | 2.5438
4428 | 2.4768
4429 | 2.5873
4430 | 2.745
4431 | 2.4645
4432 | 2.5962
4433 | 2.4915
4434 | 2.6585
4435 | 2.8963
4436 | 2.886
4437 | 2.7665
4438 | 2.6553
4439 | 2.4228
4440 | 2.2858
4441 | 2.231
4442 | 2.3407
4443 | 2.2815
4444 | 2.2188
4445 | 2.2525
4446 | 2.3403
4447 | 2.4785
4448 | 2.495
4449 | 2.331
4450 | 2.2807
4451 | 2.2555
4452 | 2.2433
4453 | 2.1263
4454 | 2.1265
4455 | 2.2008
4456 | 2.1837
4457 | 2.1673
4458 | 2.3205
4459 | 2.3342
4460 | 2.5657
4461 | 2.783
4462 | 2.5823
4463 | 2.3545
4464 | 2.2603
4465 | 2.293
4466 | 2.416
4467 | 2.3262
4468 | 2.4432
4469 | 2.373
4470 | 2.489
4471 | 2.594
4472 | 2.431
4473 | 2.2165
4474 | 2.306
4475 | 2.1288
4476 | 2.1582
4477 | 2.177
4478 | 2.1048
4479 | 2.0827
4480 | 2.0817
4481 | 2.2308
4482 | 2.4133
4483 | 2.6075
4484 | 2.761
4485 | 3.0343
4486 | 3.0427
4487 | 2.8537
4488 | 2.7255
4489 | 2.5478
4490 | 2.371
4491 | 2.2855
4492 | 2.1717
4493 | 2.1742
4494 | 2.237
4495 | 2.1255
4496 | 2.054
4497 | 2.0417
4498 | 1.9957
4499 | 1.9692
4500 | 1.9275
4501 | 1.8297
4502 | 1.84
4503 | 1.809
4504 | 2.0547
4505 | 2.292
4506 | 2.257
4507 | 2.1347
4508 | 2.259
4509 | 2.287
4510 | 2.466
4511 | 2.4127
4512 | 2.298
4513 | 2.2418
4514 | 2.2415
4515 | 2.268
4516 | 2.2973
4517 | 2.2073
4518 | 2.2203
4519 | 2.2147
4520 | 2.172
4521 | 2.1357
4522 | 2.152
4523 | 2.1985
4524 | 2.2058
4525 | 2.1925
4526 | 2.189
4527 | 2.2132
4528 | 2.227
4529 | 2.3392
4530 | 2.3687
4531 | 2.6128
4532 | 2.9062
4533 | 2.8455
4534 | 2.8155
4535 | 2.5737
4536 | 2.5753
4537 | 2.3678
4538 | 2.5525
4539 | 2.5155
4540 | 2.5137
4541 | 2.5412
4542 | 2.665
4543 | 2.6985
4544 | 2.6313
4545 | 2.3472
4546 | 2.1307
4547 | 2.1677
4548 | 2.2428
4549 | 2.2435
4550 | 2.25
4551 | 2.2382
4552 | 2.446
4553 | 2.7268
4554 | 2.8455
4555 | 2.9423
4556 | 2.896
4557 | 2.8745
4558 | 2.8035
4559 | 2.6735
4560 | 2.5707
4561 | 2.5195
4562 | 2.4487
4563 | 2.5897
4564 | 2.5678
4565 | 2.6357
4566 | 2.8672
4567 | 2.8567
4568 | 2.8813
4569 | 2.7607
4570 | 2.5625
4571 | 2.404
4572 | 2.2578
4573 | 2.246
4574 | 2.2753
4575 | 2.133
4576 | 2.3287
4577 | 2.5463
4578 | 2.765
4579 | 3.0137
4580 | 3.0205
4581 | 2.7668
4582 | 2.6298
4583 | 2.6717
4584 | 2.7723
4585 | 2.8262
4586 | 2.867
4587 | 2.8065
4588 | 2.7332
4589 | 2.664
4590 | 2.751
4591 | 2.8838
4592 | 2.9463
4593 | 2.8805
4594 | 2.5585
4595 | 2.6835
4596 | 2.4527
4597 | 2.3537
4598 | 2.2372
4599 | 2.3502
4600 | 2.4535
4601 | 2.5715
4602 | 2.9362
4603 | 2.9722
4604 | 3.0128
4605 | 3.0183
4606 | 2.9678
4607 | 2.9125
4608 | 2.728
4609 | 2.649
4610 | 2.6688
4611 | 2.581
4612 | 2.685
4613 | 2.6778
4614 | 2.7692
4615 | 2.8715
4616 | 2.78
4617 | 2.6408
4618 | 2.3657
4619 | 2.3718
4620 | 2.6723
4621 | 2.5765
4622 | 2.5838
4623 | 2.4802
4624 | 2.5812
4625 | 2.7355
4626 | 2.8058
4627 | 2.9005
4628 | 3.0013
4629 | 2.9575
4630 | 2.74
4631 | 2.6572
4632 | 2.697
4633 | 2.7643
4634 | 2.7717
4635 | 2.6852
4636 | 2.681
4637 | 2.75
4638 | 2.8487
4639 | 2.953
4640 | 2.9632
4641 | 2.7772
4642 | 2.7105
4643 | 2.7345
4644 | 2.794
4645 | 2.753
4646 | 2.569
4647 | 2.4878
4648 | 2.4665
4649 | 2.4013
4650 | 2.4038
4651 | 2.5415
4652 | 2.538
4653 | 2.3207
4654 | 2.2607
4655 | 2.2755
4656 | 2.502
4657 | 2.7317
4658 | 2.7495
4659 | 2.5715
4660 | 2.3748
4661 | 2.1603
4662 | 2.2075
4663 | 2.1892
4664 | 2.2222
4665 | 2.2095
4666 | 2.2923
4667 | 2.2317
4668 | 2.1982
4669 | 2.1252
4670 | 2.0617
4671 | 2.0452
4672 | 2.1005
4673 | 2.3105
4674 | 2.4247
4675 | 2.545
4676 | 2.6713
4677 | 2.8253
4678 | 2.835
4679 | 2.7995
4680 | 2.838
4681 | 2.5393
4682 | 2.304
4683 | 2.3317
4684 | 2.3028
4685 | 2.2645
4686 | 2.2065
4687 | 2.1975
4688 | 2.1972
4689 | 2.1175
4690 | 1.975
4691 | 1.914
4692 | 1.9372
4693 | 1.9035
4694 | 1.877
4695 | 1.8675
4696 | 1.9425
4697 | 2.1315
4698 | 2.4137
4699 | 2.516
4700 | 2.7175
4701 | 2.844
4702 | 2.8967
4703 | 2.77
4704 | 2.6242
4705 | 2.52
4706 | 2.379
4707 | 2.3767
4708 | 2.3807
4709 | 2.568
4710 | 2.8222
4711 | 2.8413
4712 | 2.7695
4713 | 2.5225
4714 | 2.3908
4715 | 2.3285
4716 | 2.2113
4717 | 2.2982
4718 | 2.2403
4719 | 2.345
4720 | 2.362
4721 | 2.529
4722 | 2.899
4723 | 3.07
4724 | 3.0088
4725 | 2.9028
4726 | 2.699
4727 | 2.5842
4728 | 2.528
4729 | 2.6005
4730 | 2.6025
4731 | 2.566
4732 | 2.4872
4733 | 2.414
4734 | 2.7397
4735 | 3.0078
4736 | 2.7705
4737 | 2.6747
4738 | 2.6052
4739 | 2.2172
4740 | 2.1042
4741 | 2.129
4742 | 2.2237
4743 | 2.2893
4744 | 2.4013
4745 | 2.3432
4746 | 2.4322
4747 | 2.4628
4748 | 2.5907
4749 | 2.59
4750 | 2.6042
4751 | 2.4998
4752 | 2.4735
4753 | 2.3988
4754 | 2.186
4755 | 2.2067
4756 | 2.2058
4757 | 2.2633
4758 | 2.3875
4759 | 2.5817
4760 | 2.5565
4761 | 2.3275
4762 | 2.1547
4763 | 2.2195
4764 | 2.315
4765 | 2.4278
4766 | 2.35
4767 | 2.2378
4768 | 2.197
4769 | 2.3952
4770 | 2.3537
4771 | 2.4722
4772 | 2.6365
4773 | 2.6995
4774 | 2.704
4775 | 2.725
4776 | 2.5978
4777 | 2.605
4778 | 2.6107
4779 | 2.6143
4780 | 2.5867
4781 | 2.5762
4782 | 2.8815
4783 | 2.9022
4784 | 2.6665
4785 | 2.52
4786 | 2.3028
4787 | 2.1165
4788 | 2.0928
4789 | 2.1825
4790 | 2.1485
4791 | 2.0922
4792 | 2.1048
4793 | 2.193
4794 | 2.236
4795 | 2.5495
4796 | 2.8058
4797 | 2.7615
4798 | 2.745
4799 | 2.6408
4800 | 2.6553
4801 | 2.6063
4802 | 2.61
4803 | 2.576
4804 | 2.5753
4805 | 2.6212
4806 | 2.75
4807 | 2.6075
4808 | 2.6282
4809 | 2.6805
4810 | 2.4775
4811 | 2.2695
4812 | 2.1827
4813 | 2.2012
4814 | 2.058
4815 | 2.0577
4816 | 2.2342
4817 | 2.3963
4818 | 2.5227
4819 | 2.7723
4820 | 2.7575
4821 | 2.577
4822 | 2.521
4823 | 2.3628
4824 | 2.3363
4825 | 2.5008
4826 | 2.362
4827 | 2.4133
4828 | 2.458
4829 | 2.5735
4830 | 2.636
4831 | 2.5655
4832 | 2.2345
4833 | 2.1328
4834 | 2.0522
4835 | 2.0362
4836 | 2.1153
4837 | 2.0673
4838 | 2.1155
4839 | 2.1658
4840 | 2.1987
4841 | 2.2005
4842 | 2.5918
4843 | 2.6135
4844 | 2.728
4845 | 2.6113
4846 | 2.4707
4847 | 2.2835
4848 | 2.2055
4849 | 2.1263
4850 | 2.1787
4851 | 2.4137
4852 | 2.5063
4853 | 2.576
4854 | 2.6332
4855 | 2.3045
4856 | 2.2283
4857 | 2.0553
4858 | 2.0177
4859 | 1.9495
4860 | 1.8835
4861 | 1.9645
4862 | 1.9765
4863 | 1.919
4864 | 1.973
4865 | 2.4065
4866 | 2.6648
4867 | 2.7132
4868 | 2.9213
4869 | 2.901
4870 | 2.74
4871 | 2.4358
4872 | 2.518
4873 | 2.3895
4874 | 2.315
4875 | 2.3527
4876 | 2.4087
4877 | 2.4075
4878 | 2.3973
4879 | 2.4385
4880 | 2.396
4881 | 2.4053
4882 | 2.286
4883 | 2.1797
4884 | 2.0272
4885 | 2.0408
4886 | 2.0735
4887 | 2.1562
4888 | 2.0925
4889 | 2.3175
4890 | 2.411
4891 | 2.7933
4892 | 3.0095
4893 | 2.9928
4894 | 2.8505
4895 | 2.7077
4896 | 2.5885
4897 | 2.472
4898 | 2.5362
4899 | 2.5932
4900 | 2.6303
4901 | 2.6725
4902 | 2.893
4903 | 2.941
4904 | 2.749
4905 | 2.519
4906 | 2.2875
4907 | 2.3065
4908 | 2.221
4909 | 2.1295
4910 | 2.222
4911 | 2.1843
4912 | 2.3465
4913 | 2.5728
4914 | 2.58
4915 | 2.7005
4916 | 2.6892
4917 | 2.749
4918 | 2.729
4919 | 2.8453
4920 | 2.592
4921 | 2.4675
4922 | 2.6313
4923 | 2.4253
4924 | 2.6555
4925 | 2.713
4926 | 2.9045
4927 | 3.0053
4928 | 2.817
4929 | 2.5873
4930 | 2.545
4931 | 2.2212
4932 | 2.197
4933 | 2.1298
4934 | 2.1658
4935 | 2.1285
4936 | 2.1938
4937 | 2.2193
4938 | 2.493
4939 | 2.628
4940 | 2.8582
4941 | 2.7595
4942 | 2.6535
4943 | 2.7412
4944 | 2.5955
4945 | 2.5787
4946 | 2.503
4947 | 2.3598
4948 | 2.4465
4949 | 2.5987
4950 | 2.8588
4951 | 2.7357
4952 | 2.4527
4953 | 2.2115
4954 | 2.0743
4955 | 1.9937
4956 | 2.1405
4957 | 2.1202
4958 | 2.1082
4959 | 2.1597
4960 | 2.1282
4961 | 2.2655
4962 | 2.5882
4963 | 2.7345
4964 | 2.5088
4965 | 2.5225
4966 | 2.8003
4967 | 2.4548
4968 | 2.5232
4969 | 2.1955
4970 | 2.357
4971 | 2.3665
4972 | 2.1645
4973 | 2.1307
4974 | 2.1885
4975 | 2.3565
4976 | 2.2708
4977 | 2.187
4978 | 2.2548
4979 | 2.1362
4980 | 2.1555
4981 | 2.0368
4982 | 1.9937
4983 | 2.0543
4984 | 2.0105
4985 | 2.0667
4986 | 2.3422
4987 | 2.601
4988 | 2.8037
4989 | 2.8115
4990 | 2.7353
4991 | 2.4735
4992 | 2.4685
4993 | 2.19
4994 | 2.101
4995 | 2.2225
4996 | 2.3455
4997 | 2.3788
4998 | 2.2033
4999 | 2.118
5000 | 2.1197
5001 | 2.1725
5002 | 1.9828
5003 | 1.887
5004 | 1.91
5005 | 1.8922
5006 | 1.9505
5007 | 2.0353
5008 | 2.2683
5009 | 2.3638
5010 | 2.4947
5011 | 2.4777
5012 | 2.3268
5013 | 2.356
5014 | 2.3157
5015 | 2.2443
5016 | 2.3603
5017 | 2.4863
5018 | 2.2443
5019 | 2.267
5020 | 2.2012
5021 | 2.12
5022 | 2.0987
5023 | 2.1245
5024 | 2.1058
5025 | 2.1345
5026 | 2.0787
5027 | 1.9432
5028 | 1.968
5029 | 1.9692
5030 | 1.818
5031 | 1.829
5032 | 1.9697
5033 | 2.078
5034 | 2.1235
5035 | 2.259
5036 | 2.6368
5037 | 2.751
5038 | 2.8222
5039 | 2.3182
5040 | 2.0892
5041 | 2.138
5042 | 1.9627
5043 | 1.907
5044 | 1.8662
5045 | 1.9865
5046 | 2.2498
5047 | 2.1633
5048 | 2.164
5049 | 2.2498
5050 | 2.1445
5051 | 1.998
5052 | 2.044
5053 | 1.9078
5054 | 1.94
5055 | 1.8805
5056 | 2.0265
5057 | 2.112
5058 | 2.1745
5059 | 2.4432
5060 | 2.627
5061 | 2.5232
5062 | 2.4987
5063 | 2.1282
5064 | 2.0525
5065 | 1.9083
5066 | 1.8975
5067 | 2.0362
5068 | 2.0802
5069 | 2.129
5070 | 2.3665
5071 | 2.3035
5072 | 2.1018
5073 | 2.134
5074 | 2.0395
5075 | 2.066
5076 | 1.9735
5077 | 1.986
5078 | 1.9763
5079 | 1.944
5080 | 1.8425
5081 | 2.0438
5082 | 2.0787
5083 | 2.2382
5084 | 2.578
5085 | 2.483
5086 | 2.2927
5087 | 2.0953
5088 | 2.1427
5089 | 2.0128
5090 | 1.953
5091 | 2.0293
5092 | 2.03
5093 | 2.0245
5094 | 2.2092
5095 | 2.1945
5096 | 2.0945
5097 | 2.1252
5098 | 2.0067
5099 | 2.0085
5100 | 1.961
5101 | 1.9523
5102 | 1.8753
5103 | 1.8502
5104 | 1.8638
5105 | 1.9955
5106 | 2.235
5107 | 2.2485
5108 | 2.1572
5109 | 2.2822
5110 | 2.2422
5111 | 2.0635
5112 | 2.0907
5113 | 2.0213
5114 | 2.013
5115 | 1.962
5116 | 2.0968
5117 | 2.1288
5118 | 2.4933
5119 | 2.302
5120 | 2.3013
5121 | 2.3487
5122 | 2.3108
5123 | 2.3483
5124 | 2.3912
5125 | 2.3777
5126 | 2.2668
5127 | 2.1553
5128 | 2.2605
5129 | 2.407
5130 | 2.6307
5131 | 2.7207
5132 | 2.5192
5133 | 2.5198
5134 | 2.428
5135 | 2.1692
5136 | 2.3748
5137 | 2.1915
5138 | 2.1865
5139 | 2.0253
5140 | 2.1705
5141 | 2.2982
5142 | 2.3138
5143 | 2.5907
5144 | 2.4105
5145 | 2.35
5146 | 2.2073
5147 | 2.2175
5148 | 2.2407
5149 | 2.1713
5150 | 2.165
5151 | 2.2302
5152 | 2.2308
5153 | 2.2893
5154 | 2.3065
5155 | 2.357
5156 | 2.519
5157 | 2.337
5158 | 2.35
5159 | 2.1808
5160 | 2.2877
5161 | 2.2403
5162 | 2.1888
5163 | 2.118
5164 | 2.1452
5165 | 2.2677
5166 | 2.2225
5167 | 2.2795
5168 | 2.1463
5169 | 2.132
5170 | 2.1105
5171 | 2.0678
5172 | 2.0205
5173 | 1.9735
5174 | 1.9327
5175 | 1.996
5176 | 1.968
5177 | 2.0107
5178 | 2.2157
5179 | 2.3523
5180 | 2.342
5181 | 2.453
5182 | 2.3998
5183 | 2.2952
5184 | 2.1405
5185 | 2.1907
5186 | 2.1902
5187 | 2.1555
5188 | 2.1485
5189 | 2.0568
5190 | 2.0743
5191 | 2.0455
5192 | 2.03
5193 | 2.0023
5194 | 2.0223
5195 | 2.0743
5196 | 1.9868
5197 | 2.0488
5198 | 1.9768
5199 | 1.8875
5200 | 1.9992
5201 | 2.0928
5202 | 2.187
5203 | 2.245
5204 | 2.3613
5205 | 2.396
5206 | 2.3405
5207 | 2.115
5208 | 2.135
5209 | 2.0002
5210 | 1.8793
5211 | 1.9215
5212 | 2.0303
5213 | 2.097
5214 | 2.3385
5215 | 2.5878
5216 | 2.4495
5217 | 2.208
5218 | 2.1058
5219 | 2.01
5220 | 1.9378
5221 | 1.9305
5222 | 1.9098
5223 | 1.9198
5224 | 1.924
5225 | 2.1397
5226 | 2.147
5227 | 2.4893
5228 | 2.5485
5229 | 2.348
5230 | 2.21
5231 | 2.0045
5232 | 1.9903
5233 | 1.927
5234 | 2.0063
5235 | 1.926
5236 | 1.895
5237 | 2.0473
5238 | 2.2235
5239 | 2.342
5240 | 2.1178
5241 | 2.282
5242 | 2.1073
5243 | 2.0017
5244 | 1.8182
5245 | 1.82
5246 | 1.8242
5247 | 1.7652
5248 | 1.805
5249 | 2.0402
5250 | 2.209
5251 | 2.5307
5252 | 2.7532
5253 | 2.5365
5254 | 2.216
5255 | 1.9735
5256 | 1.9925
5257 | 1.9292
5258 | 1.8165
5259 | 1.813
5260 | 1.7965
5261 | 2.1218
5262 | 2.4105
5263 | 2.3872
5264 | 2.1082
5265 | 2.2088
5266 | 2.0985
5267 | 1.9303
5268 | 1.978
5269 | 1.871
5270 | 1.969
5271 | 1.7962
5272 | 1.8705
5273 | 2.2513
5274 | 2.3182
5275 | 2.2902
5276 | 2.6662
5277 | 2.491
5278 | 2.4808
5279 | 2.202
5280 | 2.0128
5281 | 1.9423
5282 | 2.027
5283 | 1.8833
5284 | 1.8442
5285 | 1.9385
5286 | 2.1625
5287 | 2.4345
5288 | 2.2675
5289 | 2.1965
5290 | 2.056
5291 | 1.983
5292 | 1.987
5293 | 1.9312
5294 | 1.8782
5295 | 1.8955
5296 | 1.9717
5297 | 2.0657
5298 | 2.2658
5299 | 2.6195
5300 | 2.8035
5301 | 2.6957
5302 | 2.3152
5303 | 2.0895
5304 | 1.952
5305 | 1.8518
5306 | 1.885
5307 | 1.8587
5308 | 1.905
5309 | 1.9238
5310 | 1.8295
5311 | 1.8827
5312 | 1.928
5313 | 1.9435
5314 | 1.9932
5315 | 1.903
5316 | 2.002
5317 | 1.9772
5318 | 1.9768
5319 | 1.8035
5320 | 1.8255
5321 | 1.872
5322 | 1.9203
5323 | 2.04
5324 | 2.3265
5325 | 2.322
5326 | 2.1645
5327 | 2.072
5328 | 1.9247
5329 | 1.8562
5330 | 1.878
5331 | 1.827
5332 | 1.714
5333 | 1.7525
5334 | 1.6903
5335 | 1.689
5336 | 1.7403
5337 | 1.7612
5338 | 1.7945
5339 | 1.6785
5340 | 1.6938
5341 | 1.6665
5342 | 1.6293
5343 | 1.6513
5344 | 1.6955
5345 | 1.7123
5346 | 1.7695
5347 | 2.0445
5348 | 2.3367
5349 | 2.4552
5350 | 2.3937
5351 | 2.0722
5352 | 1.8168
5353 | 1.7715
5354 | 1.752
5355 | 1.6615
5356 | 1.5833
5357 | 1.7672
5358 | 1.734
5359 | 1.6395
5360 | 1.648
5361 | 1.6638
5362 | 1.5938
5363 | 1.536
5364 | 1.4717
5365 | 1.4692
5366 | 1.4772
5367 | 1.5677
5368 | 1.5985
5369 | 1.717
5370 | 2.18
5371 | 2.2593
5372 | 2.443
5373 | 2.334
5374 | 2.076
5375 | 1.9777
5376 | 1.9578
5377 | 1.7975
5378 | 1.831
5379 | 1.7908
5380 | 1.764
5381 | 1.956
5382 | 2.1648
5383 | 2.0907
5384 | 1.76
5385 | 1.701
5386 | 1.6767
5387 | 1.7055
5388 | 1.6695
5389 | 1.6603
5390 | 1.652
5391 | 1.6413
5392 | 1.7648
5393 | 1.882
5394 | 2.207
5395 | 2.5005
5396 | 2.4765
5397 | 2.2405
5398 | 2.1315
5399 | 2.1175
5400 | 1.8057
5401 | 1.7995
5402 | 1.661
5403 | 1.7183
5404 | 1.772
5405 | 1.9635
5406 | 2.0642
5407 | 2.1675
5408 | 2.2098
5409 | 2.0072
5410 | 1.9207
5411 | 1.845
5412 | 1.8505
5413 | 1.8487
5414 | 1.7965
5415 | 1.8082
5416 | 2.0078
5417 | 1.9832
5418 | 2.14
5419 | 1.8922
5420 | 1.9495
5421 | 1.9663
5422 | 1.841
5423 | 1.8513
5424 | 1.8122
5425 | 1.7705
5426 | 1.7752
5427 | 1.872
5428 | 1.8373
5429 | 1.9207
5430 | 2.118
5431 | 2.0532
5432 | 1.973
5433 | 1.9127
5434 | 1.8978
5435 | 1.8177
5436 | 1.795
5437 | 1.6907
5438 | 1.7995
5439 | 1.939
5440 | 2.082
5441 | 2.1505
5442 | 2.361
5443 | 2.5787
5444 | 2.565
5445 | 2.539
5446 | 2.3085
5447 | 2.072
5448 | 2.0175
5449 | 1.8045
5450 | 1.8088
5451 | 1.7837
5452 | 1.8275
5453 | 1.8433
5454 | 1.9908
5455 | 2.0732
5456 | 2.0553
5457 | 2.078
5458 | 1.8898
5459 | 1.87
5460 | 1.8015
5461 | 1.7757
5462 | 1.7425
5463 | 1.756
5464 | 1.826
5465 | 1.8017
5466 | 2.0433
5467 | 2.1185
5468 | 2.2128
5469 | 2.0762
5470 | 1.9475
5471 | 1.8133
5472 | 1.735
5473 | 1.6567
5474 | 1.6195
5475 | 1.6133
5476 | 1.657
5477 | 1.648
5478 | 1.8738
5479 | 1.8533
5480 | 1.678
5481 | 1.7092
5482 | 1.7295
5483 | 1.705
5484 | 1.7035
5485 | 1.657
5486 | 1.6287
5487 | 1.5742
5488 | 1.6865
5489 | 1.7977
5490 | 1.987
5491 | 2.277
5492 | 2.4125
5493 | 2.3203
5494 | 2.0657
5495 | 2.1535
5496 | 1.8373
5497 | 1.6415
5498 | 1.698
5499 | 1.6373
5500 | 1.7203
5501 | 1.91
5502 | 1.8978
5503 | 1.808
5504 | 1.697
5505 | 1.6442
5506 | 1.63
5507 | 1.6487
5508 | 1.6758
5509 | 1.7982
5510 | 1.8275
5511 | 1.74
5512 | 1.7775
5513 | 1.774
5514 | 1.897
5515 | 1.958
5516 | 1.8815
5517 | 1.9275
5518 | 1.8707
5519 | 1.7535
5520 | 1.8245
5521 | 1.8128
5522 | 1.7275
5523 | 1.6835
5524 | 1.6823
5525 | 1.6958
5526 | 1.743
5527 | 1.8228
5528 | 1.8125
5529 | 1.715
5530 | 1.749
5531 | 1.773
5532 | 1.851
5533 | 1.756
5534 | 1.7752
5535 | 1.8417
5536 | 1.9118
5537 | 1.921
5538 | 2.0857
5539 | 2.234
5540 | 2.394
5541 | 2.3047
5542 | 2.0855
5543 | 1.9948
5544 | 1.9605
5545 | 1.9323
5546 | 1.915
5547 | 1.948
5548 | 1.9857
5549 | 2.2513
5550 | 2.5722
5551 | 2.667
5552 | 2.452
5553 | 2.167
5554 | 2.1225
5555 | 2.1673
5556 | 2.035
5557 | 1.9587
5558 | 1.9232
5559 | 1.963
5560 | 2.0307
5561 | 2.1347
5562 | 2.2713
5563 | 2.6288
5564 | 2.5072
5565 | 2.3795
5566 | 2.295
5567 | 2.1535
5568 | 2.2022
5569 | 2.1065
5570 | 2.053
5571 | 2.0383
5572 | 2.0878
5573 | 2.156
5574 | 2.3235
5575 | 2.263
5576 | 2.2695
5577 | 2.216
5578 | 2.1525
5579 | 2.0855
5580 | 2.0678
5581 | 2.074
5582 | 2.018
5583 | 2.0288
5584 | 1.975
5585 | 2.107
5586 | 2.4527
5587 | 2.6397
5588 | 2.603
5589 | 2.4783
5590 | 2.1498
5591 | 2.0318
5592 | 1.8565
5593 | 1.8395
5594 | 1.8217
5595 | 1.8585
5596 | 1.8155
5597 | 1.8702
5598 | 1.9812
5599 | 2.2372
5600 | 2.1233
5601 | 2.2205
5602 | 2.0718
5603 | 1.9135
5604 | 1.8057
5605 | 1.7552
5606 | 1.7737
5607 | 1.7603
5608 | 1.8698
5609 | 1.8498
5610 | 1.9952
5611 | 2.5208
5612 | 2.6993
5613 | 2.5267
5614 | 2.3403
5615 | 1.9757
5616 | 1.878
5617 | 1.7842
5618 | 1.8085
5619 | 1.789
5620 | 1.7933
5621 | 1.9418
5622 | 2.5412
5623 | 2.524
5624 | 2.098
5625 | 1.979
5626 | 1.9735
5627 | 1.9743
5628 | 1.9675
5629 | 1.967
5630 | 1.9937
5631 | 1.9412
5632 | 1.985
5633 | 2.0642
5634 | 2.1837
5635 | 2.244
5636 | 2.0895
5637 | 2.123
5638 | 2.173
5639 | 1.8505
5640 | 1.7317
5641 | 1.6975
5642 | 1.6915
5643 | 1.666
5644 | 1.658
5645 | 1.7087
5646 | 1.771
5647 | 1.8638
5648 | 1.738
5649 | 1.7435
5650 | 1.8157
5651 | 1.8073
5652 | 1.8893
5653 | 1.8335
5654 | 1.8235
5655 | 1.7165
5656 | 1.7423
5657 | 1.72
5658 | 1.8718
5659 | 2.0445
5660 | 2.0175
5661 | 2.0568
5662 | 2.1008
5663 | 2.0823
5664 | 2.037
5665 | 1.9977
5666 | 2.0048
5667 | 2.055
5668 | 1.938
5669 | 1.932
5670 | 1.945
5671 | 1.6322
5672 | 1.644
5673 | 1.6592
5674 | 1.6912
5675 | 1.609
5676 | 1.6213
5677 | 1.5585
5678 | 1.543
5679 | 1.5913
5680 | 1.6747
5681 | 1.6618
5682 | 1.8362
5683 | 2.3197
5684 | 1.927
5685 | 1.758
5686 | 2.0312
5687 | 1.7897
5688 | 1.6422
5689 | 1.6202
5690 | 1.617
5691 | 1.6785
5692 | 1.5405
5693 | 1.5795
5694 | 1.6538
5695 | 1.6245
5696 | 1.7003
5697 | 1.7763
5698 | 1.7668
5699 | 1.692
5700 | 1.774
5701 | 1.766
5702 | 1.6805
5703 | 1.6335
5704 | 1.6022
5705 | 1.6895
5706 | 1.9378
5707 | 2.086
5708 | 2.3207
5709 | 2.1225
5710 | 2.0907
5711 | 1.8635
5712 | 1.7982
5713 | 1.6047
5714 | 1.6102
5715 | 1.577
5716 | 1.643
5717 | 1.815
5718 | 2.0572
5719 | 2.0932
5720 | 2.0225
5721 | 1.8495
5722 | 1.768
5723 | 1.6342
5724 | 1.6752
5725 | 1.6663
5726 | 1.6322
5727 | 1.6093
5728 | 1.7505
5729 | 1.9725
5730 | 2.2465
5731 | 2.688
5732 | 2.557
5733 | 2.315
5734 | 2.169
5735 | 2.0718
5736 | 1.8177
5737 | 1.6947
5738 | 1.7103
5739 | 1.6158
5740 | 1.658
5741 | 1.6605
5742 | 1.9925
5743 | 1.8673
5744 | 1.8108
5745 | 1.8635
5746 | 1.744
5747 | 1.6618
5748 | 1.6685
5749 | 1.573
5750 | 1.5597
5751 | 1.5613
5752 | 1.5685
5753 | 1.723
5754 | 1.9172
5755 | 2.2295
5756 | 2.2005
5757 | 1.964
5758 | 1.7305
5759 | 1.6513
5760 | 1.605
5761 | 1.5745
5762 | 1.5868
5763 | 1.5917
5764 | 1.718
5765 | 1.848
5766 | 2.2828
5767 | 2.3108
5768 | 2.1635
5769 | 2.0605
5770 | 1.8197
5771 | 1.685
5772 | 1.613
5773 | 1.6075
5774 | 1.4892
5775 | 1.5785
5776 | 1.634
5777 | 1.7167
5778 | 2.1582
5779 | 2.6135
5780 | 2.4242
5781 | 2.221
5782 | 1.8282
5783 | 1.696
5784 | 1.6827
5785 | 1.6042
5786 | 1.5565
5787 | 1.5735
5788 | 1.6643
5789 | 1.7632
5790 | 2.1545
5791 | 2.194
5792 | 1.9523
5793 | 1.7685
5794 | 1.7067
5795 | 1.686
5796 | 1.6153
5797 | 1.5395
5798 | 1.5773
5799 | 1.624
5800 | 1.6485
5801 | 1.7965
5802 | 2.1037
5803 | 2.387
5804 | 2.4977
5805 | 2.4405
5806 | 2.2172
5807 | 2.068
5808 | 2.114
5809 | 1.7703
5810 | 1.5602
5811 | 1.5353
5812 | 1.6147
5813 | 1.7585
5814 | 2.0558
5815 | 1.985
5816 | 1.822
5817 | 1.7845
5818 | 1.699
5819 | 1.6033
5820 | 1.6315
5821 | 1.6293
5822 | 1.5788
5823 | 1.4952
5824 | 1.5615
5825 | 1.683
5826 | 1.761
5827 | 1.7455
5828 | 1.7657
5829 | 1.7152
5830 | 1.6405
5831 | 1.6038
5832 | 1.533
5833 | 1.5263
5834 | 1.4572
5835 | 1.459
5836 | 1.433
5837 | 1.4897
5838 | 1.5048
5839 | 1.654
5840 | 1.5545
5841 | 1.509
5842 | 1.4415
5843 | 1.4218
5844 | 1.4877
5845 | 1.4287
5846 | 1.408
5847 | 1.3445
5848 | 1.4047
5849 | 1.581
5850 | 1.7087
5851 | 1.9672
5852 | 1.7993
5853 | 1.6765
5854 | 1.6872
5855 | 1.5237
5856 | 1.3998
5857 | 1.3678
5858 | 1.4123
5859 | 1.3702
5860 | 1.353
5861 | 1.37
5862 | 1.401
5863 | 1.4383
5864 | 1.4538
5865 | 1.465
5866 | 1.485
5867 | 1.3555
5868 | 1.375
5869 | 1.3767
5870 | 1.3698
5871 | 1.3365
5872 | 1.395
5873 | 1.5235
5874 | 1.751
5875 | 1.911
5876 | 1.841
5877 | 1.49
5878 | 1.524
5879 | 1.457
5880 | 1.3382
5881 | 1.368
5882 | 1.3573
5883 | 1.3667
5884 | 1.4358
5885 | 1.549
5886 | 1.6458
5887 | 2.0332
5888 | 2.064
5889 | 1.951
5890 | 1.7925
5891 | 1.7795
5892 | 1.5695
5893 | 1.4832
5894 | 1.6618
5895 | 1.5473
5896 | 1.8313
5897 | 1.9383
5898 | 2.1658
5899 | 2.335
5900 | 2.106
5901 | 2.003
5902 | 1.858
5903 | 1.7092
5904 | 1.4825
5905 | 1.6798
5906 | 1.785
5907 | 1.5585
5908 | 1.555
5909 | 1.6678
5910 | 2.1138
5911 | 2.1115
5912 | 1.995
5913 | 1.7975
5914 | 1.7005
5915 | 1.7075
5916 | 1.7018
5917 | 1.6743
5918 | 1.6345
5919 | 1.6207
5920 | 1.6705
5921 | 1.767
5922 | 1.8993
5923 | 2.2803
5924 | 2.3638
5925 | 2.0473
5926 | 1.969
5927 | 1.693
5928 | 1.5653
5929 | 1.5762
5930 | 1.528
5931 | 1.5
5932 | 1.5103
5933 | 1.7145
5934 | 1.9752
5935 | 2.112
5936 | 1.9287
5937 | 2.0885
5938 | 1.7628
5939 | 1.7737
5940 | 1.6182
5941 | 1.671
5942 | 1.609
5943 | 1.6175
5944 | 1.7363
5945 | 1.738
5946 | 1.931
5947 | 1.9287
5948 | 1.905
5949 | 1.7047
5950 | 1.605
5951 | 1.5223
5952 | 1.5112
5953 | 1.482
5954 | 1.5585
5955 | 1.617
5956 | 1.552
5957 | 1.5697
5958 | 1.636
5959 | 1.7697
5960 | 1.8473
5961 | 1.7532
5962 | 1.7372
5963 | 1.7652
5964 | 1.7577
5965 | 1.6127
5966 | 1.7735
5967 | 1.669
5968 | 1.7248
5969 | 2.089
5970 | 2.1315
5971 | 2.0023
5972 | 1.782
5973 | 1.695
5974 | 1.6522
5975 | 1.6945
5976 | 1.7957
5977 | 1.674
5978 | 1.6738
5979 | 1.5822
5980 | 1.6198
5981 | 1.6867
5982 | 1.8297
5983 | 1.8805
5984 | 1.8618
5985 | 1.7027
5986 | 1.6033
5987 | 1.7105
5988 | 1.6242
5989 | 1.6985
5990 | 1.7195
5991 | 1.8222
5992 | 1.8907
5993 | 1.835
5994 | 1.899
5995 | 1.9375
5996 | 1.7922
5997 | 1.634
5998 | 1.5708
5999 | 1.526
6000 | 1.5085
6001 | 1.5008
6002 | 1.513
6003 | 1.534
6004 | 1.4872
6005 | 1.517
6006 | 1.5497
6007 | 1.495
6008 | 1.48
6009 | 1.5548
6010 | 1.5495
6011 | 1.5115
6012 | 1.5023
6013 | 1.4877
6014 | 1.4565
6015 | 1.4432
6016 | 1.4643
6017 | 1.5105
6018 | 1.6173
6019 | 1.7383
6020 | 1.7352
6021 | 1.5445
6022 | 1.449
6023 | 1.492
6024 | 1.5493
6025 | 1.4605
6026 | 1.3525
6027 | 1.385
6028 | 1.426
6029 | 1.2988
6030 | 1.5228
6031 | 1.5393
6032 | 1.356
6033 | 1.4247
6034 | 1.4155
6035 | 1.4475
6036 | 1.3865
6037 | 1.396
6038 | 1.3417
6039 | 1.4152
6040 | 1.4292
6041 | 1.634
6042 | 1.6162
6043 | 1.7072
6044 | 1.776
6045 | 1.639
6046 | 1.4788
6047 | 1.5155
6048 | 1.5057
6049 | 1.5215
6050 | 1.4678
6051 | 1.4578
6052 | 1.5333
6053 | 1.5072
6054 | 1.9852
6055 | 2.312
6056 | 2.2742
6057 | 2.109
6058 | 1.982
6059 | 1.8795
6060 | 1.755
6061 | 1.688
6062 | 1.7145
6063 | 1.7368
6064 | 1.7705
6065 | 1.876
6066 | 1.9415
6067 | 2.0375
6068 | 1.9845
6069 | 1.9143
6070 | 1.86
6071 | 1.831
6072 | 1.8177
6073 | 1.7937
6074 | 1.7965
6075 | 1.8322
6076 | 1.7785
6077 | 1.7728
6078 | 1.964
6079 | 1.9875
6080 | 1.957
6081 | 1.864
6082 | 1.8807
6083 | 1.8308
6084 | 1.866
6085 | 1.879
6086 | 1.8142
6087 | 1.7875
6088 | 1.8397
6089 | 1.8397
6090 | 1.8153
6091 | 1.9723
6092 | 1.9013
6093 | 1.7965
6094 | 1.8435
6095 | 1.7752
6096 | 1.731
6097 | 1.7822
6098 | 1.7563
6099 | 1.7783
6100 | 1.7268
6101 | 1.7775
6102 | 1.784
6103 | 1.795
6104 | 1.8435
6105 | 1.8297
6106 | 1.81
6107 | 1.8122
6108 | 1.7372
6109 | 1.7565
6110 | 1.7205
6111 | 1.6455
6112 | 1.84
6113 | 1.8458
6114 | 1.8998
6115 | 2.1237
6116 | 2.1818
6117 | 2.0463
6118 | 1.9005
6119 | 1.7517
6120 | 1.696
6121 | 1.718
6122 | 1.7962
6123 | 1.8253
6124 | 1.8535
6125 | 1.8465
6126 | 1.9618
6127 | 2.1907
6128 | 2.6397
6129 | 2.2275
6130 | 1.9287
6131 | 2.0032
6132 | 1.4737
6133 | 1.899
6134 | 1.8655
6135 | 1.9255
6136 | 1.987
6137 | 2.1067
6138 | 2.2807
6139 | 2.3007
6140 | 2.396
6141 | 2.3018
6142 | 2.165
6143 | 2.046
6144 | 1.9643
6145 | 1.8733
6146 | 1.9605
6147 | 1.879
6148 | 1.934
6149 | 1.9198
6150 | 2.0183
6151 | 2.1735
6152 | 2.1277
6153 | 1.8782
6154 | 1.8585
6155 | 1.8133
6156 | 1.823
6157 | 1.8475
6158 | 1.8695
6159 | 1.8878
6160 | 1.8487
6161 | 1.9118
6162 | 2.1622
6163 | 2.1393
6164 | 2.081
6165 | 1.9855
6166 | 1.9923
6167 | 1.9265
6168 | 1.927
6169 | 1.9445
6170 | 1.9745
6171 | 1.9772
6172 | 1.9572
6173 | 1.9403
6174 | 1.9812
6175 | 2.0513
6176 | 1.9423
6177 | 1.8473
6178 | 1.7897
6179 | 1.754
6180 | 1.739
6181 | 1.7472
6182 | 1.8565
6183 | 1.928
6184 | 1.9688
6185 | 1.9085
6186 | 2.132
6187 | 2.2155
6188 | 2.1615
6189 | 1.9467
6190 | 1.9367
6191 | 1.8405
6192 | 1.8233
6193 | 1.8128
6194 | 1.8055
6195 | 1.896
6196 | 1.8373
6197 | 1.8055
6198 | 1.7297
6199 | 1.723
6200 | 1.7147
6201 | 1.7552
6202 | 1.7312
6203 | 1.7557
6204 | 1.7375
6205 | 1.7388
6206 | 1.7228
6207 | 1.736
6208 | 1.7595
6209 | 1.8455
6210 | 2.1938
6211 | 2.3378
6212 | 2.0878
6213 | 1.9207
6214 | 1.9098
6215 | 1.9443
6216 | 1.9345
6217 | 1.8738
6218 | 1.8257
6219 | 1.9158
6220 | 1.944
6221 | 1.9192
6222 | 2.1425
6223 | 2.463
6224 | 2.293
6225 | 2.1735
6226 | 2.1143
6227 | 1.986
6228 | 2.016
6229 | 2.0255
6230 | 1.8833
6231 | 1.8975
6232 | 2.1055
6233 | 2.3098
6234 | 2.2687
6235 | 2.2525
6236 | 2.029
6237 | 2.0895
6238 | 2.0867
6239 | 1.8847
6240 | 1.897
6241 | 1.797
6242 | 1.761
6243 | 1.7058
6244 | 1.7308
6245 | 1.7785
6246 | 2.2033
6247 | 2.4478
6248 | 2.1877
6249 | 2.1622
6250 | 1.915
6251 | 2.0377
6252 | 1.9715
6253 | 1.9243
6254 | 1.8573
6255 | 1.8633
6256 | 1.7777
6257 | 1.9267
6258 | 2.1055
6259 | 2.0928
6260 | 2.061
6261 | 1.843
6262 | 1.8333
6263 | 1.8017
6264 | 1.7035
6265 | 1.7007
6266 | 1.7183
6267 | 1.717
6268 | 1.7575
6269 | 1.8355
6270 | 1.9332
6271 | 2.3767
6272 | 2.2067
6273 | 2.2203
6274 | 1.9627
6275 | 1.922
6276 | 1.8913
6277 | 1.8
6278 | 1.9158
6279 | 1.9367
6280 | 1.8922
6281 | 2.05
6282 | 2.385
6283 | 2.345
6284 | 2.0285
6285 | 1.8813
6286 | 1.8647
6287 | 1.8265
6288 | 1.7805
6289 | 1.7432
6290 | 1.7477
6291 | 1.7288
6292 | 1.759
6293 | 1.975
6294 | 2.402
6295 | 2.5365
6296 | 2.122
6297 | 2.1603
6298 | 2.0255
6299 | 1.9647
6300 | 1.8902
6301 | 1.833
6302 | 1.8013
6303 | 1.8233
6304 | 1.8105
6305 | 1.9697
6306 | 2.165
6307 | 2.1898
6308 | 2.0045
6309 | 1.856
6310 | 1.8053
6311 | 1.7663
6312 | 1.7408
6313 | 1.713
6314 | 1.7565
6315 | 1.7357
6316 | 1.7403
6317 | 1.7628
6318 | 1.923
6319 | 1.929
6320 | 1.9752
6321 | 1.9
6322 | 1.907
6323 | 1.9255
6324 | 1.8282
6325 | 1.854
6326 | 1.9412
6327 | 1.8615
6328 | 1.9685
6329 | 1.9817
6330 | 2.39
6331 | 2.2605
6332 | 2.0267
6333 | 2.014
6334 | 2.0115
6335 | 1.8482
6336 | 1.9078
6337 | 1.8125
6338 | 1.7803
6339 | 1.8578
6340 | 1.8277
6341 | 1.8685
6342 | 1.8328
6343 | 1.8397
6344 | 1.822
6345 | 1.873
6346 | 1.8698
6347 | 1.667
6348 | 1.656
6349 | 1.654
6350 | 1.6478
6351 | 1.7092
6352 | 1.819
6353 | 1.981
6354 | 2.3545
6355 | 2.3462
6356 | 2.1215
6357 | 1.993
6358 | 1.91
6359 | 1.7853
6360 | 1.8962
6361 | 1.9325
6362 | 1.9748
6363 | 1.8913
6364 | 1.9843
6365 | 2.0053
6366 | 2.103
6367 | 2.3112
6368 | 2.028
6369 | 1.7772
6370 | 1.6698
6371 | 1.688
6372 | 1.6073
6373 | 1.5605
6374 | 1.5705
6375 | 1.584
6376 | 1.8217
6377 | 2.104
6378 | 2.18
6379 | 2.4915
6380 | 2.4195
6381 | 2.013
6382 | 1.9042
6383 | 1.807
6384 | 1.7675
6385 | 1.835
6386 | 1.815
6387 | 1.751
6388 | 1.7688
6389 | 1.8953
6390 | 2.1805
6391 | 2.419
6392 | 2.0433
6393 | 1.823
6394 | 1.8235
6395 | 1.834
6396 | 1.8215
6397 | 1.7388
6398 | 1.6655
6399 | 1.7245
6400 | 1.964
6401 | 2.2268
6402 | 2.2662
6403 | 2.6753
6404 | 2.4453
6405 | 2.061
6406 | 1.9627
6407 | 1.9123
6408 | 2.1035
6409 | 2.119
6410 | 2.0255
6411 | 1.9708
6412 | 2.0137
6413 | 2.0425
6414 | 2.4192
6415 | 2.5387
6416 | 2.2858
6417 | 2.2923
6418 | 2.216
6419 | 2.2588
6420 | 2.0955
6421 | 1.977
6422 | 1.8965
6423 | 1.9385
6424 | 1.9815
6425 | 2.035
6426 | 2.0587
6427 | 2.1345
6428 | 1.9638
6429 | 1.9695
6430 | 1.9605
6431 | 1.9455
6432 | 1.899
6433 | 1.9033
6434 | 1.9278
6435 | 1.865
6436 | 2.052
6437 | 2.0445
6438 | 1.9788
6439 | 2.1528
6440 | 1.952
6441 | 2.0227
6442 | 1.928
6443 | 1.9363
6444 | 1.9132
6445 | 1.916
6446 | 1.8357
6447 | 1.879
6448 | 1.9695
6449 | 2.0747
6450 | 2.1538
6451 | 2.357
6452 | 2.4383
6453 | 2.0387
6454 | 2.05
6455 | 1.8758
6456 | 1.917
6457 | 1.8885
6458 | 1.8377
6459 | 1.8478
6460 | 1.9415
6461 | 1.953
6462 | 1.9928
6463 | 2.0663
6464 | 2.0587
6465 | 2.012
6466 | 2.0675
6467 | 1.8985
6468 | 1.9147
6469 | 1.883
6470 | 1.9332
6471 | 1.8738
6472 | 1.9555
6473 | 2.343
6474 | 2.6757
6475 | 2.272
6476 | 2.1365
6477 | 2.115
6478 | 2.0583
6479 | 2.0223
6480 | 2.0213
6481 | 1.977
6482 | 2.019
6483 | 2.027
6484 | 2.0165
6485 | 2.0408
6486 | 2.1695
6487 | 2.2597
6488 | 2.1985
6489 | 2.1372
6490 | 2.1452
6491 | 2.1852
6492 | 2.1168
6493 | 2.039
6494 | 2.006
6495 | 2
6496 | 1.9817
6497 | 2.074
6498 | 2.2628
6499 | 2.2615
6500 | 2.1787
6501 | 2.1423
6502 | 2.0135
6503 | 1.988
6504 | 2.0192
6505 | 2.037
6506 | 2.058
6507 | 2.0448
6508 | 1.9895
6509 | 1.9957
6510 | 1.9897
6511 | 2.1285
6512 | 2.1162
6513 | 2.052
6514 | 2.0155
6515 | 1.9817
6516 | 2.03
6517 | 2.0553
6518 | 2.0732
6519 | 2.0627
6520 | 2.0238
6521 | 2.1463
6522 | 2.3165
6523 | 2.315
6524 | 2.2252
6525 | 2.2185
6526 | 2.215
6527 | 2.1275
6528 | 2.088
6529 | 2.0585
6530 | 2.0577
6531 | 2.0562
6532 | 2.1138
6533 | 2.082
6534 | 2.0965
6535 | 2.1867
6536 | 2.0525
6537 | 2.03
6538 | 2.0583
6539 | 2.1585
6540 | 2.2018
6541 | 2.1025
6542 | 2.0932
6543 | 2.1025
6544 | 2.186
6545 | 2.3195
6546 | 2.45
6547 | 2.3068
6548 | 2.231
6549 | 2.1603
6550 | 2.043
6551 | 1.9805
6552 | 1.9777
6553 | 1.98
6554 | 1.9658
6555 | 1.9712
6556 | 1.9723
6557 | 1.9837
6558 | 2.081
6559 | 2.2315
6560 | 2.1822
6561 | 2.0905
6562 | 2.0448
6563 | 1.9968
6564 | 1.9278
6565 | 1.955
6566 | 1.9852
6567 | 1.9997
6568 | 2.0857
6569 | 2.1688
6570 | 2.1425
6571 | 2.125
6572 | 1.97
6573 | 2.0387
6574 | 2.0838
6575 | 2.0415
6576 | 2.1042
6577 | 2.114
6578 | 2.077
6579 | 2.05
6580 | 2.0827
6581 | 2.1185
6582 | 2.1587
6583 | 2.395
6584 | 2.328
6585 | 2.1455
6586 | 2.3885
6587 | 2.1805
6588 | 2.2595
6589 | 2.1692
6590 | 2.0612
6591 | 2.031
6592 | 2.1365
6593 | 2.4407
6594 | 2.491
6595 | 2.6757
6596 | 2.5478
6597 | 2.271
6598 | 2.2508
6599 | 2.1458
6600 | 2.122
6601 | 2.1035
6602 | 2.055
6603 | 2.0783
6604 | 2.1867
6605 | 2.21
6606 | 2.1528
6607 | 2.2912
6608 | 2.3215
6609 | 2.3352
6610 | 2.209
6611 | 2.0805
6612 | 2.1898
6613 | 2.255
6614 | 2.2052
6615 | 2.165
6616 | 2.1357
6617 | 2.3315
6618 | 2.53
6619 | 2.5777
6620 | 2.3435
6621 | 2.1972
6622 | 2.18
6623 | 2.194
6624 | 2.1215
6625 | 2.094
6626 | 2.0935
6627 | 2.1075
6628 | 2.073
6629 | 2.1383
6630 | 2.1117
6631 | 2.1113
6632 | 2.174
6633 | 2.1658
6634 | 2.1368
6635 | 2.0728
6636 | 2.091
6637 | 2.1528
6638 | 2.23
6639 | 2.2157
6640 | 2.3083
6641 | 2.5383
6642 | 2.6515
6643 | 2.9005
6644 | 2.443
6645 | 2.3862
6646 | 2.216
6647 | 2.1892
6648 | 2.099
6649 | 2.0997
6650 | 2.111
6651 | 2.1113
6652 | 2.1065
6653 | 2.1082
6654 | 2.2955
6655 | 2.821
6656 | 2.8723
6657 | 2.584
6658 | 2.1997
6659 | 2.0975
6660 | 2.0713
6661 | 2.0915
6662 | 2.1705
6663 | 2.2035
6664 | 2.2535
6665 | 2.4017
6666 | 2.778
6667 | 2.9545
6668 | 2.5438
6669 | 2.2673
6670 | 2.2325
6671 | 2.2168
6672 | 2.153
6673 | 2.0922
6674 | 2.067
6675 | 2.1225
6676 | 2.0945
6677 | 2.0835
6678 | 2.0652
6679 | 2.2612
6680 | 2.309
6681 | 2.1825
6682 | 2.112
6683 | 2.0293
6684 | 2.0953
6685 | 2.0915
6686 | 2.104
6687 | 2.1125
6688 | 2.1812
6689 | 2.1568
6690 | 2.3755
6691 | 2.4655
6692 | 2.326
6693 | 2.1397
6694 | 2.082
6695 | 2.02
6696 | 2.0737
6697 | 2.062
6698 | 2.0565
6699 | 2.046
6700 | 2.0307
6701 | 2.03
6702 | 1.98
6703 | 2.054
6704 | 2.034
6705 | 2.0412
6706 | 2.0395
6707 | 2.0537
6708 | 2.1085
6709 | 2.1242
6710 | 2.1125
6711 | 2.0663
6712 | 2.0595
6713 | 2.1412
6714 | 2.218
6715 | 2.1178
6716 | 2.077
6717 | 2.081
6718 | 2.0928
6719 | 2.0322
6720 | 2.019
6721 | 2.009
6722 | 1.9695
6723 | 1.9355
6724 | 1.9788
6725 | 1.9783
6726 | 2.0285
6727 | 2.3165
6728 | 2.1895
6729 | 2.0943
6730 | 1.9883
6731 | 2.0713
6732 | 1.9823
6733 | 1.9145
6734 | 1.897
6735 | 2.1458
6736 | 2.2397
6737 | 2.563
6738 | 2.882
6739 | 2.8588
6740 | 2.6375
6741 | 2.2185
6742 | 2.2738
6743 | 2.1833
6744 | 2.1368
6745 | 2.0953
6746 | 2.0715
6747 | 2.0753
6748 | 2.0067
6749 | 2.0368
6750 | 2.1395
6751 | 2.3468
6752 | 2.216
6753 | 2.1285
6754 | 2.0905
6755 | 2.0737
6756 | 2.0735
6757 | 2.078
6758 | 2.1685
6759 | 2.1645
6760 | 2.235
6761 | 2.3853
6762 | 2.3425
6763 | 2.4625
6764 | 2.2085
6765 | 2.1608
6766 | 2.1445
6767 | 2.092
6768 | 2.0987
6769 | 2.0688
6770 | 2.0503
6771 | 2.0285
6772 | 1.9917
6773 | 2.0122
6774 | 2.1655
6775 | 2.3493
6776 | 2.236
6777 | 1.9452
6778 | 1.949
6779 | 1.9418
6780 | 1.9703
6781 | 1.9258
6782 | 1.8698
6783 | 1.8822
6784 | 2.2243
6785 | 2.454
6786 | 2.5415
6787 | 2.4925
6788 | 2.3093
6789 | 2.1355
6790 | 2.0625
6791 | 2.0045
6792 | 2.0115
6793 | 2.0433
6794 | 2.0758
6795 | 1.9737
6796 | 2.045
6797 | 2.0293
6798 | 2.0928
6799 | 2.2415
6800 | 2.0978
6801 | 2.2212
6802 | 2.1677
6803 | 2.1662
6804 | 2.0427
6805 | 2.1037
6806 | 2.0412
6807 | 2.1993
6808 | 2.1928
6809 | 2.4118
6810 | 2.571
6811 | 2.5875
6812 | 2.4907
6813 | 2.3588
6814 | 2.3
6815 | 2.3585
6816 | 2.2298
6817 | 2.1018
6818 | 1.9507
6819 | 1.9067
6820 | 2.0115
6821 | 2.1513
6822 | 2.2345
6823 | 2.6375
6824 | 2.614
6825 | 2.4472
6826 | 2.2145
6827 | 2.263
6828 | 2.1295
6829 | 2.1723
6830 | 2.262
6831 | 2.2595
6832 | 2.4015
6833 | 2.342
6834 | 2.4095
6835 | 2.5627
6836 | 2.4635
6837 | 2.3727
6838 | 2.3083
6839 | 2.3285
6840 | 2.2582
6841 | 2.2513
6842 | 2.1245
6843 | 2.0473
6844 | 2.084
6845 | 2.0575
6846 | 2.1522
6847 | 2.3045
6848 | 2.1953
6849 | 2.148
6850 | 2.1048
6851 | 2.0507
6852 | 2.0198
6853 | 1.9467
6854 | 2.0513
6855 | 2.215
6856 | 2.227
6857 | 2.304
6858 | 2.3643
6859 | 2.3457
6860 | 2.2422
6861 | 2.0848
6862 | 2.0978
6863 | 2.0808
6864 | 1.9917
6865 | 1.9547
6866 | 1.9092
6867 | 1.9183
6868 | 1.9085
6869 | 1.9105
6870 | 1.9155
6871 | 1.9195
6872 | 1.9465
6873 | 1.9455
6874 | 1.946
6875 | 1.9863
6876 | 1.9848
6877 | 1.975
6878 | 2.0343
6879 | 2.032
6880 | 2.024
6881 | 2.068
6882 | 2.1445
6883 | 2.2083
6884 | 2.127
6885 | 2.138
6886 | 2.115
6887 | 2.101
6888 | 2.0553
6889 | 2.001
6890 | 2.042
6891 | 2.1147
6892 | 2.1048
6893 | 2.1488
6894 | 2.472
6895 | 2.7905
6896 | 2.757
6897 | 2.418
6898 | 2.3315
6899 | 2.2875
6900 | 2.497
6901 | 2.3935
6902 | 2.4003
6903 | 2.5848
6904 | 2.7085
6905 | 2.7705
6906 | 2.7
6907 | 2.816
6908 | 2.8065
6909 | 2.624
6910 | 2.4223
6911 | 2.4183
6912 | 2.356
6913 | 2.188
6914 | 2.151
6915 | 2.1172
6916 | 2.1385
6917 | 2.2317
6918 | 2.7172
6919 | 2.8075
6920 | 2.8022
6921 | 2.6002
6922 | 2.4355
6923 | 2.4925
6924 | 2.2197
6925 | 2.285
6926 | 2.3582
6927 | 2.2655
6928 | 2.3392
6929 | 2.7955
6930 | 2.6835
6931 | 2.606
6932 | 2.3127
6933 | 2.1437
6934 | 2.114
6935 | 2.091
6936 | 2.1037
6937 | 2.096
6938 | 2.1445
6939 | 2.049
6940 | 2.024
6941 | 2.0827
6942 | 2.124
6943 | 2.1685
6944 | 2.2683
6945 | 2.1688
6946 | 2.0448
6947 | 2.2492
6948 | 2.3718
6949 | 2.0095
6950 | 2.0055
6951 | 2.0473
6952 | 2.3635
6953 | 2.4065
6954 | 2.227
6955 | 2.3405
6956 | 2.0405
6957 | 1.9835
6958 | 1.9665
6959 | 1.9848
6960 | 1.9592
6961 | 1.9385
6962 | 2.0133
6963 | 2.019
6964 | 2.0223
6965 | 1.9572
6966 | 2.0577
6967 | 2.3598
6968 | 2.3712
6969 | 2.218
6970 | 2.0155
6971 | 1.9498
6972 | 1.9598
6973 | 2.0448
6974 | 2.042
6975 | 2.0587
6976 | 2.464
6977 | 2.431
6978 | 2.5082
6979 | 2.7012
6980 | 2.4217
6981 | 2.266
6982 | 2.1343
6983 | 2.2782
6984 | 2.2725
6985 | 2.275
6986 | 2.1205
6987 | 2.049
6988 | 2.1325
6989 | 2.0518
6990 | 2.4265
6991 | 2.7327
6992 | 2.6923
6993 | 2.5343
6994 | 2.5587
6995 | 2.676
6996 | 2.429
6997 | 2.1755
6998 | 2.3105
6999 | 2.5467
7000 | 2.591
7001 | 2.6498
7002 | 2.7917
7003 | 2.6932
7004 | 2.4617
7005 | 2.4075
7006 | 2.3843
7007 | 2.2405
7008 | 2.3165
7009 | 2.2955
7010 | 2.1393
7011 | 2.222
7012 | 2.077
7013 | 2.0845
7014 | 2.1242
7015 | 2.3502
7016 | 2.4327
7017 | 2.3935
7018 | 2.3425
7019 | 2.3457
7020 | 2.1178
7021 | 2.066
7022 | 2.0755
7023 | 2.0955
7024 | 2.2048
7025 | 2.5057
7026 | 2.6755
7027 | 2.3422
7028 | 2.0888
7029 | 2.0267
7030 | 2.0293
7031 | 2.0285
7032 | 1.9395
7033 | 1.8798
7034 | 1.869
7035 | 1.878
7036 | 1.9152
7037 | 1.8662
7038 | 1.9135
7039 | 1.9458
7040 | 1.93
7041 | 1.8873
7042 | 1.9015
7043 | 1.933
7044 | 1.977
7045 | 1.9485
7046 | 1.9258
7047 | 1.9338
7048 | 2.0085
7049 | 1.9772
7050 | 2.0655
7051 | 2.1125
7052 | 1.9095
7053 | 1.88
7054 | 1.8445
7055 | 1.8193
7056 | 1.7797
7057 | 1.7657
7058 | 1.7995
7059 | 1.7412
7060 | 1.7492
7061 | 1.8685
7062 | 2.2135
7063 | 2.1637
7064 | 2.527
7065 | 2.1695
7066 | 2.0892
7067 | 2.1138
7068 | 1.9465
7069 | 1.8787
7070 | 1.8658
7071 | 1.8625
7072 | 1.9638
7073 | 2.377
7074 | 2.5103
7075 | 2.5685
7076 | 2.3803
7077 | 2.2332
7078 | 1.9905
7079 | 1.9995
7080 | 1.8885
7081 | 1.863
7082 | 1.8493
7083 | 1.8482
7084 | 1.7995
7085 | 1.8853
7086 | 1.9703
7087 | 1.934
7088 | 2.1892
7089 | 2.0577
7090 | 1.9632
7091 | 1.896
7092 | 1.812
7093 | 1.7428
7094 | 1.7265
7095 | 1.7652
7096 | 1.9903
7097 | 2.1902
7098 | 2.336
7099 | 2.203
7100 | 1.9127
7101 | 1.961
7102 | 1.9403
7103 | 1.8765
7104 | 1.775
7105 | 1.8115
7106 | 1.8357
7107 | 1.8285
7108 | 1.85
7109 | 1.9912
7110 | 2.155
7111 | 2.458
7112 | 2.3235
7113 | 2.1603
7114 | 2.0122
7115 | 2.112
7116 | 1.9895
7117 | 1.8845
7118 | 2.0278
7119 | 1.9923
7120 | 2.083
7121 | 2.3685
7122 | 2.327
7123 | 2.2437
7124 | 2.1298
7125 | 2.0293
7126 | 2.0922
7127 | 2.0885
7128 | 1.9705
7129 | 1.8573
7130 | 1.8765
7131 | 1.8685
7132 | 1.8955
7133 | 1.9932
7134 | 2.0507
7135 | 2.3425
7136 | 2.3502
7137 | 2.1055
7138 | 2.1393
7139 | 2.0205
7140 | 2.128
7141 | 2.0685
7142 | 2.1782
7143 | 2.0657
7144 | 2.2582
7145 | 2.5263
7146 | 2.6153
7147 | 2.2938
7148 | 1.89
7149 | 1.9735
7150 | 2.1997
7151 | 2.101
7152 | 1.8785
7153 | 1.8205
7154 | 1.7833
7155 | 1.7637
7156 | 1.7577
7157 | 1.8405
7158 | 2.15
7159 | 2.35
7160 | 2.4493
7161 | 2.0232
7162 | 1.9763
7163 | 1.868
7164 | 1.8333
7165 | 1.858
7166 | 1.9425
7167 | 2.0745
7168 | 2.0852
7169 | 2.3413
7170 | 2.495
7171 | 2.5303
7172 | 2.1103
7173 | 1.9963
7174 | 1.9563
7175 | 1.9072
7176 | 1.9498
7177 | 1.9118
7178 | 1.925
7179 | 1.8838
7180 | 2.007
7181 | 1.8262
7182 | 1.9852
7183 | 2.0332
7184 | 2.1448
7185 | 2.0305
7186 | 1.9112
7187 | 1.8505
7188 | 1.7868
7189 | 1.7257
7190 | 1.747
7191 | 1.7997
7192 | 1.982
7193 | 2.2258
7194 | 2.218
7195 | 2.0395
7196 | 1.9112
7197 | 1.7663
7198 | 1.7828
7199 | 1.729
7200 | 1.654
7201 | 1.6732
7202 | 1.6735
7203 | 1.664
7204 | 1.6623
7205 | 1.6198
7206 | 1.6158
7207 | 1.5998
7208 | 1.5757
7209 | 1.5695
7210 | 1.734
7211 | 1.773
7212 | 1.5835
7213 | 1.6505
7214 | 1.5428
7215 | 1.6258
7216 | 1.8245
7217 | 1.7277
7218 | 1.9318
7219 | 2.1255
7220 | 1.9255
7221 | 1.894
7222 | 1.7505
7223 | 1.7345
7224 | 1.6947
7225 | 1.6327
7226 | 1.6527
7227 | 1.6218
7228 | 1.596
7229 | 1.5853
7230 | 1.5985
7231 | 1.8217
7232 | 1.7865
7233 | 1.786
7234 | 1.7873
7235 | 1.7007
7236 | 1.6258
7237 | 1.6427
7238 | 1.6885
7239 | 1.8453
7240 | 1.689
7241 | 1.7668
7242 | 1.8377
7243 | 2.0053
7244 | 1.7975
7245 | 1.6835
7246 | 1.736
7247 | 1.6705
7248 | 1.68
7249 | 1.6513
7250 | 1.639
7251 | 1.6293
7252 | 1.6505
7253 | 1.641
7254 | 1.6473
7255 | 1.7888
7256 | 2.2132
7257 | 1.9678
7258 | 1.6972
7259 | 1.6138
7260 | 1.541
7261 | 1.5528
7262 | 1.554
7263 | 1.5855
7264 | 1.9045
7265 | 2.2995
7266 | 2.33
7267 | 2.3062
7268 | 2.1465
7269 | 1.9033
7270 | 1.7043
7271 | 1.7577
7272 | 1.6033
7273 | 1.5333
7274 | 1.5713
7275 | 1.646
7276 | 1.5288
7277 | 1.515
7278 | 1.5557
7279 | 1.6555
7280 | 1.836
7281 | 1.8255
7282 | 1.6422
7283 | 1.6362
7284 | 1.7212
7285 | 1.7565
7286 | 1.7197
7287 | 2
7288 | 2.0703
7289 | 2.305
7290 | 2.2367
7291 | 2.3207
7292 | 2.0762
7293 | 1.812
7294 | 1.7257
7295 | 1.7232
7296 | 1.6333
7297 | 1.6732
7298 | 1.5935
7299 | 1.6632
7300 | 1.6033
7301 | 1.583
7302 | 1.6635
7303 | 2.0852
7304 | 2.089
7305 | 2.1063
7306 | 2.0695
7307 | 2.0537
7308 | 1.9683
7309 | 1.895
7310 | 2.1728
7311 | 2.1452
7312 | 2.0185
7313 | 2.0332
7314 | 2.0307
7315 | 2.0848
7316 | 2.011
7317 | 1.6607
7318 | 1.5765
7319 | 1.5482
7320 | 1.4808
7321 | 1.4435
7322 | 1.4307
7323 | 1.4352
7324 | 1.4795
7325 | 1.4287
7326 | 1.423
7327 | 1.47
7328 | 1.499
7329 | 1.5048
7330 | 1.443
7331 | 1.4223
7332 | 1.432
7333 | 1.4495
7334 | 1.437
7335 | 1.5163
7336 | 1.5297
7337 | 1.5208
7338 | 1.5985
7339 | 1.6963
7340 | 1.5377
7341 | 1.5063
7342 | 1.486
7343 | 1.5565
7344 | 1.4183
7345 | 1.455
7346 | 1.442
7347 | 1.4265
7348 | 1.3633
7349 | 1.3388
7350 | 1.3395
7351 | 1.3735
7352 | 1.3662
7353 | 1.3578
7354 | 1.402
7355 | 1.3718
7356 | 1.4055
7357 | 1.4385
7358 | 1.4078
7359 | 1.3875
7360 | 1.4143
7361 | 1.5805
7362 | 2.0175
7363 | 1.8735
7364 | 1.7583
7365 | 1.5357
7366 | 1.433
7367 | 1.4115
7368 | 1.3622
7369 | 1.321
7370 | 1.3042
7371 | 1.2982
7372 | 1.2933
7373 | 1.2965
7374 | 1.318
7375 | 1.3573
7376 | 1.39
7377 | 1.359
7378 | 1.4205
7379 | 1.5075
7380 | 1.458
7381 | 1.4607
7382 | 1.4908
7383 | 1.4035
7384 | 1.4038
7385 | 1.4323
7386 | 1.5453
7387 | 1.5263
7388 | 1.4683
7389 | 1.4917
7390 | 1.4583
7391 | 1.4395
7392 | 1.442
7393 | 1.4875
7394 | 1.4835
7395 | 1.477
7396 | 1.5012
7397 | 1.4975
7398 | 1.4703
7399 | 1.5947
7400 | 1.7743
7401 | 1.772
7402 | 1.5855
7403 | 1.6035
7404 | 1.4532
7405 | 1.4952
7406 | 1.496
7407 | 1.4258
7408 | 1.6625
7409 | 1.9888
7410 | 2.093
7411 | 2.0238
7412 | 1.7797
7413 | 1.5012
7414 | 1.4002
7415 | 1.4207
7416 | 1.4185
7417 | 1.4423
7418 | 1.3995
7419 | 1.4045
7420 | 1.4053
7421 | 1.4797
7422 | 1.5037
7423 | 1.7178
7424 | 1.8193
7425 | 1.559
7426 | 1.638
7427 | 1.789
7428 | 1.6745
7429 | 1.731
7430 | 1.848
7431 | 1.7132
7432 | 1.8855
7433 | 1.945
7434 | 2.055
7435 | 2.0423
7436 | 1.9025
7437 | 1.8025
7438 | 1.7908
7439 | 1.6358
7440 | 1.5573
7441 | 1.5317
7442 | 1.4977
7443 | 1.528
7444 | 1.4772
7445 | 1.4595
7446 | 1.6167
7447 | 2.0515
7448 | 2.0358
7449 | 2.0907
7450 | 2.034
7451 | 2.1658
7452 | 2.1658
7453 | 2.1723
7454 | 2.2203
7455 | 2.1528
7456 | 2.225
7457 | 2.3253
7458 | 2.248
7459 | 2.2292
7460 | 2.1717
7461 | 2.0608
7462 | 1.771
7463 | 1.7025
7464 | 1.567
7465 | 1.4632
7466 | 1.4235
7467 | 1.467
7468 | 1.4805
7469 | 1.4795
7470 | 1.4837
7471 | 2.0802
7472 | 2.3123
7473 | 2.2035
7474 | 2.0802
7475 | 1.8953
7476 | 2.062
7477 | 1.855
7478 | 2.0185
7479 | 2.112
7480 | 2.1898
7481 | 2.2415
7482 | 2.2793
7483 | 2.2595
7484 | 2.246
7485 | 1.9863
7486 | 1.6485
7487 | 1.5508
7488 | 1.4587
7489 | 1.4278
7490 | 1.4318
7491 | 1.457
7492 | 1.4467
7493 | 1.437
7494 | 1.4435
7495 | 1.726
7496 | 1.7357
7497 | 1.7505
7498 | 1.6772
7499 | 1.505
7500 | 1.5393
7501 | 1.817
7502 | 2.0278
7503 | 2.0093
7504 | 1.8475
7505 | 1.751
7506 | 1.6675
7507 | 1.6652
7508 | 1.6367
7509 | 1.5833
7510 | 1.589
7511 | 1.494
7512 | 1.5157
7513 | 1.4685
7514 | 1.509
7515 | 1.4252
7516 | 1.4625
7517 | 1.3853
7518 | 1.385
7519 | 1.4
7520 | 1.4595
7521 | 1.4645
7522 | 1.4267
7523 | 1.4937
7524 | 1.393
7525 | 1.37
7526 | 1.3645
7527 | 1.4912
7528 | 1.516
7529 | 1.618
7530 | 2.007
7531 | 1.951
7532 | 1.672
7533 | 1.5982
7534 | 1.4863
7535 | 1.4563
7536 | 1.3762
7537 | 1.3962
7538 | 1.3685
7539 | 1.3295
7540 | 1.3782
7541 | 1.4425
7542 | 1.3117
7543 | 1.3093
7544 | 1.3273
7545 | 1.3117
7546 | 1.336
7547 | 1.3157
7548 | 1.3233
7549 | 1.3718
7550 | 1.3408
7551 | 1.5035
7552 | 1.711
7553 | 1.6732
7554 | 1.8193
7555 | 1.7945
7556 | 1.5922
7557 | 1.5705
7558 | 1.4772
7559 | 1.3433
7560 | 1.2945
7561 | 1.297
7562 | 1.3185
7563 | 1.3402
7564 | 1.3662
7565 | 1.3435
7566 | 1.3245
7567 | 1.468
7568 | 1.5535
7569 | 1.5462
7570 | 1.4652
7571 | 1.487
7572 | 1.5762
7573 | 1.3635
7574 | 1.4928
7575 | 1.5052
7576 | 1.8453
7577 | 1.8388
7578 | 1.9788
7579 | 1.7665
7580 | 1.7523
7581 | 1.5408
7582 | 1.4105
7583 | 1.344
7584 | 1.311
7585 | 1.3462
7586 | 1.3365
7587 | 1.3017
7588 | 1.3002
7589 | 1.324
7590 | 1.3473
7591 | 1.5708
7592 | 1.9387
7593 | 1.975
7594 | 2.0107
7595 | 1.7935
7596 | 1.7777
7597 | 1.736
7598 | 1.978
7599 | 2.2502
7600 | 2.1357
7601 | 2.1513
7602 | 2.2388
7603 | 2.1223
7604 | 1.964
7605 | 1.7845
7606 | 1.6293
7607 | 1.5557
7608 | 1.4772
7609 | 1.3927
7610 | 1.37
7611 | 1.3842
7612 | 1.3893
7613 | 1.39
7614 | 1.4205
7615 | 1.687
7616 | 1.6487
7617 | 1.9305
7618 | 2.0427
7619 | 1.7383
7620 | 1.7873
7621 | 1.9683
7622 | 1.8458
7623 | 1.749
7624 | 2.087
7625 | 1.9078
7626 | 2.007
7627 | 1.8037
7628 | 1.6718
7629 | 1.4865
7630 | 1.3982
7631 | 1.3317
7632 | 1.3317
7633 | 1.3422
7634 | 1.28
7635 | 1.3148
7636 | 1.2715
7637 | 1.2688
7638 | 1.299
7639 | 1.3215
7640 | 1.4427
7641 | 1.4487
7642 | 1.391
7643 | 1.3505
7644 | 1.3542
7645 | 1.3618
7646 | 1.322
7647 | 1.384
7648 | 1.4797
7649 | 1.7737
7650 | 1.8815
7651 | 1.8135
7652 | 1.586
7653 | 1.4267
7654 | 1.3282
7655 | 1.35
7656 | 1.2668
7657 | 1.2877
7658 | 1.3015
7659 | 1.2637
7660 | 1.2523
7661 | 1.242
7662 | 1.269
7663 | 1.2945
7664 | 1.464
7665 | 1.619
7666 | 1.3633
7667 | 1.2715
7668 | 1.2437
7669 | 1.242
7670 | 1.2628
7671 | 1.2968
7672 | 1.419
7673 | 1.621
7674 | 1.6515
7675 | 1.5148
7676 | 1.4332
7677 | 1.313
7678 | 1.2677
7679 | 1.264
7680 | 1.2565
7681 | 1.2225
7682 | 1.2047
7683 | 1.2185
7684 | 1.1932
7685 | 1.196
7686 | 1.1938
7687 | 1.2025
7688 | 1.223
7689 | 1.2505
7690 | 1.2688
7691 | 1.263
7692 | 1.2617
7693 | 1.253
7694 | 1.291
7695 | 1.3762
7696 | 1.4002
7697 | 1.431
7698 | 1.4363
7699 | 1.449
7700 | 1.3317
7701 | 1.301
7702 | 1.306
7703 | 1.3397
7704 | 1.2245
7705 | 1.176
7706 | 1.144
7707 | 1.1513
7708 | 1.147
7709 | 1.2018
7710 | 1.21
7711 | 1.2145
7712 | 1.27
7713 | 1.3435
7714 | 1.3057
7715 | 1.3377
7716 | 1.2982
7717 | 1.235
7718 | 1.275
7719 | 1.3825
7720 | 1.244
7721 | 1.3765
7722 | 1.3835
7723 | 1.3558
7724 | 1.276
7725 | 1.244
7726 | 1.2163
7727 | 1.2203
7728 | 1.2515
7729 | 1.2483
7730 | 1.2428
7731 | 1.1852
7732 | 1.2018
7733 | 1.2178
7734 | 1.2948
7735 | 1.315
7736 | 1.3428
7737 | 1.3382
7738 | 1.2885
7739 | 1.2365
7740 | 1.2748
7741 | 1.2835
7742 | 1.2962
7743 | 1.3745
7744 | 1.4643
7745 | 1.677
7746 | 1.628
7747 | 1.7215
7748 | 1.483
7749 | 1.293
7750 | 1.2897
7751 | 1.2922
7752 | 1.308
7753 | 1.3317
7754 | 1.2797
7755 | 1.352
7756 | 1.298
7757 | 1.3162
7758 | 1.371
7759 | 1.4078
7760 | 1.434
7761 | 1.5115
7762 | 1.444
7763 | 1.384
7764 | 1.355
7765 | 1.3408
7766 | 1.34
7767 | 1.3598
7768 | 1.4445
7769 | 1.4757
7770 | 1.5493
7771 | 1.5422
7772 | 1.614
7773 | 1.4315
7774 | 1.349
7775 | 1.3493
7776 | 1.3288
7777 | 1.2775
7778 | 1.305
7779 | 1.2997
7780 | 1.3885
7781 | 1.446
7782 | 1.4263
7783 | 1.4903
7784 | 1.5548
7785 | 1.5828
7786 | 1.5163
7787 | 1.4975
7788 | 1.4792
7789 | 1.4732
7790 | 1.5108
7791 | 1.5673
7792 | 1.6485
7793 | 1.6775
7794 | 1.7652
7795 | 1.7315
7796 | 1.7252
7797 | 1.5877
7798 | 1.591
7799 | 1.5103
7800 | 1.4507
7801 | 1.4303
7802 | 1.4152
7803 | 1.4087
7804 | 1.4078
7805 | 1.4175
7806 | 1.4045
7807 | 1.4768
7808 | 1.5413
7809 | 1.5548
7810 | 1.4823
7811 | 1.4415
7812 | 1.5157
7813 | 1.4908
7814 | 1.4595
7815 | 1.5817
7816 | 1.7897
7817 | 1.9803
7818 | 2.1288
7819 | 1.8382
7820 | 1.9445
7821 | 1.5978
7822 | 1.7383
7823 | 1.4737
7824 | 1.4455
7825 | 1.443
7826 | 1.4458
7827 | 1.4275
7828 | 1.447
7829 | 1.4078
7830 | 1.4363
7831 | 1.4772
7832 | 1.715
7833 | 1.7018
7834 | 1.699
7835 | 1.727
7836 | 1.6798
7837 | 1.6758
7838 | 1.731
7839 | 1.505
7840 | 1.5288
7841 | 1.5325
7842 | 1.6878
7843 | 1.7178
7844 | 1.6635
7845 | 1.5967
7846 | 1.545
7847 | 1.5553
7848 | 1.4447
7849 | 1.409
7850 | 1.3962
7851 | 1.4132
7852 | 1.407
7853 | 1.4087
7854 | 1.4098
7855 | 1.4607
7856 | 1.4777
7857 | 1.4415
7858 | 1.4155
7859 | 1.429
7860 | 1.4708
7861 | 1.4447
7862 | 1.435
7863 | 1.4343
7864 | 1.404
7865 | 1.4265
7866 | 1.5108
7867 | 1.48
7868 | 1.4512
7869 | 1.412
7870 | 1.4147
7871 | 1.4347
7872 | 1.4425
7873 | 1.389
7874 | 1.4022
7875 | 1.3855
7876 | 1.3887
7877 | 1.3573
7878 | 1.3402
7879 | 1.3538
7880 | 1.345
7881 | 1.3882
7882 | 1.4187
7883 | 1.4183
7884 | 1.3818
7885 | 1.381
7886 | 1.3842
7887 | 1.4307
7888 | 1.452
7889 | 1.494
7890 | 1.5345
7891 | 1.5402
7892 | 1.5325
7893 | 1.5362
7894 | 1.3793
7895 | 1.3595
7896 | 1.3695
7897 | 1.3417
7898 | 1.3642
7899 | 1.332
7900 | 1.3447
7901 | 1.3578
7902 | 1.4218
7903 | 1.4545
7904 | 1.5602
7905 | 1.5228
7906 | 1.434
7907 | 1.437
7908 | 1.571
7909 | 1.4378
7910 | 1.4632
7911 | 1.487
7912 | 1.5828
7913 | 1.5455
7914 | 1.7268
7915 | 1.7265
7916 | 1.6173
7917 | 1.5708
7918 | 1.6025
7919 | 1.5417
7920 | 1.5297
7921 | 1.435
7922 | 1.438
7923 | 1.4555
7924 | 1.4797
7925 | 1.5397
7926 | 1.6227
7927 | 1.64
7928 | 1.7005
7929 | 1.809
7930 | 1.669
7931 | 1.6553
7932 | 1.668
7933 | 1.7172
7934 | 1.8082
7935 | 1.9098
7936 | 2.0005
7937 | 1.9272
7938 | 1.8613
7939 | 1.7585
7940 | 1.7215
7941 | 1.6387
7942 | 1.652
7943 | 1.607
7944 | 1.5908
7945 | 1.575
7946 | 1.562
7947 | 1.5905
7948 | 1.5625
7949 | 1.5713
7950 | 1.6683
7951 | 1.7833
7952 | 2.0783
7953 | 2.0282
7954 | 1.7962
7955 | 1.7395
7956 | 1.7055
7957 | 1.6482
7958 | 1.6655
7959 | 1.7025
7960 | 1.6807
7961 | 2.1227
7962 | 2.1155
7963 | 2.1117
7964 | 1.5908
7965 | 1.59
7966 | 1.5348
7967 | 1.5393
7968 | 1.5493
7969 | 1.541
7970 | 1.54
7971 | 1.5285
7972 | 1.529
7973 | 1.5037
7974 | 1.6342
7975 | 1.6002
7976 | 1.6218
7977 | 1.6375
7978 | 1.612
7979 | 1.6238
7980 | 1.621
7981 | 1.6647
7982 | 1.6533
7983 | 1.6547
7984 | 1.6865
7985 | 1.7842
7986 | 1.8962
7987 | 1.8782
7988 | 1.8405
7989 | 1.7583
7990 | 1.7263
7991 | 1.7415
7992 | 1.7472
7993 | 1.819
7994 | 1.7552
7995 | 1.7525
7996 | 1.7425
7997 | 1.756
7998 | 1.8217
7999 | 1.8625
8000 | 2.2205
8001 | 2.2858
8002 | 1.923
8003 | 1.7232
8004 | 1.7012
8005 | 1.7025
8006 | 1.7297
8007 | 1.7312
8008 | 1.7172
8009 | 1.855
8010 | 1.9087
8011 | 1.7535
8012 | 1.7765
8013 | 1.6792
8014 | 1.6787
8015 | 1.7517
8016 | 1.6358
8017 | 1.611
8018 | 1.6775
8019 | 1.6325
8020 | 1.6145
8021 | 1.59
8022 | 1.6
8023 | 1.582
8024 | 1.6093
8025 | 1.624
8026 | 1.593
8027 | 1.603
8028 | 1.6273
8029 | 1.6445
8030 | 1.6535
8031 | 1.6162
8032 | 1.6507
8033 | 1.7503
8034 | 1.704
8035 | 1.7572
8036 | 1.7197
8037 | 1.6872
8038 | 1.599
8039 | 1.5975
8040 | 1.4655
8041 | 1.4538
8042 | 1.4438
8043 | 1.4478
8044 | 1.4483
8045 | 1.4432
8046 | 1.448
8047 | 1.4435
8048 | 1.465
8049 | 1.5195
8050 | 1.4645
8051 | 1.4532
8052 | 1.772
8053 | 1.5493
8054 | 1.5197
8055 | 1.8035
8056 | 1.8942
8057 | 1.615
8058 | 1.8173
8059 | 1.685
8060 | 1.5998
8061 | 1.5092
8062 | 1.4795
8063 | 1.4592
8064 | 1.4387
8065 | 1.4318
8066 | 1.4163
8067 | 1.4275
8068 | 1.4005
8069 | 1.385
8070 | 1.3982
8071 | 1.4945
8072 | 1.6698
8073 | 1.7428
8074 | 1.774
8075 | 1.7705
8076 | 1.4695
8077 | 1.4518
8078 | 1.4635
8079 | 1.5902
8080 | 1.6795
8081 | 2.0297
8082 | 2.0535
8083 | 1.9975
8084 | 1.9227
8085 | 1.7645
8086 | 1.6335
8087 | 1.638
8088 | 1.4948
8089 | 1.5397
8090 | 1.6178
8091 | 1.616
8092 | 1.6167
8093 | 1.6545
8094 | 1.6938
8095 | 1.7372
8096 | 1.8382
8097 | 1.9022
8098 | 1.9723
8099 | 1.8555
8100 | 1.6553
8101 | 1.6158
8102 | 1.6418
8103 | 1.928
8104 | 2.2255
8105 | 2.3653
8106 | 2.4682
8107 | 2.4232
8108 | 2.1963
8109 | 1.9685
8110 | 1.8967
8111 | 1.834
8112 | 1.7775
8113 | 1.7512
8114 | 1.7652
8115 | 1.7497
8116 | 1.7167
8117 | 1.692
8118 | 1.6765
8119 | 1.8595
8120 | 2.174
8121 | 2.2553
8122 | 2.2252
8123 | 2.2105
8124 | 2.0553
8125 | 1.797
8126 | 2.1455
8127 | 2.1313
8128 | 2.2767
8129 | 2.3945
8130 | 2.5145
8131 | 2.4613
8132 | 2.2163
8133 | 2.1115
8134 | 1.8245
8135 | 1.7628
8136 | 1.7183
8137 | 1.6798
8138 | 1.6592
8139 | 1.7203
8140 | 1.6878
8141 | 1.6515
8142 | 1.6743
8143 | 1.9995
8144 | 2.1365
8145 | 2.0815
8146 | 1.838
8147 | 1.7105
8148 | 1.712
8149 | 1.6698
8150 | 1.6365
8151 | 1.6672
8152 | 1.601
8153 | 1.627
8154 | 1.6042
8155 | 1.6158
8156 | 1.6405
8157 | 1.599
8158 | 1.5353
8159 | 1.5453
8160 | 1.5148
8161 | 1.5008
8162 | 1.492
8163 | 1.4905
8164 | 1.4843
8165 | 1.4908
8166 | 1.5625
8167 | 1.5975
8168 | 1.7853
8169 | 1.8125
8170 | 1.876
8171 | 1.7245
8172 | 1.6178
8173 | 1.6173
8174 | 1.689
8175 | 1.7167
8176 | 1.7605
8177 | 1.8902
8178 | 1.8725
8179 | 1.9145
8180 | 1.8753
8181 | 1.8048
8182 | 1.7075
8183 | 1.7988
8184 | 1.7023
8185 | 1.6595
8186 | 1.652
8187 | 1.6442
8188 | 1.656
8189 | 1.6645
8190 | 1.6738
8191 | 1.668
8192 | 1.6562
8193 | 1.66
8194 | 1.6743
8195 | 1.8033
8196 | 1.8013
8197 | 1.6987
8198 | 1.654
8199 | 1.6495
8200 | 1.6898
8201 | 1.701
8202 | 1.7423
8203 | 1.7248
8204 | 1.7922
8205 | 1.7152
8206 | 1.744
8207 | 1.6638
8208 | 1.6335
8209 | 1.5817
8210 | 1.578
8211 | 1.6073
8212 | 1.6113
8213 | 1.656
8214 | 1.664
8215 | 1.6222
8216 | 1.6355
8217 | 1.631
8218 | 1.6402
8219 | 1.612
8220 | 1.6638
8221 | 1.7087
8222 | 1.702
8223 | 1.665
8224 | 1.6427
8225 | 1.7237
8226 | 1.7388
8227 | 1.637
8228 | 1.6102
8229 | 1.5942
8230 | 1.5777
8231 | 1.577
8232 | 1.5597
8233 | 1.5735
8234 | 1.5425
8235 | 1.5397
8236 | 1.5602
8237 | 1.5353
8238 | 1.5797
8239 | 1.5928
8240 | 1.6513
8241 | 1.643
8242 | 1.671
8243 | 1.6975
8244 | 1.6093
8245 | 1.5725
8246 | 1.5915
8247 | 1.6507
8248 | 1.6238
8249 | 1.6632
8250 | 1.676
8251 | 1.7515
8252 | 1.7323
8253 | 1.6353
8254 | 1.5608
8255 | 1.5645
8256 | 1.5485
8257 | 1.5385
8258 | 1.5385
8259 | 1.5342
8260 | 1.5235
8261 | 1.525
8262 | 1.55
8263 | 1.5673
8264 | 1.6445
8265 | 1.6703
8266 | 1.7665
8267 | 1.8638
8268 | 1.988
8269 | 2.3988
8270 | 2.423
8271 | 2.337
8272 | 2.2978
8273 | 2.3255
8274 | 2.5987
8275 | 2.5675
8276 | 2.4047
8277 | 2.1625
8278 | 1.8678
8279 | 1.7977
8280 | 1.797
8281 | 1.8475
8282 | 1.7563
8283 | 1.7405
8284 | 1.7377
8285 | 1.714
8286 | 1.8445
8287 | 2.3615
8288 | 2.3527
8289 | 2.446
8290 | 2.549
8291 | 2.459
8292 | 2.5482
8293 | 2.3995
8294 | 2.4615
8295 | 2.578
8296 | 2.5097
8297 | 2.6675
8298 | 2.7367
8299 | 2.7262
8300 | 2.5128
8301 | 2.288
8302 | 2.0913
8303 | 2.1282
8304 | 2.0395
8305 | 1.84
8306 | 1.823
8307 | 1.8385
8308 | 1.8013
8309 | 1.7977
8310 | 1.9318
8311 | 2.2265
8312 | 2.602
8313 | 2.5293
8314 | 2.5035
8315 | 2.3472
8316 | 2.3758
8317 | 2.2822
8318 | 2.4975
8319 | 2.296
8320 | 2.482
8321 | 2.6437
8322 | 2.5715
8323 | 2.3348
8324 | 1.9178
8325 | 1.7922
8326 | 1.911
8327 | 1.8885
8328 | 1.8447
8329 | 1.818
8330 | 1.8365
8331 | 1.7842
8332 | 1.734
8333 | 1.7078
8334 | 1.7445
8335 | 2.0265
8336 | 2.1098
8337 | 2.172
8338 | 2.0825
8339 | 2.2795
8340 | 2.3403
8341 | 2.0705
8342 | 2.2738
8343 | 2.1578
8344 | 2.3247
8345 | 2.2855
8346 | 2.275
8347 | 2.0873
8348 | 1.81
8349 | 1.6903
8350 | 1.6485
8351 | 1.5575
8352 | 1.5422
8353 | 1.5023
8354 | 1.491
8355 | 1.492
8356 | 1.4905
8357 | 1.4737
8358 | 1.4655
8359 | 1.479
8360 | 1.4825
8361 | 1.5257
8362 | 1.672
8363 | 1.6167
8364 | 1.574
8365 | 1.4948
8366 | 1.5373
8367 | 1.5978
8368 | 1.5457
8369 | 1.5788
8370 | 1.496
8371 | 1.4443
8372 | 1.4743
8373 | 1.4215
8374 | 1.382
8375 | 1.4013
8376 | 1.3687
8377 | 1.3502
8378 | 1.3253
8379 | 1.3513
8380 | 1.3285
8381 | 1.3337
8382 | 1.3342
8383 | 1.3402
8384 | 1.3815
8385 | 1.4305
8386 | 1.491
8387 | 1.4278
8388 | 1.4118
8389 | 1.4403
8390 | 1.421
8391 | 1.4123
8392 | 1.4535
8393 | 1.4263
8394 | 1.4245
8395 | 1.4418
8396 | 1.3787
8397 | 1.382
8398 | 1.365
8399 | 1.421
8400 | 1.4585
8401 | 1.3297
8402 | 1.3017
8403 | 1.311
8404 | 1.2922
8405 | 1.324
8406 | 1.3305
8407 | 1.3938
8408 | 1.449
8409 | 1.4445
8410 | 1.4495
8411 | 1.3967
8412 | 1.4042
8413 | 1.4325
8414 | 1.439
8415 | 1.4212
8416 | 1.4387
8417 | 1.4868
8418 | 1.5633
8419 | 1.5453
8420 | 1.5475
8421 | 1.4272
8422 | 1.401
8423 | 1.381
8424 | 1.3922
8425 | 1.4198
8426 | 1.3647
8427 | 1.359
8428 | 1.3515
8429 | 1.367
8430 | 1.3582
8431 | 1.447
8432 | 1.481
8433 | 1.605
8434 | 1.5402
8435 | 1.4795
8436 | 1.4932
8437 | 1.4905
8438 | 1.4627
8439 | 1.4678
8440 | 1.5702
8441 | 1.7038
8442 | 1.7038
8443 | 1.609
8444 | 1.493
8445 | 1.4748
8446 | 1.3838
8447 | 1.354
8448 | 1.3478
8449 | 1.347
8450 | 1.3485
8451 | 1.3527
8452 | 1.343
8453 | 1.3315
8454 | 1.347
8455 | 1.3767
8456 | 1.387
8457 | 1.5225
8458 | 1.5235
8459 | 1.4272
8460 | 1.4013
8461 | 1.4018
8462 | 1.4203
8463 | 1.4155
8464 | 1.4275
8465 | 1.4215
8466 | 1.4405
8467 | 1.5008
8468 | 1.4663
8469 | 1.4395
8470 | 1.3842
8471 | 1.3985
8472 | 1.391
8473 | 1.3678
8474 | 1.3705
8475 | 1.3462
8476 | 1.346
8477 | 1.3622
8478 | 1.4305
8479 | 1.383
8480 | 1.3822
8481 | 1.411
8482 | 1.4245
8483 | 1.3925
8484 | 1.395
8485 | 1.4147
8486 | 1.4083
8487 | 1.4175
8488 | 1.436
8489 | 1.5317
8490 | 1.5542
8491 | 1.5035
8492 | 1.5897
8493 | 1.537
8494 | 1.497
8495 | 1.452
8496 | 1.4652
8497 | 1.4672
8498 | 1.4027
8499 | 1.4335
8500 | 1.393
8501 | 1.465
8502 | 1.484
8503 | 1.5465
8504 | 1.644
8505 | 1.7185
8506 | 1.6247
8507 | 1.5908
8508 | 1.5705
8509 | 1.5682
8510 | 1.5765
8511 | 1.5515
8512 | 1.575
8513 | 1.633
8514 | 1.708
8515 | 1.589
8516 | 1.601
8517 | 1.53
8518 | 1.4735
8519 | 1.516
8520 | 1.4605
8521 | 1.4275
8522 | 1.4145
8523 | 1.403
8524 | 1.39
8525 | 1.3907
8526 | 1.3815
8527 | 1.4002
8528 | 1.4307
8529 | 1.4312
8530 | 1.4385
8531 | 1.4147
8532 | 1.4375
8533 | 1.4543
8534 | 1.4305
8535 | 1.424
8536 | 1.4532
8537 | 1.4925
8538 | 1.5375
8539 | 1.5315
8540 | 1.4895
8541 | 1.4523
8542 | 1.4315
8543 | 1.4283
8544 | 1.445
8545 | 1.397
8546 | 1.3855
8547 | 1.4098
8548 | 1.3918
8549 | 1.4115
8550 | 1.4405
8551 | 1.4407
8552 | 1.4775
8553 | 1.509
8554 | 1.5137
8555 | 1.5112
8556 | 1.5217
8557 | 1.5428
8558 | 1.5993
8559 | 1.5933
8560 | 1.6772
8561 | 1.8498
8562 | 1.8942
8563 | 1.8445
8564 | 1.8125
8565 | 1.7685
8566 | 1.759
8567 | 1.7897
8568 | 1.7583
8569 | 1.7708
8570 | 1.7737
8571 | 1.7597
8572 | 1.7412
8573 | 1.733
8574 | 1.7188
8575 | 1.7118
8576 | 1.77
8577 | 1.8487
8578 | 1.7652
8579 | 1.727
8580 | 1.7052
8581 | 1.726
8582 | 1.7208
8583 | 1.7158
8584 | 1.7945
8585 | 1.7345
8586 | 1.7955
8587 | 1.7985
8588 | 1.7383
8589 | 1.7052
8590 | 1.702
8591 | 1.6712
8592 | 1.6522
8593 | 1.659
8594 | 1.6258
8595 | 1.624
8596 | 1.62
8597 | 1.6
8598 | 1.595
8599 | 1.6615
8600 | 1.7205
8601 | 1.7497
8602 | 1.7953
8603 | 1.7305
8604 | 1.7112
8605 | 1.6445
8606 | 1.632
8607 | 1.624
8608 | 1.6075
8609 | 1.6832
8610 | 1.733
8611 | 1.6932
8612 | 1.653
8613 | 1.5833
8614 | 1.5837
8615 | 1.5917
8616 | 1.5648
8617 | 1.5637
8618 | 1.5548
8619 | 1.5525
8620 | 1.543
8621 | 1.531
8622 | 1.528
8623 | 1.55
8624 | 1.601
8625 | 1.5935
8626 | 1.5768
8627 | 1.579
8628 | 1.549
8629 | 1.568
8630 | 1.5955
8631 | 1.6065
8632 | 1.6447
8633 | 1.7185
8634 | 1.8155
8635 | 1.7917
8636 | 1.764
8637 | 1.7035
8638 | 1.662
8639 | 1.6735
8640 | 1.5642
8641 | 1.5633
8642 | 1.5208
8643 | 1.4995
8644 | 1.499
8645 | 1.5063
8646 | 1.5312
8647 | 1.5473
8648 | 1.5695
8649 | 1.5208
8650 | 1.624
8651 | 1.5947
8652 | 1.583
8653 | 1.5885
8654 | 1.5938
8655 | 1.6213
8656 | 1.629
8657 | 1.639
8658 | 1.7743
8659 | 1.7797
8660 | 1.7335
8661 | 1.6215
8662 | 1.5982
8663 | 1.5762
8664 | 1.559
8665 | 1.5315
8666 | 1.5245
8667 | 1.5143
8668 | 1.509
8669 | 1.5425
8670 | 1.5885
8671 | 1.5808
8672 | 1.5853
8673 | 1.583
8674 | 1.6015
8675 | 1.5748
8676 | 1.5865
8677 | 1.569
8678 | 1.5365
8679 | 1.6527
8680 | 1.694
8681 | 1.7688
8682 | 1.9952
8683 | 2.0263
8684 | 1.8402
8685 | 1.6487
8686 | 1.743
8687 | 1.6555
8688 | 1.5615
8689 | 1.5485
8690 | 1.5535
8691 | 1.5588
8692 | 1.5602
8693 | 1.552
8694 | 1.5032
8695 | 1.5155
8696 | 1.5815
8697 | 1.6302
8698 | 1.701
8699 | 1.5745
8700 | 1.5108
8701 | 1.4863
8702 | 1.485
8703 | 1.5967
8704 | 1.6678
8705 | 1.8053
8706 | 1.863
8707 | 1.8918
8708 | 1.7917
8709 | 1.6643
8710 | 1.5668
8711 | 1.5065
8712 | 1.4795
8713 | 1.525
8714 | 1.4703
8715 | 1.461
8716 | 1.4418
8717 | 1.4283
8718 | 1.4465
8719 | 1.4743
8720 | 1.4892
8721 | 1.524
8722 | 1.4652
8723 | 1.4392
8724 | 1.4383
8725 | 1.449
8726 | 1.4335
8727 | 1.4977
8728 | 1.672
8729 | 1.5915
8730 | 1.4975
8731 | 1.5303
8732 | 1.5748
8733 | 1.6107
8734 | 1.5853
8735 | 1.4292
8736 | 1.3818
8737 | 1.3833
8738 | 1.4018
8739 | 1.386
8740 | 1.404
8741 | 1.445
8742 | 1.457
8743 | 1.453
8744 | 1.4532
8745 | 1.4618
8746 | 1.4347
8747 | 1.4565
8748 | 1.481
8749 | 1.46
8750 | 1.4598
8751 | 1.4917
8752 | 1.7477
8753 | 1.5565
8754 | 1.5508
8755 | 1.6938
8756 | 1.537
8757 | 1.4238
8758 | 1.5295
8759 | 1.616
8760 | 1.8037

## H2 IMPORTS
| Capacity (GW) | Price (€/MWh) | Price H2 (€/kg H2)
Hydrogen Import | 8 |  |  | H2 IMPORT: Personal assumption -> price of hydrogen import ranges from 3 to 8€/kg, in line with other studies (Guidehouse 2021, Van Wijk and Chatzimarkakis 2020)
IMPORT_H2_1 | 1.1429 | 90.9091 | 3
IMPORT_H2_2 | 1.1429 | 106.0606 | 3.5
IMPORT_H2_3 | 1.1429 | 121.2121 | 4
IMPORT_H2_4 | 1.1429 | 151.5152 | 5
IMPORT_H2_5 | 1.1429 | 181.8182 | 6
IMPORT_H2_6 | 1.1429 | 212.1212 | 7
IMPORT_H2_7 | 1.1429 | 242.4242 | 8