## DEMAND
HYDROGEN DEMAND
H2 demand is very uncertain, but recent pushbacks in the H2 sector call for a conservative approach
In the first report "National Hydrogen Strategy" from the German Government they bet on Fuel Cell vehicules and industry for the bulk of the H2 demand growth. 5 years later, fuel cell vehicules have been outpaced by battery vehicules. The German industry is struggling due to the 2022 gas crisis and hasn't reached the output level of before the crisis.
In the model, we thus use a conservative approach for H2 demand: we only consider the H2 demand level of 2022 as a baseline, which is 72 TWh (annual). Around 20% of this demand is met by hydrogen as a byproduct, which means approximately 55 TWh (a figure given in the NHS from the government) has to be supplied by dedicated production (Lenivova, V. (2022). Potential developments of renewable hydrogen imports to European markets until 2030. Oxford Institute for Energy Studies.)
| base case | high H2 case
Annual H2 demand | 55 | 87 | TWh | 58.18%
per hour | 6.2785 | 9.9315 | GW
ELECTRICITY DEMAND
2035 annual demand | 600 | TWh | From Pietzcker, R. C., Osorio, S., & Rodrigues, R. (2021). Tightening EU ETS targets in line with the European Green Deal : Impacts on the decarbonization of the EU power sector. Applied Energy, 293, 116914. https://doi.org/10.1016/j.apenergy.2021.116914
(equivalent to EERA projection for 2028, so we use EERA data for 2028)

## LOAD
TimeBlock | WS15 | WS29 | WS36 | WS12 | WS24 | WS09
1 | 57734.8735 | 64614.5176 | 51575.9017 | 68777.2706 | 64436.0964 | 54848.0065
2 | 55549.7505 | 59380.4613 | 53817.4662 | 61674.8469 | 58583.4999 | 54298.839
3 | 63407.3219 | 67543.5416 | 61749.3747 | 70392.9692 | 66625.6924 | 62797.399
4 | 66125.9591 | 72257.0307 | 67842.1663 | 75946.9904 | 69973.4144 | 67684.7538
5 | 72837.616 | 77298.1077 | 70608.1595 | 80156.6034 | 75913.7081 | 71556.4956
6 | 64870.6953 | 73335.5007 | 61970.0992 | 75738.1505 | 70758.5489 | 61422.1027
7 | 59187.5927 | 71595.455 | 59738.583 | 74512.5779 | 69249.2725 | 57001.1347
8 | 77814.571 | 82725.0225 | 76707.7115 | 84508.865 | 81257.7939 | 72123.9763
9 | 86679.4425 | 92454.0264 | 86481.411 | 94549.1882 | 90370.3276 | 82919.8752
10 | 84967.3027 | 90287.169 | 86369.6993 | 93738.6139 | 88062.842 | 83016.7101
11 | 86348.607 | 91700.4772 | 87136.0433 | 93914.3382 | 89420.3695 | 83196.728
12 | 71706.4395 | 78455.6613 | 70718.4771 | 80467.7159 | 75993.0771 | 66926.2831
13 | 65348.016 | 74028.3928 | 65771.2196 | 76351.9827 | 68877.7718 | 63887.1658
14 | 80232.2256 | 83710.4677 | 79916.6961 | 84134.101 | 77968.4267 | 78571.8299
15 | 90039.1447 | 93856.887 | 89305.3209 | 94739.5645 | 86474.769 | 88958.4015
16 | 88620.9209 | 92108.705 | 88587.0049 | 93042.4606 | 84980.4521 | 88381.0597
17 | 89428.2665 | 93437.564 | 89031.1727 | 93004.1524 | 84819.6612 | 89374.9255
18 | 74310.772 | 79830.3986 | 72986.8852 | 79577.8832 | 70276.3996 | 73210.3118
19 | 65998.9063 | 76318.6633 | 66055.5532 | 76529.8106 | 64234.9247 | 67744.9204
20 | 79569.9043 | 85373.8048 | 80051.4797 | 85730.8862 | 76774.7469 | 81568.7878
21 | 89016.9043 | 95213.879 | 89816.4903 | 95819.6779 | 86806.1908 | 91427.9143
22 | 87123.4159 | 93831.4787 | 88687.027 | 94701.9849 | 86768.8005 | 90310.6103
23 | 88150.9563 | 95046.4309 | 89840.7906 | 95220.1864 | 87809.3997 | 90752.3223
24 | 73929.1896 | 81701.8671 | 74798.7017 | 81401.1431 | 73158.065 | 75411.8607
25 | 69064.8872 | 77159.358 | 69250.2741 | 76870.0168 | 68798.3172 | 69395.0161
26 | 81055.3066 | 86110.2353 | 81445.5562 | 84550.7519 | 80188.9269 | 81071.5361
27 | 91318.1564 | 96423.4491 | 91353.3023 | 94705.1548 | 90024.9824 | 91700.4614
28 | 89143.5021 | 94486.1972 | 90653.3197 | 93440.5858 | 87747.5435 | 90762.7369
29 | 90239.3169 | 95379.3922 | 91403.2066 | 93735.069 | 87158.3777 | 91187.9437
30 | 75413.8819 | 81671.5964 | 76010.3357 | 79691.2269 | 72385.7664 | 76010.6734
31 | 67460.4694 | 74985.5197 | 68091.1102 | 72928.9003 | 65588.8065 | 69891.2591
32 | 67644.6423 | 72883.402 | 67956.9546 | 70960.3885 | 66213.2008 | 69833.372
33 | 79056.1006 | 83470.3554 | 80383.4962 | 81722.6358 | 78209.7751 | 82047.6047
34 | 78070.7957 | 83097.6607 | 79967.9459 | 81614.6634 | 79377.2063 | 82517.3639
35 | 77592.1436 | 83597.7893 | 80315.2864 | 82224.9307 | 79485.0647 | 82253.4425
36 | 67218.4611 | 75321.5949 | 70843.381 | 73269.5588 | 68837.1543 | 70877.4226
37 | 59472.5305 | 67962.0343 | 63116.6654 | 62908.863 | 61312.9657 | 63545.4045
38 | 61313.5398 | 66945.0315 | 64290.5789 | 62009.3498 | 62765.4382 | 64689.8101
39 | 75696.5766 | 78212.3686 | 78706.6693 | 75142.5651 | 76613.078 | 79030.7488
40 | 76948.2878 | 78292.3429 | 78602.2367 | 74952.3423 | 79091.1316 | 79518.7606
41 | 77942.5572 | 80667.8808 | 80639.1146 | 77275.267 | 79896.6598 | 79236.881
42 | 68829.4365 | 74251.2639 | 70561.2193 | 68677.1079 | 70473.8718 | 70119.8735
43 | 67664.2878 | 68852.5534 | 66490.1466 | 62868.7215 | 66015.8347 | 64063.8642
44 | 83608.6527 | 81087.5958 | 81799.3275 | 75751.5013 | 81496.7384 | 78373.3128
45 | 94678.9825 | 91834.607 | 92096.6404 | 87310.8717 | 90962.6788 | 90498.3679
46 | 93281.7197 | 88980.2243 | 91377.0679 | 86754.3591 | 89701.22 | 90087.7747
47 | 93809.2311 | 89009.1427 | 89596.6123 | 87049.5835 | 88575.9211 | 89610.7971
48 | 81986.4518 | 75942.3812 | 74173.3931 | 74477.3677 | 75364.5551 | 77212.5257
49 | 74659.4213 | 68909.9193 | 62421.6086 | 69834.0139 | 68037.9596 | 71520.2678
50 | 83884.6663 | 78000.1445 | 71421.824 | 79787.5986 | 80164.9852 | 83329.8062
51 | 93725.7925 | 88586.996 | 80441.237 | 90641.7833 | 90678.9217 | 94247.6356
52 | 92079.2098 | 87154.7128 | 83414.9278 | 89361.151 | 90352.8044 | 93001.5147
53 | 91585.0187 | 87724.3791 | 83188.1589 | 88853.0548 | 90048.6352 | 93447.6359
54 | 76731.3158 | 74508.3586 | 67759.7806 | 75162.9041 | 76697.8507 | 79985.9154
55 | 67684.0036 | 68228.856 | 60250.1073 | 67904.7136 | 70496.8643 | 72643.5945
56 | 79018.7673 | 78232.2497 | 71736.173 | 80559.7376 | 83105.0568 | 83547.3934
57 | 90879.2997 | 89590.6252 | 80663.7815 | 91358.7089 | 94627.8369 | 94900.8523
58 | 91053.9428 | 89880.0779 | 79855.476 | 90769.7407 | 93012.9471 | 93150.5061
59 | 91346.647 | 89164.4064 | 82787.1206 | 88830.4856 | 93134.5099 | 93657.3231
60 | 77150.052 | 76190.6921 | 68642.5544 | 73833.4266 | 78517.21 | 79967.1185
61 | 70773.4706 | 70407.1804 | 60515.5382 | 66056.3643 | 70640.3149 | 68302.0185
62 | 82169.8404 | 81485.4219 | 72407.5771 | 78104.3994 | 82607.5676 | 77137.8368
63 | 93168.8359 | 92392.2069 | 80027.973 | 89494.8423 | 93321.8894 | 87098.3381
64 | 92180.0256 | 91593.0633 | 79534.3899 | 88577.7251 | 91790.5617 | 86348.064
65 | 92064.003 | 91506.5053 | 81747.7611 | 88684.8413 | 92351.6285 | 85044.1862
66 | 77928.5804 | 78111.6557 | 67666.9976 | 75157.066 | 78533.3513 | 71075.7795
67 | 71995.7071 | 72219.1336 | 60993.8938 | 68382.8166 | 72221.989 | 62324.5105
68 | 82106.0356 | 82485.3321 | 75411.6944 | 80257.3407 | 82338.5449 | 72017.996
69 | 93260.32 | 93732.5832 | 86967.1218 | 91340.9359 | 93435.4574 | 81565.3752
70 | 91977.6588 | 92507.0971 | 87352.3626 | 90558.6815 | 92112.5203 | 84314.9985
71 | 91182.0535 | 92981.9554 | 87113.2222 | 89652.4312 | 91916.1919 | 84191.1304
72 | 78003.2465 | 79765.3893 | 71677.7432 | 75950.281 | 78116.6941 | 68963.1307
73 | 70232.5799 | 73527.3297 | 62527.7141 | 67316.2647 | 71086.978 | 61734.074
74 | 69493.5107 | 72545.2631 | 65272.6987 | 68280.8066 | 70870.4881 | 62726.7986
75 | 81102.711 | 83703.4058 | 78485.8589 | 81448.483 | 82888.4702 | 75846.5473
76 | 80640.8971 | 82572.2772 | 78074.4107 | 82311.855 | 82593.1149 | 75794.336
77 | 80886.2511 | 83585.7474 | 77916.2726 | 79448.6524 | 83024.1743 | 74890.8554
78 | 70552.2729 | 74889.7374 | 68863.033 | 69057.7646 | 74140.7048 | 64828.4973
79 | 61597.9943 | 63534.3514 | 58517.4661 | 62162.6444 | 66825.0619 | 56217.0069
80 | 62205.9809 | 63369.7975 | 60732.1168 | 64253.8512 | 66991.9053 | 57614.079
81 | 75703.8525 | 76676.7651 | 73668.1508 | 78944.5786 | 80463.0826 | 70464.298
82 | 77478.116 | 76308.7783 | 74601.1246 | 79716.0847 | 79884.1632 | 70376.2339
83 | 78557.0419 | 78005.8583 | 77909.8061 | 80106.0902 | 82918.3934 | 71656.6536
84 | 69576.5249 | 68391.6845 | 67931.3348 | 70502.2867 | 74947.4541 | 63912.2562
85 | 65794.4554 | 62949.4104 | 61830.5868 | 66278.4841 | 71045.8818 | 59799.3636
86 | 81408.9864 | 77897.0494 | 79304.386 | 81469.0283 | 84521.3195 | 76992.6755
87 | 93259.4995 | 89349.5395 | 89698.7746 | 92609.3006 | 95840.2008 | 87281.9064
88 | 92789.6493 | 88670.6126 | 89283.6545 | 91669.2518 | 94529.0884 | 86522.0538
89 | 91583.82 | 88113.4395 | 88542.4464 | 91462.0249 | 95393.4929 | 85643.0807
90 | 77667.8568 | 74205.3881 | 73693.8928 | 77676.0582 | 83772.181 | 69973.2149
91 | 71764.7103 | 67177.629 | 67374.9215 | 69714.866 | 79537.6785 | 60998.4251
92 | 84465.175 | 78801.3603 | 81621.1337 | 81456.2843 | 89155.6234 | 73728.3555
93 | 96129.0556 | 90318.7568 | 92660.3391 | 92488.1956 | 99347.2198 | 85337.7663
94 | 96080.8718 | 89830.8812 | 92397.1592 | 91862.589 | 97689.0281 | 86642.2226
95 | 97154.0565 | 89235.6665 | 91943.5314 | 91401.5701 | 97652.6109 | 85796.9551
96 | 84644.1659 | 75061.3372 | 78339.0805 | 77235.0233 | 84789.4133 | 70143.6682
97 | 82545.6638 | 67003.4748 | 70868.6797 | 69694.268 | 78429.0025 | 62945.6962
98 | 92164.8121 | 78810.8736 | 83597.7563 | 81538.828 | 87948.1775 | 77577.3663
99 | 104211.666 | 90388.567 | 94682.8397 | 93438.1804 | 98479.6952 | 88337.6004
100 | 101821.8599 | 89704.4904 | 94109.2266 | 92945.9646 | 97519.7712 | 88784.8359
101 | 102561.0181 | 89218.8084 | 94440.2951 | 91582.8837 | 96831.611 | 87539.9026
102 | 89198.9235 | 74891.1405 | 80335.6505 | 76914.706 | 82929.5867 | 71793.0907
103 | 83380.6977 | 65235.872 | 72317.3534 | 68049.9107 | 74572.7431 | 62038.407
104 | 92113.6471 | 74900.9376 | 84353.7565 | 80220.3665 | 84183.2904 | 76193.8999
105 | 102389.6295 | 82570.2926 | 95490.7772 | 91428.7231 | 94860.7587 | 86447.0556
106 | 100266.4552 | 85713.807 | 94007.4502 | 90522.2238 | 93795.7388 | 86597.5334
107 | 100844.8516 | 86072.8202 | 94224.9782 | 89281.6736 | 93781.0687 | 84503.7214
108 | 88597.3814 | 71626.6644 | 80922.0072 | 75507.076 | 79850.3459 | 69657.2475
109 | 82054.0423 | 64587.1186 | 74617.4354 | 67028.811 | 71267.7717 | 63044.8675
110 | 88772.7969 | 77744.4325 | 86791.621 | 78595.6842 | 80741.9845 | 77843.764
111 | 99598.0932 | 88323.9489 | 97545.8994 | 88594.9551 | 91327.1313 | 88994.9395
112 | 98189.4643 | 88569.392 | 96465.1399 | 87890.6652 | 90374.7311 | 88989.515
113 | 97492.2464 | 88046.3286 | 96542.2275 | 86499.5251 | 89775.8712 | 88776.4079
114 | 84978.2029 | 73544.9615 | 83903.0022 | 72997.0979 | 77381.8302 | 73746.0423
115 | 77842.7138 | 64675.3153 | 72705.1248 | 64820.3206 | 68186.6367 | 64953.7901
116 | 75859.2753 | 66742.1748 | 70641.5857 | 66299.9475 | 67029.9983 | 68167.7664
117 | 87622.6954 | 79559.5241 | 81456.4381 | 78811.5201 | 78354.9375 | 80309.9913
118 | 87720.9131 | 80357.3862 | 80863.4873 | 79115.3266 | 79021.7811 | 78323.2242
119 | 87872.3447 | 79673.989 | 79304.7707 | 78596.4015 | 78696.3361 | 77391.195
120 | 80159.226 | 68716.8107 | 69233.9219 | 67740.2067 | 69277.3263 | 68120.8426
121 | 71596.8822 | 60062.1679 | 58293.7136 | 60589.3128 | 60019.3083 | 57582.0713
122 | 71446.2497 | 61830.0541 | 60223.538 | 63018.6859 | 60215.4964 | 59791.7351
123 | 83004.7358 | 74255.241 | 72911.6316 | 76008.8263 | 73286.4152 | 72323.6893
124 | 82476.4158 | 75057.9756 | 73134.8032 | 76873.7601 | 74470.169 | 72279.2115
125 | 84663.6574 | 78437.0639 | 75474.7734 | 80270.4759 | 76519.6923 | 72976.8243
126 | 75644.126 | 68458.3826 | 66532.471 | 70163.943 | 67227.623 | 65609.1733
127 | 67289.5296 | 64304.7524 | 61626.784 | 64712.9584 | 61545.2515 | 61959.3823
128 | 79019.6557 | 81073.0921 | 77533.5031 | 80981.7967 | 76517.5557 | 80290.866
129 | 90488.6137 | 92203.6406 | 88496.7984 | 90568.2351 | 87478.9552 | 89658.2937
130 | 89412.2456 | 89914.3243 | 87438.7051 | 89317.5521 | 86546.1939 | 89347.8361
131 | 89427.8528 | 90068.89 | 86665.7008 | 87892.9465 | 85999.3903 | 89402.5757
132 | 75899.63 | 76972.5794 | 73260.2676 | 73572.9296 | 72905.242 | 74548.0201
133 | 70356.1197 | 69349.9388 | 66192.2878 | 63741.2599 | 65825.5413 | 67007.3701
134 | 80328.7675 | 81651.3737 | 78191.071 | 75161.2143 | 78035.9272 | 80553.2005
135 | 91601.4122 | 90415.5897 | 88282.2834 | 85352.4122 | 87921.7218 | 90035.6094
136 | 89845.4475 | 87081.4426 | 88352.8282 | 85349.0157 | 86487.6886 | 88296.2141
137 | 89200.6065 | 88628.4131 | 88309.3635 | 85870.3473 | 85637.7983 | 87467.1987
138 | 76180.4064 | 75486.9126 | 74850.4435 | 71621.7724 | 71171.1867 | 72350.3759
139 | 68500.5012 | 66753.6347 | 68711.736 | 65247.5031 | 63338.393 | 63119.1748
140 | 78121.7448 | 78284.5286 | 81446.7645 | 78856.0389 | 76326.2596 | 77098.2999
141 | 88762.1075 | 89220.1013 | 92029.7112 | 87407.7091 | 86950.168 | 87405.6537
142 | 88139.1885 | 88511.0905 | 92446.6146 | 87049.598 | 87583.6816 | 87220.7101
143 | 87290.2985 | 88095.407 | 91955.4934 | 87197.6617 | 87158.1928 | 87893.0236
144 | 73612.7355 | 73499.8832 | 78322.2951 | 71726.1964 | 71239.7639 | 72634.8565
145 | 65879.2782 | 65599.9058 | 70260.8971 | 64165.7698 | 64160.4556 | 63989.876
146 | 77551.2818 | 78077.0641 | 82367.6826 | 77484.9474 | 77535.4406 | 77513.7198
147 | 88907.2919 | 88784.7879 | 93186.9384 | 87576.244 | 88159.7345 | 87943.4739
148 | 88136.5646 | 88842.5875 | 91897.0436 | 86789.6742 | 88000.8438 | 86478.2294
149 | 88358.2615 | 88426.4357 | 91602.8789 | 87548.2107 | 87247.3762 | 86159.8007
150 | 74705.8645 | 74286.0026 | 77498.9917 | 73231.9854 | 72283.6708 | 71721.9776
151 | 67542.1399 | 67513.8718 | 67461.1997 | 64986.4249 | 65530.46 | 64998.2151
152 | 78934.7327 | 80170.0755 | 78767.7232 | 77751.2402 | 78375.2987 | 80162.0519
153 | 88895.4204 | 90509.451 | 89554.1036 | 87034.3149 | 89291.6114 | 89055.9209
154 | 89335.6909 | 89491.0224 | 89182.7544 | 86632.0196 | 88994.2655 | 86899.1427
155 | 88293.0821 | 90367.7044 | 89269.1802 | 85937.1306 | 87585.2578 | 88198.8381
156 | 75935.5273 | 75452.441 | 75485.2544 | 70854.8711 | 72249.8149 | 74496.9673
157 | 70677.2799 | 64012.6519 | 66106.5322 | 60556.8623 | 62575.094 | 66461.6819
158 | 72127.3291 | 64166.3691 | 66801.8299 | 61795.6185 | 63656.1738 | 68590.3708
159 | 84792.1237 | 75440.8865 | 78613.0227 | 75701.7477 | 76936.0639 | 78841.7974
160 | 84630.5752 | 72997.5228 | 78120.5792 | 76290.6757 | 76901.5517 | 74338.8785
161 | 86569.2931 | 74172.0311 | 78603.6043 | 77419.2696 | 76612.6997 | 79110.2269
162 | 78913.5978 | 64302.8668 | 67765.2492 | 67115.8111 | 66848.2375 | 69349.028
163 | 72260.6901 | 55877.4391 | 56841.7393 | 57263.3422 | 58990.1611 | 62651.4472
164 | 72800.9656 | 57074.8011 | 58246.2387 | 60300.1701 | 61583.3417 | 64509.3699
165 | 85066.2333 | 69288.1827 | 70829.5545 | 72495.2762 | 74099.2834 | 75980.549
166 | 84198.5366 | 69487.1659 | 70652.0512 | 72856.9923 | 74906.9689 | 70350.6761
167 | 86927.169 | 70909.1133 | 71105.2082 | 74190.4273 | 78071.5466 | 76766.3513
168 | 81273.4788 | 63426.3615 | 62911.1944 | 64476.6908 | 67869.9193 | 69543.6179
169 | 77391.9394 | 58830.641 | 57344.6482 | 60345.459 | 61950.3231 | 65647.1775
170 | 88993.6561 | 76223.6182 | 72224.5019 | 77384.9649 | 79273.3866 | 82415.5471
171 | 98167.5468 | 83803.0516 | 81770.3759 | 87987.6606 | 89680.7052 | 89558.0109
172 | 95788.7753 | 77531.248 | 84590.7555 | 87710.8027 | 88838.9238 | 85203.9457
173 | 96791.3571 | 83602.2869 | 83443.2924 | 87676.1641 | 87747.8487 | 88243.4458
174 | 85622.021 | 70280.8558 | 68702.7539 | 72685.6169 | 72942.7128 | 76209.0026
175 | 82015.4419 | 62752.9187 | 60591.5178 | 64864.8409 | 65637.0769 | 69157.0957
176 | 90845.5803 | 77066.3712 | 72565.85 | 77888.0871 | 78944.2888 | 81941.315
177 | 101013.0397 | 84435.6812 | 81011.8208 | 88161.4852 | 88501.2126 | 88807.9134
178 | 98605.8175 | 76784.7936 | 85196.6198 | 87450.1612 | 86743.8152 | 84598.1822
179 | 99389.2597 | 82932.0823 | 84997.1803 | 85952.5487 | 86312.8687 | 88431.48
180 | 87264.4243 | 70157.4266 | 70254.8422 | 71263.3648 | 71043.521 | 76390.7853
181 | 84000.9002 | 63285.2418 | 63402.4225 | 64700.8273 | 61362.6638 | 69451.5095
182 | 92059.2877 | 77228.9861 | 77714.3091 | 79189.3203 | 73038.0054 | 81458.4307
183 | 102103.954 | 85541.7283 | 87513.6718 | 91561.2642 | 83533.2226 | 89398.0059
184 | 100128.1709 | 85098.2848 | 86588.7468 | 91711.4701 | 85706.9753 | 87762.7725
185 | 100642.4565 | 85457.382 | 86065.9108 | 91651.4763 | 85267.767 | 88163.965
186 | 91384.7392 | 71414.429 | 71106.799 | 77852.2292 | 70782.6673 | 75310.1539
187 | 82714.0372 | 64595.8521 | 63705.0075 | 70198.9302 | 62561.6231 | 69081.5714
188 | 91357.2605 | 78916.5006 | 77791.9585 | 83150.6791 | 76319.5249 | 81894.8296
189 | 100792.6365 | 89308.5982 | 88398.5848 | 94733.6979 | 87159.6587 | 91265.6945
190 | 98038.5305 | 89215.2645 | 88677.214 | 94140.0754 | 86366.3773 | 88503.6502
191 | 99260.9286 | 89229.3496 | 88792.2116 | 92839.2575 | 85794.1106 | 91156.9829
192 | 87584.1445 | 74585.27 | 73355.4368 | 76443.3698 | 70762.8644 | 78619.7755
193 | 78832.516 | 67002.3501 | 65567.6126 | 66396.4815 | 61357.9038 | 73051.048
194 | 86806.6365 | 81344.3711 | 80453.5302 | 78294.8565 | 75212.4905 | 85906.2277
195 | 97139.7604 | 90810.9814 | 90269.5409 | 90137.7629 | 85094.8514 | 93656.8445
196 | 95199.5411 | 87729.5285 | 90055.2397 | 90172.1539 | 83252.2303 | 89009.0228
197 | 95090.3123 | 90091.4759 | 89537.7533 | 88727.408 | 80655.8085 | 93453.7756
198 | 81536.0404 | 75731.0194 | 74408.5467 | 73370.7287 | 62579.1229 | 81810.0804
199 | 74311.7484 | 65132.2748 | 63632.843 | 64518.2206 | 52350.5684 | 74557.633
200 | 72958.8173 | 67492.067 | 66334.6527 | 66909.5065 | 55392.2818 | 73767.4481
201 | 83703.3882 | 77175.1108 | 78024.9221 | 80893.4219 | 65949.4315 | 83896.5599
202 | 83741.0971 | 70202.4705 | 77958.811 | 81543.066 | 63227.1045 | 80256.5205
203 | 84520.0425 | 74508.1136 | 76433.3812 | 80489.4369 | 65985.8971 | 83504.5615
204 | 77329.4696 | 66827.8 | 66027.7651 | 68812.432 | 55431.6517 | 75311.9945
205 | 71168.2573 | 57879.2084 | 57757.8031 | 61580.2824 | 48604.5126 | 67938.4811
206 | 72113.1966 | 59469.4503 | 60285.107 | 63506.7283 | 52487.3982 | 69059.9324
207 | 83349.9184 | 71899.2854 | 73664.0498 | 79698.2483 | 65532.0036 | 81758.8644
208 | 82540.5776 | 72275.6209 | 75277.1233 | 80784.0887 | 64492.3252 | 79089.3017
209 | 85335.5123 | 74705.3939 | 76915.5973 | 81356.7948 | 67111.6397 | 83302.6144
210 | 79113.5514 | 66483.4223 | 67531.0608 | 71016.3873 | 57265.7526 | 77341.5488
211 | 76846.946 | 61886.8752 | 63487.6259 | 66997.5128 | 52709.4492 | 73421.478
212 | 87920.7205 | 79598.758 | 81015.5171 | 83929.6202 | 72772.5595 | 84919.1117
213 | 98719.2852 | 88656.9119 | 91752.6979 | 97980.6554 | 81210.0624 | 94304.5698
214 | 97517.3798 | 85982.7831 | 90278.2237 | 97015.1537 | 78617.0409 | 92244.6929
215 | 96339.0122 | 87447.4809 | 89564.0889 | 96482.5427 | 77034.731 | 89766.6735
216 | 83924.8425 | 72623.9766 | 74023.9158 | 83410.9606 | 59140.9908 | 76898.2304
217 | 79508.6335 | 65487.0128 | 65492.5803 | 79704.7973 | 54218.4166 | 69444.2133
218 | 87839.8936 | 78932.1052 | 78701.4623 | 90033.0428 | 71029.2538 | 79422.9601
219 | 98474.1366 | 87472.3887 | 89460.5723 | 98715.8001 | 79413.1948 | 88009.8665
220 | 97413.4735 | 85033.6961 | 88908.1878 | 95824.9324 | 78911.251 | 85635.4839
221 | 96941.2868 | 86295.1082 | 87877.2973 | 97939.297 | 78476.6587 | 86553.5107
222 | 84189.6584 | 71785.105 | 72825.537 | 85603.5071 | 61378.2763 | 74845.543
223 | 79264.2171 | 64175.4868 | 64961.3478 | 79410.1063 | 56719.1974 | 69649.373
224 | 87850.7348 | 77207.4511 | 77714.315 | 88292.7774 | 76011.7923 | 80632.9683
225 | 97653.3113 | 85093.4757 | 87537.3966 | 98159.9982 | 85278.8707 | 87454.9472
226 | 95930 | 82425.4301 | 87065.7676 | 95807.1757 | 80394.625 | 82396.1154
227 | 95593.191 | 84558.1987 | 85371.2826 | 94841.2725 | 82962.1824 | 86730.1561
228 | 84436.8861 | 70156.0635 | 70671.9402 | 80631.7963 | 64367.6058 | 75291.0014
229 | 79932.5516 | 62328.4702 | 64538.8268 | 72362.7695 | 58201.9114 | 68325.2998
230 | 88231.43 | 76318.6002 | 78334.4605 | 81925.8457 | 77148.1666 | 80719.6456
231 | 97409.8549 | 83963.8399 | 88554.1713 | 93862.6202 | 86879.5132 | 87463.0712
232 | 93677.5907 | 75849.4334 | 88116.355 | 92212.3372 | 80071.7929 | 82057.5017
233 | 96389.4837 | 81247.3048 | 88367.1299 | 91123.5233 | 83411.3532 | 86070.2876
234 | 88721.6153 | 70221.3647 | 73554.7066 | 76947.2414 | 64575.1937 | 75190.0762
235 | 88622.0305 | 64052.9208 | 66798.6183 | 69085.5221 | 56537.2411 | 69393.7801
236 | 95528.9931 | 77900.0489 | 80218.1367 | 78258.7452 | 74973.6203 | 81830.2706
237 | 103577.2738 | 86644.8093 | 89835.9348 | 89595.8318 | 84356.275 | 88814.4217
238 | 98491.9941 | 84699.7571 | 88999.2126 | 89021.2381 | 78842.4521 | 82117.7003
239 | 99072.778 | 87244.024 | 88871.2251 | 88243.7008 | 81091.5755 | 86174.4224
240 | 88980.8718 | 73617.018 | 74473.7442 | 75007.8108 | 63646.2867 | 76411.6947
241 | 78962.2527 | 65827.419 | 66065.4506 | 67840.5171 | 53901.3342 | 69408.9791
242 | 76487.2407 | 68547.2965 | 67900.3295 | 67815.186 | 59131.4424 | 69866.6648
243 | 86393.067 | 78452.5342 | 78984.5847 | 80133.7528 | 69403.3331 | 76853.0723
244 | 84574.6345 | 76763.2852 | 77702.2578 | 80296.5794 | 67394.9866 | 73471.6954
245 | 86614.4419 | 77925.0286 | 78419.2608 | 78861.8274 | 72464.4892 | 77501.2225
246 | 79285.313 | 68424.6182 | 67920.1856 | 68610.4975 | 61213.3567 | 68588.4508
247 | 69899.6407 | 61283.851 | 59708.5551 | 61291.3924 | 53785.7772 | 62612.999
248 | 68391.2048 | 62987.9489 | 61176.8972 | 62906.9677 | 56897.4073 | 65649.9091
249 | 78974.4143 | 75085.8054 | 72289.4867 | 78609.8146 | 68800.1185 | 75126.4756
250 | 78948.4787 | 74385.3533 | 72958.2501 | 79086.5211 | 67030.8201 | 69757.5507
251 | 80915.3401 | 79561.946 | 77382.732 | 80439.9219 | 71200.3915 | 78038.4473
252 | 73995.2577 | 70509.6126 | 67452.9932 | 73300.1764 | 60241.2312 | 73024.0507
253 | 70251.468 | 65907.5133 | 64147.2692 | 70169.3902 | 55775.6915 | 72186.3224
254 | 82294.0165 | 81969.1781 | 80676.6055 | 82222.4079 | 76879.4683 | 84810.7815
255 | 93166.262 | 91730.4122 | 90878.0425 | 93388.9144 | 87911.5862 | 89648.4897
256 | 91620.6749 | 90457.5652 | 89477.2171 | 90717.473 | 87698.144 | 82904.1378
257 | 90814.5644 | 89747.7256 | 88734.2354 | 87706.0355 | 86139.1135 | 87038.6473
258 | 79553.9039 | 76088.9229 | 75389.8871 | 73127.8914 | 71443.71 | 76810.316
259 | 76997.5929 | 68243.353 | 69018.7992 | 63283.997 | 63282.3962 | 70788.6263
260 | 86808.9192 | 80240.5282 | 81367.4534 | 73790.7402 | 78051.0062 | 80736.4901
261 | 96109.8183 | 89387.9705 | 91424.4389 | 83992.4852 | 88372.7257 | 89064.5756
262 | 94275.1311 | 88735.85 | 90277.6859 | 84935.9417 | 87315.7646 | 88717.6593
263 | 93790.0835 | 87849.8823 | 90280.8684 | 84261.1644 | 87132.5138 | 87605.8046
264 | 82975.2269 | 73964.5324 | 76761.4464 | 70104.2125 | 72360.7379 | 74094.7509
265 | 77794.5537 | 66471.6729 | 70286.9097 | 62416.4833 | 64422.2275 | 65045.4433
266 | 85739.974 | 78132.0571 | 82725.5033 | 75167.6333 | 78976.6669 | 76231.0404
267 | 96637.448 | 88567.6595 | 93362.5896 | 80688.1595 | 88030.9798 | 86480.1975
268 | 94686.6611 | 87921.2504 | 92409.1852 | 77975.0028 | 87647.074 | 85701.2886
269 | 94694.5566 | 87006.9585 | 92019.7341 | 80767.4098 | 86073.8153 | 84146.9081
270 | 82044.2847 | 73282.5182 | 77918.0186 | 69453.3169 | 71243.1412 | 70106.2826
271 | 76093.1658 | 65877.0789 | 71591.4362 | 60918.4268 | 61579.7825 | 63548.5635
272 | 85257.7785 | 78231.1444 | 83757.7397 | 72944.6958 | 74987.8333 | 74421.4085
273 | 95723.4259 | 88014.361 | 94981.4649 | 79280.0532 | 83102.4397 | 87273.1515
274 | 94308.9071 | 86802.6398 | 92976.252 | 81381.8154 | 78354.3981 | 88081.4288
275 | 94223.5091 | 86415.2704 | 93211.3014 | 83850.3531 | 80663.972 | 88074.807
276 | 83619.7498 | 72527.738 | 79847.2192 | 70338.512 | 66382.187 | 74776.8653
277 | 80691.3131 | 65096.5678 | 73435.687 | 67091.354 | 57489.7117 | 66446.9703
278 | 90651.5313 | 78415.2665 | 84640.4668 | 81693.5932 | 72168.0491 | 77963.302
279 | 99564.826 | 86360.142 | 95301.9971 | 90844.4636 | 80175.418 | 87390.9946
280 | 95851.1353 | 83538.8916 | 94322.4849 | 86134.9146 | 76777.4994 | 86119.1066
281 | 96581.7036 | 84743.2124 | 94117.7206 | 88743.3742 | 77445.4881 | 83111.9306
282 | 88076.6482 | 70925.5099 | 80948.6331 | 77542.4561 | 61191.308 | 69586.4116
283 | 84740.402 | 61541.8288 | 74444.16 | 69508.6598 | 51808.9305 | 61822.189
284 | 81995.7402 | 62562.5154 | 73355.1968 | 70914.8357 | 57494.3625 | 62829.5714
285 | 90963.4698 | 74843.326 | 84963.9673 | 78926.7066 | 66424.4464 | 75051.4427
286 | 89045.4731 | 72250.6447 | 83927.3421 | 72959.4074 | 61944.2566 | 75581.1806
287 | 90155.3962 | 72467.6019 | 85104.4269 | 78237.0507 | 63913.0884 | 75104.9431
288 | 85665.0623 | 64464.6836 | 76927.3187 | 70024.5523 | 55283.0697 | 65868.3959
289 | 81367.459 | 54848.932 | 68963.5393 | 62755.1394 | 47953.191 | 58067.7345
290 | 79596.9256 | 57417.0277 | 68398.4969 | 64294.1314 | 52042.2732 | 59361.3869
291 | 87210.0569 | 68519.5775 | 80267.6205 | 72608.5249 | 63211.3342 | 70683.3186
292 | 86546.7708 | 69474.721 | 79240.2579 | 70782.5722 | 61507.2341 | 71495.2991
293 | 86540.346 | 72255.3429 | 81141.7596 | 76373.6689 | 64834.1216 | 72245.0652
294 | 81936.0945 | 64173.1281 | 73708.0587 | 67671.697 | 55546.4504 | 64278.8215
295 | 78671.2579 | 58745.6562 | 68134.1422 | 64755.037 | 52523.4454 | 58929.3892
296 | 87477.1712 | 74934.3455 | 81335.7789 | 81709.8819 | 73161.9317 | 76088.4661
297 | 96977.2986 | 84772.9817 | 91152.5688 | 89211.1155 | 82276.3961 | 84061.0014
298 | 94089.6442 | 85394.4161 | 88931.4226 | 84845.7818 | 79309.2806 | 84098.9447
299 | 93182.3131 | 83911.0418 | 87559.7449 | 86852.4647 | 81973.3156 | 82207.1247
300 | 80577.5446 | 70540.9944 | 74375.0747 | 76189.3308 | 63602.6554 | 68759.4916
301 | 73544.6894 | 63081.656 | 68307.6016 | 69611.6586 | 56754.615 | 61406.9074
302 | 82381.4986 | 76991.0121 | 78731.0967 | 81946.3107 | 75329.5539 | 76725.6842
303 | 93847.604 | 86935.6352 | 88637.527 | 89582.5958 | 83111.9668 | 86134.1726
304 | 90391.7533 | 85925.5569 | 85542.5793 | 84009.6994 | 78995.9192 | 84567.4754
305 | 90564.124 | 85404.9634 | 86394.994 | 87129.2416 | 77260.9986 | 85554.3718
306 | 79538.6922 | 71128.177 | 74590.4927 | 75726.7755 | 60210.9652 | 71653.9058
307 | 73652.6477 | 63916.7809 | 67795.0914 | 68544.9696 | 52987.703 | 63952.6987
308 | 82355.5034 | 77894.7502 | 79831.3906 | 81332.5346 | 69626.8783 | 77939.1158
309 | 92696.2247 | 87975.46 | 89831.8636 | 88191.7808 | 77512.0135 | 89647.4501
310 | 91398.4275 | 88087.0691 | 89660.488 | 84012.1615 | 74097.0889 | 89929.9527
311 | 90841.7299 | 86656.1007 | 89340.7102 | 86477.861 | 75514.7751 | 89476.3857
312 | 81128.0878 | 71738.2665 | 75870.4256 | 75887.0102 | 58741.2009 | 74936.8482
313 | 77102.2023 | 62452.8439 | 68906.4185 | 68285.4539 | 53744.9405 | 68646.8987
314 | 86251.3882 | 76617.0282 | 81260.1729 | 80818.9127 | 70588.3042 | 82986.8213
315 | 94831.1857 | 86750.9099 | 91058.3514 | 87378.029 | 78637.3398 | 90949.7714
316 | 89898.1823 | 84501.6285 | 89422.8819 | 82253.3995 | 76854.6617 | 88078.6697
317 | 91576.0794 | 84203.9179 | 88536.4285 | 85346.7127 | 75546.2921 | 90335.1426
318 | 78710.4272 | 70718.5295 | 75915.4848 | 74272.0223 | 58159.0863 | 78915.1794
319 | 69482.5571 | 63221.4924 | 67001.1605 | 66285.5152 | 54688.8128 | 71398.6971
320 | 78643.0067 | 77019.7701 | 78567.2581 | 78963.9867 | 71953.2916 | 83882.0989
321 | 90590.0745 | 85262.7168 | 89178.358 | 84203.0954 | 79939.2395 | 91226.9888
322 | 90535.1066 | 85813.8322 | 87603.1752 | 82148.031 | 78358.0343 | 86335.8792
323 | 88605.601 | 85854.8343 | 87740.384 | 83885.6378 | 77303.5497 | 89167.421
324 | 74876.5203 | 71828.2275 | 74329.1038 | 71989.4507 | 60643.0973 | 78794.9919
325 | 69064.4586 | 62432.5199 | 65969.1737 | 62536.4674 | 53265.6967 | 69274.134
326 | 68948.6472 | 65866.4016 | 67494.0635 | 63883.0067 | 59822.8934 | 70084.5934
327 | 81597.4551 | 77710.8176 | 79052.401 | 72175.8684 | 70535.206 | 78592.65
328 | 81932.2958 | 75542.2084 | 78538.6317 | 64552.8527 | 67210.8196 | 74271.3685
329 | 81946.7204 | 76037.4307 | 79211.4203 | 69262.5142 | 69914.9057 | 75656.956
330 | 72640.8788 | 67877.2012 | 68492.6288 | 62513.0261 | 59485.7346 | 67812.2452
331 | 67681.2287 | 59001.9534 | 60260.2355 | 54824.3004 | 49273.0323 | 58723.4714
332 | 68275.9145 | 62268.8182 | 61850.3631 | 58281.4567 | 54149.0565 | 60628.1739
333 | 81773.715 | 74639.604 | 73725.8868 | 67324.8988 | 67165.4934 | 71379.8994
334 | 81570.2365 | 73925.0592 | 74463.8366 | 60620.0217 | 66008.2146 | 66981.9965
335 | 83982.5635 | 76879.4763 | 76390.583 | 67645.5845 | 67625.3721 | 73996.4034
336 | 78833.6537 | 68709.3892 | 67925.6234 | 62070.2894 | 57469.0406 | 67011.1452
337 | 76194.362 | 62625.0925 | 62588.6686 | 58484.7483 | 51297.4142 | 62795.6458
338 | 88215.042 | 80612.5425 | 78745.3762 | 75095.7757 | 71020.1881 | 79839.5192
339 | 96441.7234 | 91272.4382 | 89945.5354 | 84554.0792 | 80084.4599 | 84358.338
340 | 92463.8045 | 89463.4773 | 88445.0914 | 87242.507 | 78158.1829 | 77770.4851
341 | 93418.5267 | 89498.7985 | 86855.0584 | 85104.0188 | 77563.2339 | 83346.4043
342 | 80872.3209 | 75235.8773 | 74123.7709 | 70275.3867 | 60083.6502 | 72024.2514
343 | 74686.782 | 67136.6395 | 66859.1783 | 63699.9488 | 54608.6571 | 64287.7769
344 | 84796.5595 | 81080.6965 | 79470.4881 | 78507.3097 | 72235.824 | 77443.4312
345 | 94838.5871 | 89498.9779 | 90615.9922 | 87859.7425 | 80753.3273 | 82148.1042
346 | 91068.9795 | 86489.9693 | 90703.2727 | 84895.7011 | 80727.0307 | 81084.6879
347 | 92858.4784 | 86969.5899 | 89545.7913 | 86234.8144 | 81088.8144 | 83743.3359
348 | 81509.6556 | 74573.1824 | 74509.9702 | 72584.4218 | 64195.7387 | 70749.5016
349 | 76815.6712 | 66320.3522 | 67244.1519 | 63177.4058 | 58016.262 | 63903.1229
350 | 87144.6012 | 79792.3714 | 80381.1092 | 77233.5992 | 77255.696 | 77939.7208
351 | 97167.5753 | 88360.9748 | 90667.0057 | 86801.3837 | 85474.9946 | 87348.2429
352 | 93692.1728 | 85209.3247 | 90155.964 | 87004.3595 | 80323.8077 | 87633.1491
353 | 93980.8133 | 86490.7146 | 89299.414 | 84052.8234 | 82364.4444 | 84712.5663
354 | 83653.5479 | 73794.2819 | 75720.2258 | 71155.8349 | 65491.3677 | 69842.7316
355 | 79599.0145 | 65712.3764 | 64256.872 | 62624.3505 | 54498.6869 | 60266.7083
356 | 89904.3294 | 79460.9986 | 76872.7599 | 77258.2381 | 71517.2576 | 73558.388
357 | 98991.4438 | 87304.6922 | 87427.5639 | 88398.4748 | 80153.4615 | 81775.5742
358 | 93718.0196 | 83681.7534 | 87511.1211 | 88083.0461 | 78306.2137 | 78850.2404
359 | 95487.0014 | 84571.8733 | 86085.6993 | 87090.9225 | 76656.6868 | 80462.9978
360 | 86373.0677 | 71554.897 | 71577.9993 | 72593.8785 | 60324.631 | 69062.4288
361 | 82600.286 | 63696.5266 | 64873.1312 | 63680.1905 | 53550.3852 | 60857.5316
362 | 90173.3635 | 76580.8604 | 78181.8001 | 78306.5818 | 70355.2128 | 75929.6665
363 | 98953.3345 | 85115.8301 | 89170.96 | 85933.5139 | 77235.4842 | 82026.4869
364 | 93685.9475 | 83267.3087 | 88080.5329 | 78691.9291 | 73186.9956 | 78006.6585
365 | 94181.618 | 83687.1315 | 86372.215 | 81969.5182 | 72363.6643 | 80346.1355
366 | 82613.095 | 70019.8042 | 72473.2119 | 70458.9435 | 56567.8523 | 69517.9086
367 | 75490.2813 | 60537.3504 | 64096.7461 | 60086.655 | 47376.2919 | 59286.4005
368 | 73919.2214 | 62671.2152 | 66472.8214 | 63091.6238 | 55672.8936 | 61501.1114
369 | 84382.4125 | 73303.3788 | 78500.2218 | 71899.0254 | 64650.9609 | 70421.8933
370 | 83305.0768 | 71201.1368 | 78752.4439 | 68257.478 | 61992.9458 | 71694.2615
371 | 84920.1272 | 72659.2013 | 78336.169 | 69610.0521 | 62689.4656 | 74883.6548
372 | 79768.1453 | 65333.143 | 68368.0823 | 63291.3214 | 53051.3181 | 67260.9844
373 | 75563.9848 | 56935.2452 | 60223.8699 | 54864.5244 | 46496.4151 | 59205.2491
374 | 76976.2322 | 59908.0623 | 61913.5902 | 58115.3388 | 49442.4699 | 61415.2979
375 | 86953.554 | 71408.2291 | 73160.5615 | 70551.7332 | 60274.1992 | 73602.3972
376 | 85179.9545 | 69227.7722 | 72167.4226 | 70545.4781 | 55983.6746 | 73566.7976
377 | 87310.6073 | 73502.7692 | 75397.9566 | 71517.0741 | 60009.5092 | 76061.2103
378 | 83168.1248 | 66207.6874 | 67617.7169 | 64291.3537 | 52659.4515 | 68820.5998
379 | 82446.348 | 60132.6018 | 63521.5719 | 59741.9963 | 49432.3777 | 63430.5791
380 | 90034.6922 | 76762.9956 | 80136.0841 | 76552.4014 | 70307.0427 | 81086.8015
381 | 98558.6972 | 86327.3997 | 88338.7497 | 86181.922 | 75913.5221 | 91380.3946
382 | 92303.7088 | 86073.4276 | 86656.9155 | 85920.3406 | 72204.0001 | 90272.1782
383 | 93569.0085 | 85035.7269 | 86693.34 | 83061.6058 | 71289.1619 | 89213.923
384 | 85441.7948 | 70626.3702 | 73457.8922 | 68614.0519 | 56607.1389 | 74019.1129
385 | 77497.1001 | 63538.847 | 66341.4126 | 61152.4726 | 51559.9857 | 67762.7657
386 | 83823.9594 | 77204.4025 | 78741.6197 | 75729.9311 | 71056.658 | 81747.7333
387 | 92659.1913 | 86900.1812 | 88626.8351 | 87447.8092 | 75875.5406 | 90743.5067
388 | 90705.5456 | 87093.2231 | 86494.937 | 87457.6491 | 72451.5034 | 88339.9097
389 | 88890.3911 | 85774.6856 | 85813.92 | 86751.0127 | 73230.2183 | 88709.1175
390 | 76192.8538 | 71836.5383 | 73127.5803 | 72323.9636 | 58534.5668 | 75164.8782
391 | 68239.4021 | 63103.4824 | 66285.7527 | 67488.5388 | 54611.8833 | 67137.7499
392 | 77707.6435 | 76376.162 | 78893.5921 | 82527.6261 | 75165.0395 | 80050.5815
393 | 88544.8613 | 86625.862 | 87850.0638 | 91388.169 | 83780.4917 | 89979.7342
394 | 88458.4324 | 86234.6996 | 87495.0858 | 87652.2021 | 77787.5954 | 88748.0944
395 | 86930.8099 | 84515.0286 | 85632.8801 | 89711.7626 | 77714.1819 | 87635.0565
396 | 73248.7036 | 69706.3823 | 72123.7303 | 78496.9693 | 61584.1291 | 72564.0788
397 | 68005.2488 | 64254.7288 | 65737.8764 | 71312.0503 | 57160.1918 | 64942.9958
398 | 77688.8522 | 78669.9372 | 78394.8123 | 83893.6505 | 76845.057 | 77301.9985
399 | 88121.7361 | 88053.3234 | 87585.9238 | 90491.1624 | 82310.4748 | 88479.6997
400 | 85246.9121 | 85938.6922 | 87290.3169 | 86582.1454 | 76299.754 | 88788.3136
401 | 85624.8345 | 86385.9268 | 85242.4768 | 89227.153 | 74524.8271 | 87297.4882
402 | 74692.8315 | 73705.3723 | 71696.362 | 78656.4723 | 60922.8054 | 71007.3467
403 | 68176.4916 | 66832.4975 | 64474.8066 | 71535.4811 | 55731.2652 | 63267.7501
404 | 77225.2198 | 79919.3926 | 76796.4044 | 83515.6779 | 75223.3754 | 75844.6025
405 | 87555.5801 | 87577.2311 | 86286.0399 | 90598.5976 | 79296.3676 | 87003.509
406 | 85621.1256 | 83942.8654 | 85209.1699 | 87097.5967 | 75635.0701 | 86222.3241
407 | 83346.2718 | 85225.6471 | 83082.2652 | 88144.8393 | 74442.0166 | 85475.9182
408 | 71891.452 | 72930.9811 | 70435.0995 | 78867.1579 | 58478.1058 | 70168.3991
409 | 63494.6899 | 63001.802 | 60855.2846 | 71771.9755 | 50304.4826 | 60800.1546
410 | 63290.9114 | 64426.2811 | 61780.8275 | 72701.4202 | 57160.1732 | 64282.6367
411 | 75369.4673 | 75763.1655 | 72277.0051 | 81493.1559 | 66059.4373 | 76593.8248
412 | 74013.4056 | 71857.3993 | 68955.6039 | 78681.1007 | 62941.7257 | 74469.0326
413 | 74215.1944 | 72063.5911 | 71305.8846 | 79462.0121 | 63807.2018 | 74164.7464
414 | 65735.9303 | 64098.5238 | 64416.077 | 72679.5599 | 56096.3125 | 64678.5316
415 | 58349.116 | 55347.5442 | 58242.6962 | 64934.7568 | 47586.994 | 56168.301
416 | 60018.9798 | 57011.3085 | 59961.134 | 66138.578 | 52177.7112 | 58354.4714
417 | 71346.4566 | 69002.5871 | 71055.0639 | 78894.825 | 61999.534 | 70348.2353
418 | 69863.9641 | 69093.1328 | 68318.1447 | 78574.1524 | 58690.5261 | 70129.8675
419 | 73018.316 | 71091.8449 | 71719.056 | 80240.7133 | 62228.9854 | 71636.3552
420 | 65977.8198 | 64272.7383 | 66668.0498 | 73071.5047 | 55210.1017 | 63481.6727
421 | 62357.7574 | 58981.2438 | 61542.5359 | 69122.7367 | 51162.7761 | 58460.2665
422 | 77843.4751 | 75605.9522 | 78001.1888 | 82236.2956 | 70400.2015 | 75103.855
423 | 87393.4564 | 85885.0153 | 85527.2373 | 91247.0005 | 77331.1802 | 84334.8122
424 | 85965.0859 | 85747.4564 | 82047.4865 | 85913.0167 | 73402.6959 | 82407.8457
425 | 84722.9716 | 83638.0222 | 82911.0375 | 87113.5027 | 73118.5883 | 80504.2487
426 | 74054.6196 | 70213.4498 | 72316.4605 | 76739.2699 | 58518.5198 | 69123.9627
427 | 69893.0725 | 63227.4224 | 66287.6375 | 71839.3209 | 54013.1749 | 61864.1674
428 | 82515.2625 | 76886.6612 | 78783.3494 | 82267.8051 | 71856.4365 | 75345.7077
429 | 93606.7668 | 85744.6984 | 86420.7433 | 92438.9416 | 78614.6393 | 78838.0675
430 | 91316.9983 | 83708.7214 | 83572.3795 | 91171.7789 | 76127.4977 | 73755.4664
431 | 90082.4125 | 83863.7256 | 84406.9904 | 88298.0725 | 73417.2689 | 76878.732
432 | 78959.3973 | 71314.8823 | 71966.6383 | 74755.7668 | 58531.2389 | 67958.0721
433 | 73093.8337 | 64441.1908 | 65405.2297 | 68609.223 | 53632.8356 | 60669.0989
434 | 84925.4545 | 78090.3558 | 77771.9588 | 80218.6248 | 71344.563 | 74399.3488
435 | 94779.4667 | 85277.4165 | 85897.6298 | 90550.0395 | 76767.5355 | 77280.6421
436 | 91955.8439 | 82492.9462 | 82832.6221 | 89379.7932 | 72215.8331 | 72832.4864
437 | 91717.825 | 83075.7632 | 83904.7097 | 87527.3139 | 70274.4777 | 76170.0583
438 | 80483.086 | 71688.6683 | 72236.5415 | 75473.3789 | 58105.0266 | 63872.7344
439 | 75496.3364 | 64201.506 | 65480.6079 | 68453.6526 | 52734.3639 | 57761.0612
440 | 85757.2186 | 77169.4388 | 78102.3601 | 79591.4367 | 69696.9762 | 73293.3519
441 | 95899.6057 | 85554.4404 | 85214.3145 | 86488.4224 | 74106.5733 | 78516.1503
442 | 93582.2841 | 82114.4003 | 82163.987 | 83087.6294 | 71403.6092 | 75329.4374
443 | 92121.1909 | 83403.5349 | 83096.7725 | 84487.7368 | 69496.2404 | 74663.0065
444 | 81757.0838 | 71877.4881 | 71708.8004 | 72773.1006 | 55545.1773 | 61096.9757
445 | 75887.1415 | 64985.0637 | 65453.16 | 65552.4176 | 50713.7242 | 54575.4351
446 | 84800.1385 | 78465.4817 | 77824.9843 | 76270.1306 | 70150.9052 | 72412.425
447 | 92952.1286 | 85786.3761 | 85825.6343 | 86863.1283 | 74156.5406 | 77610.8644
448 | 88549.6165 | 82667.1101 | 83603.2722 | 85717.2777 | 71045.3578 | 72841.6182
449 | 88533.6703 | 83573.5905 | 83147.0566 | 83356.9724 | 68099.1331 | 71593.5014
450 | 79912.904 | 70631.7009 | 71769.412 | 70662.6286 | 54690.2645 | 58582.5708
451 | 72063.193 | 59725.5387 | 63680.6435 | 63564.1236 | 46499.6631 | 50347.6878
452 | 70429.5785 | 61264.0132 | 65983.0077 | 64464.3896 | 54965.7039 | 56750.1737
453 | 80129.814 | 70697.4732 | 74883.0334 | 75638.3065 | 62148.4117 | 65727.1242
454 | 79059.1843 | 68132.954 | 72522.0535 | 74964.5349 | 58989.8478 | 61778.1088
455 | 78749.6431 | 68371.1778 | 71853.6003 | 73539.7656 | 59272.3736 | 62657.8789
456 | 73287.7495 | 61307.7878 | 65696.8093 | 64545.1925 | 50654.5677 | 55113.5194
457 | 67856.9655 | 52316.0509 | 57059.1294 | 56854.7228 | 43287.1833 | 49961.8385
458 | 67331.9192 | 54798.953 | 59177.5116 | 58887.4051 | 48860.4817 | 54316.7125
459 | 78609.6849 | 66674.621 | 68921.4553 | 68875.4124 | 57474.4815 | 66404.4386
460 | 77217.0858 | 67437.6867 | 65228.0425 | 66416.532 | 55816.355 | 64399.4071
461 | 78745.7399 | 69513.4224 | 68071.2575 | 69576.8791 | 57766.1493 | 67754.081
462 | 75942.6172 | 62066.9319 | 61996.6878 | 63755.5798 | 49790.7804 | 59552.7018
463 | 72825.1568 | 59142.5076 | 58597.6435 | 59552.0727 | 47398.923 | 57201.7003
464 | 83871.3819 | 75833.8167 | 74435.4836 | 75186.3733 | 67408.9096 | 78255.0703
465 | 91229.604 | 86362.5417 | 80119.4253 | 81785.5842 | 73625.879 | 85524.115
466 | 86240.5642 | 86151.5397 | 75054.0829 | 81672.088 | 70411.8785 | 83277.2028
467 | 86367.9071 | 84832.4479 | 77429.9744 | 79445.3493 | 68710.0908 | 82474.258
468 | 78575.9883 | 71688.2577 | 67608.9483 | 67308.2658 | 54835.5397 | 71502.5805
469 | 71203.0839 | 65383.3359 | 60563.7864 | 59520.2318 | 50858.3132 | 64371.486
470 | 79344.8464 | 79134.26 | 73009.4782 | 72256.5641 | 70316.4057 | 78919.3153
471 | 87626.6273 | 86242.5571 | 80779.7982 | 78412.1404 | 78142.9837 | 85358.8006
472 | 82793.2872 | 82588.9275 | 77448.8077 | 75053.1664 | 74301.8746 | 81611.9999
473 | 82138.3675 | 82286.4173 | 79836.845 | 76332.4487 | 73673.2903 | 81981.4754
474 | 72280.2511 | 72719.2189 | 68527.0111 | 67432.0164 | 59094.9944 | 71032.1677
475 | 64764.6204 | 65005.0638 | 61911.321 | 59616.6346 | 53515.7312 | 64476.955
476 | 75202.6186 | 78849.5545 | 75983.5161 | 72389.2498 | 73309.9321 | 78709.0883
477 | 83453.9314 | 85138.6153 | 84352.206 | 79220.1205 | 78489.9619 | 86324.4496
478 | 80179.6094 | 81515.0478 | 82678.2924 | 75698.9767 | 75595.9637 | 84346.4056
479 | 79290.8055 | 81455.7578 | 81278.1472 | 77366.2445 | 72690.5745 | 82914.9186
480 | 71049.2266 | 70978.5061 | 69663.1813 | 66208.4068 | 58724.1163 | 71778.1085
481 | 63929.1343 | 64129.6598 | 63913.779 | 59244.6619 | 51914.1044 | 64981.9232
482 | 74468.1237 | 77664.1842 | 78014.0588 | 72742.3115 | 70551.66 | 79118.2529
483 | 79193.7609 | 85851.1515 | 85478.4254 | 78753.5435 | 76658.76 | 86638.6094
484 | 73822.9035 | 82315.9785 | 82295.6751 | 74593.2907 | 71627.5006 | 84255.7336
485 | 77244.6392 | 81017.2564 | 81580.5513 | 72615.4046 | 70029.6359 | 83081.9811
486 | 67186.5206 | 71761.4512 | 71696.4432 | 58761.4024 | 56569.1887 | 71225.6753
487 | 61287.2838 | 64902.3273 | 64696.275 | 52749.549 | 51007.1875 | 63299.7165
488 | 73646.8406 | 77754.8897 | 78073.3709 | 69616.4652 | 69122.5176 | 76673.9731
489 | 78987.8048 | 84535.3793 | 85912.7826 | 74339.7652 | 74471.7285 | 85944.7058
490 | 74752.0482 | 81300.317 | 82563.1874 | 71106.2755 | 72104.8301 | 84826.8763
491 | 77045.5036 | 80330.5428 | 81193.6408 | 70297.348 | 70457.7207 | 83294.0673
492 | 68280.1599 | 70341.6057 | 71509.6753 | 56088.1977 | 56935.2556 | 70452.6406
493 | 60479.8336 | 60481.902 | 60656.2427 | 50807.6575 | 50540.0174 | 59589.4428
494 | 63102.3331 | 63778.0313 | 63303.3584 | 56878.2802 | 58783.3002 | 61792.8875
495 | 72390.4395 | 71556.4853 | 71595.7617 | 66846.7685 | 68477.3634 | 70413.7401
496 | 67853.9816 | 69402.9529 | 68124.5103 | 65162.2627 | 65740.9631 | 68798.4988
497 | 69413.137 | 69027.7323 | 68889.9753 | 66629.4715 | 65758.3862 | 68076.4324
498 | 61056.4574 | 61401.6307 | 61448.5952 | 57930.5005 | 56905.5325 | 60068.1048
499 | 55463.4002 | 54884.5141 | 53975.3389 | 51213.7961 | 48480.9421 | 54864.4273
500 | 58938.7855 | 58739.2529 | 58035.4572 | 55136.7922 | 52508.2196 | 58204.6966
501 | 70275.7726 | 68417.5809 | 69129.6139 | 67967.405 | 62710.662 | 68764.7322
502 | 67164.5783 | 65585.951 | 63497.9923 | 64961.0315 | 59095.5554 | 69420.208
503 | 69020.3546 | 67413.8 | 66802.3895 | 67168.0507 | 61576.2494 | 70384.1872
504 | 61103.3049 | 61211.4722 | 60762.7931 | 59245.7637 | 54254.9692 | 61072.9342
505 | 59363.2826 | 60251.7417 | 60068.3425 | 53319.1369 | 48926.735 | 60382.3562
506 | 75568.3038 | 77234.3213 | 76259.2612 | 72233.9227 | 68457.9617 | 77542.2909
507 | 81168.0679 | 82275.5076 | 81912.4876 | 80472.2704 | 74532.6188 | 88715.1045
508 | 78796.1647 | 76570.1674 | 76223.96 | 77622.4175 | 72518.0026 | 87900.6085
509 | 79657.044 | 76278.097 | 76677.515 | 73371.975 | 69295.0839 | 85150.3305
510 | 65247.5195 | 65866.0178 | 65946.3966 | 58200.7694 | 55003.9016 | 68761.3754
511 | 61269.3807 | 61780.8163 | 62322.1283 | 53051.4994 | 50286.1717 | 65805.6113
512 | 74537.6561 | 74980.6776 | 75977.4745 | 69394.8278 | 68876.7891 | 80078.8467
513 | 80710.4434 | 79434.9781 | 81775.7112 | 75847.3644 | 74562.4203 | 88849.3079
514 | 76697.4895 | 73525.9109 | 75536.9664 | 72220.0737 | 71037.5401 | 86461.5254
515 | 77719.0468 | 74375.6181 | 75832.3374 | 69831.1442 | 68483.7851 | 84353.4864
516 | 64829.4943 | 63825.2524 | 64890.3317 | 55395.993 | 55273.0528 | 69295.5429
517 | 61391.0734 | 60165.7436 | 61964.3698 | 50818.8654 | 50697.7106 | 66982.532
518 | 74924.1794 | 73312.0292 | 75369.8362 | 69370.989 | 69145.1096 | 80297.7068
519 | 82699.9886 | 78598.7842 | 80185.5734 | 76521.2878 | 74616.1619 | 90467.003
520 | 79718.9058 | 74540.0135 | 75030.1704 | 75728.9622 | 72062.5013 | 89030.9995
521 | 77751.1494 | 75330.4539 | 74782.2927 | 73497.4513 | 69864.8734 | 87024.8028
522 | 66711.8847 | 63137.1085 | 64314.4014 | 57357.6513 | 56804.0337 | 71166.5974
523 | 64638.3943 | 61658.0663 | 60757.6038 | 54957.7312 | 52244.5744 | 68786.4735
524 | 78216.8566 | 75845.6266 | 74636.6226 | 72926.1804 | 70648.6428 | 81489.0518
525 | 84531.9261 | 84460.2553 | 78507.0853 | 84613.9353 | 77734.9071 | 91224.4574
526 | 80219.7658 | 80358.6354 | 74159.9804 | 82998.9499 | 75132.0397 | 89519.5719
527 | 78478.4551 | 78649.4336 | 74526.5861 | 81188.8153 | 71417.1175 | 86429.6086
528 | 67487.7114 | 66847.4013 | 63526.1296 | 64025.7121 | 58201.4591 | 74413.9872
529 | 63079.377 | 62501.2033 | 58123.881 | 56776.7072 | 50828.1087 | 68280.5054
530 | 59933.2781 | 59079.797 | 57159.3365 | 60240.8679 | 56152.5774 | 64036.6393
531 | 70057.9419 | 66197.7827 | 63082.6453 | 66720.4282 | 67109.8049 | 74636.9463
532 | 68578.2957 | 64760.6626 | 59128.9505 | 63749.6258 | 65889.4837 | 73280.6236
533 | 70568.6298 | 69448.4437 | 63364.2369 | 68003.2183 | 65793.1839 | 74552.9597
534 | 64248.8352 | 63199.2865 | 59110.6381 | 60932.0623 | 55265.7453 | 67937.714
535 | 63323.6423 | 61756.4055 | 58452.2541 | 53643.656 | 51626.3132 | 65650.4987
536 | 66841.4859 | 64865.462 | 61259.8429 | 60732.9572 | 59009.5283 | 66571.7602
537 | 77361.9156 | 72473.1328 | 67402.3801 | 68501.2834 | 68546.4762 | 78761.5345
538 | 73708.8126 | 69727.7997 | 62574.4431 | 64628.9522 | 65645.2411 | 76462.5656
539 | 71659.1993 | 69367.4953 | 62566.6325 | 63034.5121 | 67105.9036 | 72996.8485
540 | 64532.4726 | 60459.7913 | 56519.5912 | 56321.1854 | 57365.5156 | 63637.2672
541 | 57698.137 | 52461.8447 | 48801.6873 | 48541.9966 | 48344.2752 | 55035.8997
542 | 59149.8319 | 56423.5062 | 51429.8109 | 50795.1803 | 52493.37 | 56604.6511
543 | 70168.7221 | 67278.1187 | 61189.9168 | 62856.2465 | 63898.0358 | 67973.8115
544 | 66088.7064 | 65249.7464 | 60531.833 | 62076.8607 | 62227.8228 | 64744.8069
545 | 67943.11 | 67060.6418 | 62840.583 | 63521.778 | 63853.4783 | 65286.3269
546 | 60510.4691 | 56403.3242 | 54983.9762 | 55721.964 | 56134.5832 | 56512.9803
547 | 54240.5563 | 49011.6667 | 49006.8463 | 50187.1093 | 49616.156 | 51126.4497
548 | 59077.544 | 54085.5021 | 55460.5813 | 55488.9942 | 55374.7711 | 56512.6423
549 | 65325.0688 | 65430.3582 | 68172.9067 | 62135.0706 | 64873.3511 | 64170.3495
550 | 65240.7323 | 64791.5796 | 67743.3134 | 64698.1058 | 64651.3111 | 58596.2441
551 | 68309.0906 | 67557.5121 | 68532.7932 | 67214.183 | 64630.9061 | 64377.2876
552 | 64493.3578 | 57982.0267 | 61930.8378 | 57098.0782 | 55900.1684 | 60428.2373
553 | 66028.037 | 60845.6623 | 60733.242 | 56299.2601 | 55254.7141 | 61026.2095
554 | 77970.6922 | 75300.0498 | 76325.9186 | 73997.1043 | 71196.3812 | 74532.3848
555 | 84502.6447 | 84997.9533 | 85444.7466 | 83628.5129 | 78563.7802 | 78630.7459
556 | 81363.1765 | 82669.3077 | 84146.3414 | 78142.4983 | 75692.8364 | 74335.6196
557 | 76777.384 | 76029.7139 | 79493.6252 | 76615.2711 | 72875.1698 | 73615.9764
558 | 66824.0825 | 65396.4745 | 66753.8431 | 60520.5677 | 58667.4459 | 63379.9927
559 | 64305.5247 | 62607.2174 | 64000.7526 | 56258.6137 | 54859.0984 | 61365.056
560 | 76110.6071 | 75785.7503 | 78387.1439 | 74363.6303 | 70914.9341 | 74915.9408
561 | 82643.364 | 82961.5265 | 85492.7362 | 83373.2682 | 77694.1362 | 79005.9214
562 | 79271.4912 | 78536.3893 | 81678.7297 | 78793.6179 | 75132.2378 | 75266.1944
563 | 75733.9061 | 76334.7242 | 78565.9133 | 77935.8495 | 72315.8214 | 74300.8897
564 | 65931.1349 | 65924.5679 | 68377.8016 | 62409.6695 | 58399.7529 | 64514.4092
565 | 62223.7646 | 63016.5242 | 65808.0232 | 59046.94 | 55165.4135 | 62445.0626
566 | 75186.587 | 76554.5356 | 78815.989 | 76025.7804 | 70935.408 | 75811.9802
567 | 80950.3297 | 82778.2032 | 85728.3907 | 84673.2312 | 78382.5694 | 84020.247
568 | 80239.3876 | 77755.7382 | 82379.5292 | 81805.521 | 76831.8187 | 79556.2626
569 | 76366.8348 | 76514.1496 | 79769.545 | 78014.708 | 75570.1907 | 76198.9341
570 | 64691.6006 | 65794.5676 | 68861.1704 | 66345.7596 | 61308.8934 | 65599.9885
571 | 60596.6117 | 61237.5439 | 65637.6853 | 62408.5964 | 58176.0989 | 63074.4256
572 | 72101.0572 | 75011.7259 | 79186.4637 | 76721.9316 | 76385.1272 | 76320.0136
573 | 79188.1591 | 80132.028 | 86206.0025 | 82885.3704 | 84682.5414 | 84214.8846
574 | 76154.349 | 75748.6899 | 82534.0173 | 76732.8067 | 82568.8433 | 80754.1034
575 | 74807.4334 | 74049.8266 | 79630.9059 | 75080.0653 | 78476.4486 | 76242.8641
576 | 63475.4748 | 61927.774 | 69738.9678 | 65474.4074 | 65051.095 | 65700.8795
577 | 58377.7925 | 54734.6673 | 65085.6815 | 58316.8773 | 55148.3241 | 59461.8088
578 | 59525.3403 | 57237.9985 | 66907.7568 | 60076.1234 | 62021.2683 | 61330.5453
579 | 67393.1831 | 66123.56 | 75619.6941 | 65944.6004 | 70560.2101 | 70204.7407
580 | 63338.9309 | 61707.7602 | 72695.3515 | 62358.004 | 66232.2438 | 65005.7375
581 | 63788.1425 | 61307.1324 | 69468.12 | 63688.0299 | 66263.1913 | 66270.8836
582 | 56783.9631 | 54432.2403 | 62339.968 | 54407.6707 | 58144.0015 | 59035.1519
583 | 51093.0117 | 47871.5066 | 57179.4394 | 50468.5874 | 50751.2968 | 53032.8699
584 | 53373.9937 | 51805.305 | 58923.3416 | 53838.5088 | 55009.1275 | 54500.6577
585 | 61414.8391 | 59149.5004 | 69230.9477 | 64796.8114 | 63483.504 | 61702.2757
586 | 57248.287 | 55598.4356 | 66348.9877 | 62766.4194 | 60637.6996 | 58611.9559
587 | 60492.3114 | 57462.5707 | 65867.3818 | 64440.6011 | 62297.8987 | 62420.3535
588 | 56228.5621 | 51649.16 | 59182.3113 | 57688.9361 | 55725.9396 | 56989.7743
589 | 55562.833 | 49831.5358 | 59338.1562 | 56543.9153 | 52913.0719 | 57017.6796
590 | 72499.2502 | 68851.0541 | 75174.344 | 75047.2204 | 71877.7053 | 74390.7628
591 | 76205.5194 | 73687.6904 | 80388.1812 | 83357.5965 | 79336.1188 | 79028.2277
592 | 72188.6076 | 70621.2115 | 75465.1105 | 77919.9561 | 76106.0751 | 75209.8016
593 | 69854.4689 | 68082.7238 | 74441.3191 | 76282.5538 | 74004.5604 | 72866.456
594 | 59349.3807 | 55511.3998 | 68138.6585 | 67005.6688 | 59982.0856 | 59815.3286
595 | 56109.4119 | 52478.415 | 61007.5694 | 60328.1916 | 55090.0503 | 55765.1938
596 | 73350.227 | 69658.9346 | 73995.616 | 76107.433 | 71492.6706 | 73108.1298
597 | 77058.2988 | 76111.5176 | 78019.6584 | 84612.4455 | 79500.0408 | 79977.1151
598 | 74121.2787 | 73557.2682 | 74177.6263 | 83131.6492 | 76383.5138 | 75743.7945
599 | 72683.0962 | 70897.4118 | 73582.7134 | 77929.0335 | 74216.2311 | 75972.4346
600 | 59921.1105 | 56948.4556 | 67287.6043 | 68558.2884 | 60599.1691 | 60510.2311
601 | 56870.9455 | 54203.9422 | 60366.6669 | 61988.114 | 56430.6721 | 56075.355
602 | 75138.7918 | 71149.7054 | 73687.9117 | 76645.7654 | 73201.517 | 73838.304
603 | 84456.0837 | 78223.9711 | 77348.7621 | 85799.9049 | 79250.5509 | 81595.4138
604 | 81807.6873 | 76673.0514 | 71838.7805 | 84198.4883 | 76684.7434 | 76339.4324
605 | 77091.8489 | 75029.8898 | 68748.3432 | 77663.8145 | 73600.2297 | 74980.7151
606 | 66006.1135 | 58566.6094 | 59578.48 | 69032.7508 | 60321.9785 | 60873.2714
607 | 59922.0219 | 54850.5549 | 55777.1727 | 62169.3824 | 55645.9082 | 56297.6681
608 | 75951.9171 | 72452.8715 | 69777.0208 | 76340.7395 | 72326.9134 | 74925.9244
609 | 83346.7467 | 77063.6644 | 74128.5904 | 85168.32 | 79631.994 | 83417.8733
610 | 80095.2874 | 74205.7943 | 70109.1677 | 81864.025 | 77453.3841 | 76359.5618
611 | 76695.9229 | 69713.4288 | 67517.2887 | 77529.9855 | 77363.8324 | 75670.3805
612 | 67426.0905 | 57956.3181 | 56292.0673 | 70051.4404 | 63726.5871 | 61536.0142
613 | 60507.6398 | 54391.0767 | 51471.0407 | 62884.9742 | 58618.3655 | 57117.1167
614 | 75759.9367 | 71607.4605 | 67878.6414 | 75877.3812 | 76060.6527 | 74431.7096
615 | 83029.6473 | 76053.1109 | 72477.8757 | 83211.022 | 82972.1939 | 80617.8416
616 | 78758.095 | 72072.5473 | 69679.0772 | 79625.3382 | 77521.0012 | 75564.3399
617 | 75404.6769 | 68108.3803 | 64730.754 | 75232.5724 | 75471.455 | 73481.1727
618 | 68814.1822 | 56878.1042 | 53301.0123 | 69443.4696 | 65444.3749 | 61060.0737
619 | 57895.4233 | 49762.8928 | 46902.5131 | 60296.9148 | 55276.3914 | 54779.895
620 | 59483.9892 | 55433.1642 | 52743.4106 | 62182.8486 | 59818.6223 | 59562.3253
621 | 66296.5368 | 62930.7793 | 59933.4656 | 68165.4332 | 68061.3182 | 68256.2061
622 | 62452.8831 | 60146.2102 | 57550.4298 | 63286.4293 | 64966.618 | 65443.5476
623 | 60067.0573 | 59307.8953 | 55232.2217 | 63522.3027 | 64896.0173 | 64603.9841
624 | 54988.5968 | 51650.6997 | 48416.3688 | 58583.3265 | 57529.1131 | 57349.4343
625 | 47141.0906 | 45652.4298 | 42441.3224 | 53202.743 | 50836.4107 | 51598.1957
626 | 49337.7865 | 49742.3745 | 47146.387 | 56282.7272 | 54822.0975 | 54911.6744
627 | 58100.902 | 59213.2104 | 56510.8657 | 62426.9991 | 63932.5905 | 65436.5506
628 | 54861.9429 | 56331.1493 | 53898.7341 | 60373.8814 | 61726.1263 | 65309.6785
629 | 56982.3396 | 57641.4093 | 55024.9622 | 62217.7461 | 64232.5944 | 67182.472
630 | 51887.4675 | 51576.3805 | 47851.9342 | 58381.8753 | 57387.1536 | 58202.7614
631 | 48824.289 | 49056.4579 | 47312.9198 | 59712.5086 | 54265.5155 | 57194.1723
632 | 67266.1716 | 68167.0332 | 66859.8328 | 75440.7021 | 73673.8974 | 76338.4237
633 | 72664.8897 | 73197.888 | 72858.6469 | 79365.3932 | 79431.5369 | 85500.1332
634 | 69961.476 | 70328.4821 | 69823.7967 | 74880.6418 | 76230.1224 | 83881.9599
635 | 66898.5279 | 67079.9591 | 66844.0178 | 73734.6936 | 74246.1396 | 76807.385
636 | 54235.177 | 54403.2934 | 53280.9152 | 68008.9306 | 61033.7139 | 69886.7652
637 | 50493.0285 | 49882.78 | 48681.2241 | 61616.0025 | 56572.0987 | 62505.6672
638 | 66869.0823 | 67661.0776 | 66341.0204 | 74713.5715 | 73981.8791 | 75915.0181
639 | 72766.4347 | 73005.0576 | 72301.4165 | 77813.4363 | 78999.661 | 82037.7539
640 | 70330.1519 | 70466.6887 | 69454.2803 | 73816.9028 | 75259.5904 | 81171.8595
641 | 67194.2674 | 67019.4468 | 66942.9484 | 73094.1733 | 73295.2499 | 76915.1485
642 | 53457.5128 | 54074.1972 | 54064.5175 | 64509.2449 | 60713.611 | 63646.2804
643 | 48888.5869 | 49646.4528 | 49322.3697 | 59670.0258 | 56556.8418 | 57224.8354
644 | 66581.9318 | 67567.6242 | 66541.3859 | 72626.5538 | 73084.8509 | 71713.9646
645 | 72340.8857 | 72569.1221 | 72887.6521 | 75953.9225 | 79266.3568 | 77953.2188
646 | 69984.1353 | 70238.2493 | 70687.3182 | 71856.8881 | 76664.471 | 73877.6277
647 | 66936.1717 | 67256.8717 | 67075.6662 | 70166.6233 | 74621.3936 | 70594.6169
648 | 53556.2933 | 54528.0734 | 54529.0903 | 59003.3604 | 61300.2835 | 59143.2129
649 | 48849.2668 | 49624.513 | 49948.2185 | 54905.4507 | 56444.9615 | 54341.4039
650 | 66756.3576 | 67707.0984 | 67635.4464 | 70812.1286 | 73558.6715 | 69836.2364
651 | 72420.5897 | 73459.7908 | 73625.9447 | 74946.3257 | 79665.9398 | 73853.2646
652 | 69580.4826 | 70502.5138 | 70330.3039 | 71324.8069 | 76333.9853 | 70876.2111
653 | 66775.3059 | 67111.8945 | 67430.0145 | 68643.3482 | 74808.4802 | 68634.9964
654 | 53439.0055 | 54746.6872 | 54753.8568 | 57055.828 | 61990.5971 | 56534.0002
655 | 48379.1779 | 49649.8914 | 50144.3484 | 53438.1501 | 57735.3737 | 53887.4832
656 | 65830.1794 | 67455.3597 | 68068.9067 | 70590.2158 | 75151.9094 | 71531.3297
657 | 72418.0458 | 73445.3354 | 74213.5889 | 74828.1818 | 83344.1341 | 78888.2343
658 | 70041.8746 | 70519.1386 | 71095.7844 | 71108.3472 | 77611.6953 | 76303.0857
659 | 65356.0212 | 65885.7774 | 66367.5385 | 66935.4158 | 75255.604 | 72223.5935
660 | 52993.2086 | 53554.8633 | 54588.7948 | 55722.3961 | 65795.7212 | 59721.4351
661 | 46680.3377 | 46108.4151 | 47260.6698 | 49308.9842 | 56435.3408 | 52428.3059
662 | 54675.4625 | 53872.5779 | 55501.469 | 55087.8932 | 60252.4038 | 58384.0954
663 | 62486.6845 | 61780.5661 | 64405.14 | 63982.2199 | 67877.4457 | 67784.2339
664 | 59971.2455 | 59101.3144 | 61057.3252 | 61483.6029 | 64269.806 | 64988.0491
665 | 58126.6578 | 56580.1144 | 58459.6041 | 60106.4789 | 64084.6306 | 64177.2582
666 | 49185.1416 | 48017.0591 | 49968.3921 | 51983.37 | 56871.6193 | 56849.1366
667 | 42552.2798 | 41325.4505 | 43170.216 | 46608.2703 | 50880.986 | 50707.5778
668 | 49559.1347 | 48000.7977 | 49875.3177 | 50662.395 | 53744.1312 | 54989.2428
669 | 61544.68 | 57492.9454 | 61392.8311 | 61098.8738 | 61168.2637 | 64347.6661
670 | 58519.7789 | 54592.0845 | 58085.5342 | 58741.725 | 57867.7906 | 62540.5293
671 | 60312.3215 | 56535.7163 | 58747.4852 | 59140.4648 | 59263.7804 | 64010.8793
672 | 52048.0511 | 49201.0206 | 51791.9048 | 53626.6655 | 54418.3832 | 57510.047
673 | 50657.5564 | 48583.3589 | 49996.0708 | 52358.2843 | 52699.4985 | 56228.0066
674 | 71230.5936 | 68246.98 | 69464.5943 | 71780.1518 | 71106.3581 | 75476.9353
675 | 77935.4311 | 73953.8331 | 75949.5269 | 77430.6608 | 75562.1386 | 80626.096
676 | 74296.2247 | 71049.9842 | 70936.2324 | 72730.5749 | 72072.6625 | 75701.1053
677 | 71178.3474 | 68219.1696 | 68261.869 | 68890.7116 | 68594.3677 | 71393.8354
678 | 57932.4624 | 55540.2729 | 55652.2231 | 57201.2689 | 56706.9656 | 60812.4783
679 | 53607.7844 | 50702.7091 | 51260.9241 | 52905.9669 | 52494.7819 | 54585.8624
680 | 73336.3241 | 68547.4095 | 69258.4456 | 69377.2584 | 68745.4236 | 70528.8778
681 | 81990.8991 | 73866.4788 | 77080.4897 | 74031.7768 | 73203.6274 | 74390.7365
682 | 79126.6924 | 70970.5294 | 73046.1148 | 70162.8589 | 70659.4482 | 71002.546
683 | 76302.019 | 68164.3284 | 68924.7611 | 68008.8745 | 68387.1332 | 67702.0611
684 | 60778.9016 | 55284.4612 | 55978.1992 | 55213.8323 | 55312.5927 | 56010.5306
685 | 57502.4463 | 50715.7339 | 51828.4557 | 50042.2962 | 52217.689 | 50899.7262
686 | 74427.3724 | 68941.525 | 69662.9148 | 66762.4934 | 68798.5851 | 67130.9851
687 | 83886.1546 | 73766.0183 | 75996.4333 | 72800.901 | 73463.2661 | 72374.6264
688 | 77020.7524 | 70710.6421 | 72296.5335 | 70328.563 | 70051.7119 | 69454.1403
689 | 76082.322 | 68238.3169 | 68951.3292 | 66998.7921 | 67797.8281 | 66512.8461
690 | 62232.0024 | 54933.1307 | 56584.4897 | 53681.5868 | 55768.0879 | 53752.1334
691 | 58482.086 | 50012.5571 | 50907.0344 | 48829.6762 | 52987.8652 | 50528.0785
692 | 76455.8289 | 67902.9027 | 69118.6323 | 66371.5045 | 69508.589 | 66831.5581
693 | 83640.1957 | 72981.1171 | 73792.7272 | 71608.5939 | 75701.2571 | 72467.1082
694 | 78393.5844 | 70375.7287 | 70809.7054 | 69256.1712 | 73712.6652 | 69471.0673
695 | 77176.3232 | 67708.528 | 67240.1914 | 66666.9236 | 70517.2406 | 66417.3947
696 | 63235.0625 | 54451.8777 | 54058.7911 | 53378.6764 | 58964.6194 | 53374.0649
697 | 57815.7216 | 49477.9142 | 50049.3164 | 48406.3699 | 55945.3964 | 48990.1873
698 | 75657.8267 | 67506.7215 | 68124.2644 | 65832.3949 | 73048.5107 | 66931.187
699 | 82128.5068 | 73638.8479 | 73642.2464 | 72302.1316 | 78492.9536 | 73003.3683
700 | 76873.4535 | 71154.1482 | 70767.6578 | 70196.2712 | 75699.2687 | 70086.4635
701 | 75110.6581 | 66166.3472 | 66067.6504 | 65628.0387 | 71253.9253 | 65201.0349
702 | 61682.2051 | 53278.6154 | 54123.5331 | 53252.3908 | 57790.2109 | 52993.2729
703 | 53596.9852 | 45390.0341 | 47908.6965 | 45931.5636 | 52234.34 | 45524.7721
704 | 60368.0328 | 53374.2284 | 56666.45 | 53547.5398 | 59757.45 | 53685.911
705 | 69337.1589 | 62980.098 | 66911.887 | 63836.056 | 70063.3418 | 63053.1058
706 | 66240.9612 | 59757.7096 | 63407.7831 | 59505.5268 | 67507.5537 | 60131.6364
707 | 64356.6836 | 56868.4675 | 59535.7448 | 56839.7994 | 66785.1147 | 56325.4405
708 | 56242.7808 | 48885.7959 | 52157.2098 | 47818.6918 | 57720.3513 | 48613.8647
709 | 48912.5132 | 40221.9841 | 44306.244 | 40550.6384 | 50314.9128 | 42998.0081
710 | 53521.4092 | 47123.5661 | 50316.8047 | 47774.6636 | 55973.8388 | 49689.9627
711 | 64500.1462 | 57853.4057 | 59504.9239 | 58581.1791 | 68126.2399 | 59806.5787
712 | 64009.8219 | 55343.466 | 55787.8481 | 55778.1183 | 67356.5705 | 59044.5343
713 | 63547.6 | 55036.033 | 56156.1496 | 55724.1992 | 66809.4443 | 60266.6384
714 | 54149.2645 | 48046.1387 | 50209.5466 | 48154.8254 | 56997.136 | 52241.7451
715 | 48690.7176 | 47802.4031 | 46887.8203 | 46060.7466 | 53354.7022 | 50683.3826
716 | 61970.8039 | 63507.7666 | 61628.1358 | 62094.5507 | 66672.8744 | 65428.8784
717 | 72546.8081 | 72756.0863 | 71521.7089 | 71715.2317 | 80946.0742 | 76764.6
718 | 71072.8555 | 70838.864 | 71258.897 | 70434.2931 | 80557.0817 | 74599.5188
719 | 67613.6899 | 68741.2247 | 67452.8286 | 67368.6892 | 77186.4745 | 69351.925
720 | 53845.4826 | 55033.2736 | 53239.7621 | 53621.3951 | 60912.1413 | 56725.1501
721 | 48396.7101 | 49870.3905 | 46968.1788 | 47011.8383 | 53227.6447 | 49986.9135
722 | 50161.7079 | 53089.9471 | 49843.5127 | 49892.3187 | 55505.211 | 52794.9077
723 | 58464.9385 | 61402.0709 | 59085.3808 | 58274.9027 | 67909.4763 | 63918.848
724 | 55881.603 | 57969.5504 | 55249.4501 | 54978.6838 | 66362.9726 | 63755.7665
725 | 56724.863 | 58534.3868 | 57001.6477 | 56241.5073 | 65356.1914 | 61052.4058
726 | 52497.3433 | 54696.2813 | 52187.2324 | 51602.4898 | 57758.3077 | 54473.342
727 | 50253.6629 | 51492.3 | 48606.8863 | 49238.0313 | 56171.581 | 50689.6551
728 | 67165.7469 | 69363.6238 | 66052.5659 | 65755.9403 | 72946.5208 | 68174.4879
729 | 73537.5014 | 74511.418 | 73017.1739 | 72721.9098 | 78266.2743 | 74488.6463
730 | 70440.3583 | 70889.4821 | 69786.7366 | 70101.5343 | 75034.2097 | 70965.6598
731 | 67375.8658 | 67085.2605 | 66292.3852 | 66485.308 | 70767.0157 | 67230.8197
732 | 55249.8075 | 55078.4159 | 53501.2036 | 53760.9825 | 58605.2404 | 54383.1781
733 | 51978.4079 | 50979.0333 | 48389.5346 | 49890.4249 | 53400.1877 | 49015.8057
734 | 69672.8457 | 68736.371 | 65728.1937 | 66874.8776 | 69951.1284 | 66850.0913
735 | 76826.3831 | 74369.746 | 72924.0151 | 73991.9628 | 76535.5429 | 73215.7912
736 | 73630.2845 | 71217.7633 | 69808.9413 | 70533.8552 | 72266.1606 | 70501.4815
737 | 69180.1481 | 68873.9921 | 66546.4079 | 67112.0412 | 68667.3782 | 66975.132
738 | 56443.0643 | 56285.7628 | 53279.3727 | 54997.9842 | 56315.4578 | 53443.5169
739 | 51794.559 | 52166.4475 | 48509.0726 | 50346.1321 | 52292.4925 | 48711.3319
740 | 70006.468 | 69806.9683 | 65397.0265 | 67352.8372 | 68433.203 | 65906.1404
741 | 77509.1981 | 76724.8531 | 72690.4152 | 74082.2459 | 74089.1006 | 73136.316
742 | 73243.3725 | 72311.3381 | 70426.1988 | 72163.0555 | 70635.7222 | 70343.8356
743 | 67210.609 | 66978.4505 | 65057.6688 | 67076.7465 | 65863.307 | 65255.7725
744 | 54695.2518 | 54997.484 | 53382.1183 | 54981.2772 | 53956.0922 | 52351.3712
745 | 46901.8034 | 46768.2591 | 45854.2956 | 49346.6347 | 46040.2396 | 45204.2867
746 | 54346.3879 | 54410.8197 | 52731.675 | 57310.5695 | 53445.4534 | 52597.0457
747 | 62098.5692 | 62548.1844 | 60721.1461 | 67280.6095 | 61842.9691 | 61552.3877
748 | 59855.1265 | 59876.8931 | 58668.448 | 64781.2403 | 59805.2718 | 58586.9739
749 | 57490.1104 | 56803.5309 | 55554.4318 | 62264.5428 | 57824.4024 | 56496.9951
750 | 50103.6477 | 48354.9129 | 47967.083 | 53309.315 | 49960.3844 | 48781.4781
751 | 44606.3596 | 40413.4193 | 40139.9441 | 47647.0963 | 42829.0269 | 44936.8394
752 | 50082.5191 | 46550.4557 | 46572.5282 | 52122.2125 | 47775.9861 | 48637.0943
753 | 59295.1711 | 56339.6539 | 57000.6714 | 62847.3043 | 57664.8937 | 58306.3941
754 | 56447.8347 | 55007.7001 | 54619.0078 | 59146.5215 | 54849.4298 | 55699.9022
755 | 57904.0282 | 56016.7996 | 55081.675 | 59191.0881 | 54757.955 | 56472.8847
756 | 50721.0502 | 49394.4444 | 48022.3075 | 52400.1353 | 48082.2732 | 49482.1927
757 | 49427.0665 | 46487.276 | 46436.0724 | 48313.0654 | 46659.7888 | 48933.157
758 | 69208.8692 | 65729.4064 | 65353.1732 | 67851.8907 | 66477.5972 | 67824.2056
759 | 77213.9735 | 72535.0138 | 72211.3653 | 72786.5203 | 72881.3797 | 73312.7031
760 | 74030.5565 | 70052.4536 | 69808.0341 | 70325.8441 | 70143.8667 | 71451.0256
761 | 68856.3941 | 66875.1375 | 67106.8519 | 67300.3392 | 66651.4623 | 67766.7826
762 | 56006.0229 | 53357.8731 | 53715.1136 | 54345.2843 | 53247.8137 | 54737.8696
763 | 51267.0586 | 48337.1514 | 48462.7148 | 49631.5552 | 48221.5085 | 50826.3182
764 | 69022.6966 | 65610.3662 | 65161.1584 | 66940.8082 | 65580.994 | 68811.8865
765 | 77546.5142 | 72395.0231 | 72289.1048 | 72802.3161 | 72433.6474 | 76299.6314
766 | 73146.3797 | 69697.1246 | 69193.9141 | 69582.7163 | 69304.9643 | 73135.7839
767 | 68482.9232 | 66127.0777 | 66486.4915 | 66390.6203 | 66003.0829 | 69176.7453
768 | 55999.0445 | 53180.7728 | 53480.6984 | 53821.9427 | 53121.8552 | 56499.9891
769 | 52066.4765 | 48541.1569 | 48311.2997 | 48453.385 | 48251.3266 | 52039.3937
770 | 69074.4872 | 65335.4674 | 65072.6364 | 66092.3487 | 65591.6754 | 69891.7893
771 | 76657.6518 | 71909.7595 | 71601.7618 | 71932.0452 | 71763.7706 | 75935.3326
772 | 74642.579 | 69730.8981 | 69288.2011 | 69807.949 | 69605.7088 | 72378.7168
773 | 70631.9033 | 66284.8636 | 66350.9448 | 65850.9147 | 66319.4579 | 68547.5192
774 | 57932.913 | 53142.926 | 53867.4781 | 53238.7152 | 53729.3749 | 55240.1861
775 | 51525.3328 | 46930.3897 | 47089.9567 | 46964.9824 | 46955.1059 | 47742.7819
776 | 56367.647 | 51120.9571 | 51272.1024 | 51117.2161 | 51465.5859 | 51607.9976
777 | 62825.5572 | 58555.5706 | 58378.9512 | 57664.6689 | 58289.2645 | 59286.8631
778 | 60224.1799 | 55101.8168 | 54515.616 | 54913.0119 | 54512.7731 | 55099.4557
779 | 60314.8795 | 55513.0425 | 55523.2432 | 56320.0633 | 55948.3835 | 56394.2187
780 | 55622.3902 | 51072.5627 | 52275.2455 | 52287.2422 | 51522.6754 | 52386.4606
781 | 53542.4685 | 48222.8233 | 48581.7369 | 48544.3481 | 48403.8909 | 48374.49
782 | 64628.2829 | 61940.1548 | 62294.6278 | 62070.6989 | 62143.2831 | 61957.2694
783 | 75426.9678 | 70844.3943 | 71604.6652 | 71012.4444 | 71183.0419 | 71066.8984
784 | 73642.3925 | 68555.3354 | 69471.2462 | 69434.0316 | 68882.4887 | 69583.5041
785 | 67448.5652 | 64648.5823 | 64611.2653 | 64619.0918 | 64280.9508 | 64108.1474
786 | 54095.1603 | 51961.0109 | 52577.8911 | 51730.4008 | 51660.6373 | 51349.0201
787 | 47346.2631 | 46569.3506 | 45168.3218 | 45414.9809 | 47221.7843 | 44994.7323
788 | 54871.7431 | 53809.2614 | 52327.4355 | 53003.0696 | 55109.4688 | 52686.4805
789 | 63672.8318 | 64354.9425 | 61581.4099 | 62047.8392 | 65289.2799 | 61649.0636
790 | 61661.4692 | 63281.528 | 58943.1378 | 58873.2231 | 62722.6091 | 58626.982
791 | 57891.9707 | 59131.068 | 55963.5189 | 56716.8774 | 59409.2785 | 56329.9016
792 | 51133.4219 | 50081.4227 | 47308.2396 | 47515.8653 | 50952.9652 | 47102.427
793 | 44283.3462 | 42818.38 | 40431.0221 | 39532.2285 | 43604.4024 | 39913.5682
794 | 48798.234 | 49607.0309 | 46937.0462 | 46361.5466 | 50999.9096 | 46490.1714
795 | 60083.5536 | 61321.1899 | 58874.9282 | 57283.1686 | 63924.8395 | 57385.4204
796 | 57302.2437 | 60243.7147 | 56824.2705 | 54962.9795 | 61900.1496 | 55643.3383
797 | 57788.4276 | 59742.5491 | 56419.1971 | 56268.7001 | 60998.2594 | 55702.196
798 | 51392.5629 | 51280.3921 | 48802.3082 | 48522.4431 | 53465.2456 | 48413.6638
799 | 48484.7021 | 50350.6474 | 47877.1473 | 46456.8922 | 52136.7179 | 46685.3389
800 | 67281.0446 | 68975.5114 | 66603.0317 | 65903.389 | 70927.4947 | 65765.678
801 | 73311.1616 | 75100.8415 | 73544.3662 | 72512.8293 | 76106.3159 | 72977.4433
802 | 70152.82 | 72125.5453 | 70185.0276 | 69578.024 | 72763.7126 | 70022.4682
803 | 66460.2655 | 68109.4987 | 66750.1848 | 66015.0755 | 68692.0379 | 65876.6429
804 | 53986.2294 | 55906.6535 | 54097.8286 | 53175.8576 | 56397.0938 | 53208.1723
805 | 50171.2569 | 50749.0993 | 49364.3071 | 48218.9961 | 51610.8267 | 48436.0688
806 | 67729.0076 | 68494.6659 | 66366.0493 | 65585.8466 | 69479.6525 | 65571.2351
807 | 72893.1472 | 72658.7165 | 72550.2213 | 72164.8547 | 74450.8089 | 72456.8481
808 | 70438.7541 | 70177.5471 | 70218.7359 | 69676.4361 | 70695.36 | 69744.7482
809 | 66952.4552 | 66870.6585 | 66774.0442 | 66253.4511 | 67636.311 | 66147.1349
810 | 54877.0333 | 54348.4305 | 54014.1635 | 53120.717 | 55107.6762 | 53490.0409
811 | 51711.9688 | 48474.3458 | 49340.9508 | 48305.3759 | 50061.9453 | 50741.2985
812 | 69195.5686 | 66065.3109 | 66299.6055 | 65517.8002 | 67960.5035 | 67583.7129
813 | 75176.3289 | 72305.2214 | 72357.2929 | 71665.3689 | 73565.8748 | 74469.5369
814 | 71319.8528 | 69880.0021 | 70138.5104 | 69050.7458 | 70131.1929 | 70590.5386
815 | 67546.4976 | 66196.3162 | 66886.4605 | 66593.0178 | 67212.7496 | 67605.9806
816 | 55516.0647 | 53551.2492 | 54066.0662 | 53970.2039 | 54982.9804 | 55599.1617
817 | 51256.09 | 48492.3501 | 50023.8594 | 49646.0776 | 49475.9808 | 51910.7801
818 | 68651.4097 | 65568.6798 | 67157.8027 | 66820.8334 | 66780.4821 | 69086.0757
819 | 74864.7874 | 72141.6613 | 73994.0209 | 74536.6412 | 72382.9315 | 76336.2645
820 | 71479.0201 | 69374.587 | 70986.4812 | 72876.43 | 69313.9824 | 72558.1833
821 | 67673.695 | 66436.5583 | 67607.6064 | 67877.1762 | 66396.5868 | 68789.4164
822 | 54947.4035 | 53388.4458 | 55801.1884 | 55603.941 | 54066.6789 | 56520.4109
823 | 49551.724 | 48243.1459 | 50968.3144 | 51331.4226 | 49998.3466 | 51461.0421
824 | 67215.9462 | 65496.9034 | 67787.1593 | 68201.8854 | 67186.0425 | 69312.6089
825 | 73297.0821 | 72547.1462 | 75657.3816 | 75871.8 | 73173.6189 | 76451.4618
826 | 69834.4833 | 69662.4078 | 71927.9067 | 72522.5155 | 69832.506 | 72891.4634
827 | 64865.3688 | 65281.3345 | 65712.9889 | 66026.5195 | 65492.4653 | 66373.5994
828 | 52852.3432 | 52552.3716 | 54836.8461 | 55031.7257 | 54366.0131 | 54704.4321
829 | 46185.9572 | 45539.4954 | 48188.3209 | 48290.252 | 47766.8335 | 45916.1936
830 | 54532.5793 | 53423.2085 | 56477.1212 | 56136.4409 | 56700.4687 | 54743.7112
831 | 64708.9649 | 62767.1633 | 68114.7025 | 66550.4009 | 67648.8469 | 64262.0442
832 | 61416.1691 | 59600.8057 | 63460.577 | 62709.3288 | 64482.9217 | 63031.7107
833 | 57799.0633 | 56061.0652 | 59393.3953 | 58354.1142 | 60114.2735 | 57327.3317
834 | 49022.4527 | 47652.3419 | 51157.5698 | 51259.0515 | 51292.3579 | 47921.1186
835 | 45778.2724 | 39652.7351 | 42955.1741 | 46097.1509 | 43713.1058 | 41126.2303
836 | 50156.5955 | 45282.095 | 47201.3274 | 49703.8129 | 50022.5332 | 46446.7485
837 | 62108.1979 | 54925.4412 | 56172.1439 | 58250.5017 | 62097.9462 | 55878.7545
838 | 58764.1957 | 53304.3357 | 53587.3465 | 56058.9662 | 59143.8261 | 54656.2191
839 | 57726.313 | 53523.1098 | 54226.5111 | 56510.9204 | 58966.655 | 54911.8499
840 | 52259.3934 | 48134.8475 | 48740.8861 | 50213.0755 | 54275.9524 | 48605.9932
841 | 46182.5604 | 43464.4867 | 44381.4147 | 46495.1032 | 47881.7303 | 44665.8509
842 | 51537.6761 | 47638.9959 | 49762.3533 | 50861.4692 | 52879.3066 | 49148.7468
843 | 65958.2645 | 59336.8104 | 61575.0234 | 64137.9695 | 62907.6346 | 61124.6456
844 | 65928.1234 | 57078.5113 | 60085.7423 | 64759.8677 | 64291.7466 | 63553.5666
845 | 60384.8396 | 57638.8619 | 57517.3894 | 60744.7007 | 61739.3064 | 59619.5802
846 | 54977.0926 | 53382.752 | 53604.7374 | 55650.4744 | 56637.1928 | 53810.8415
847 | 52189.1269 | 48836.7197 | 50719.3061 | 52941.5151 | 56348.2829 | 49737.6934
848 | 69737.4979 | 65783.0906 | 67911.9895 | 70854.6609 | 72367.4422 | 66938.8457
849 | 76496.339 | 72953.2619 | 75097.8079 | 78664.1866 | 78385.9844 | 73586.407
850 | 72185.922 | 69527.3941 | 72347.6371 | 75271.3877 | 75852.4049 | 69858.678
851 | 67681.5416 | 65915.4125 | 67506.473 | 70120.7073 | 70680.3354 | 66420.8205
852 | 55894.0367 | 52644.2159 | 55190.5143 | 56949.7032 | 58054.2209 | 53706.4375
853 | 50521.4293 | 48206.6007 | 50335.6639 | 52882.7039 | 54716.2358 | 48338.7037
854 | 67983.1402 | 65581.9803 | 67517.1521 | 70466.3062 | 69831.4998 | 65698.936
855 | 73711.3474 | 72194.8099 | 74037.6613 | 75874.1727 | 76855.7554 | 72887.2905
856 | 70895.1157 | 69672.1699 | 70066.2913 | 72433.9275 | 73801.9303 | 69882.3668
857 | 66907.0478 | 66499.5647 | 66895.6827 | 67961.3546 | 69653.9677 | 66400.7144
858 | 54238.0021 | 53422.7583 | 54623.5414 | 56012.0708 | 57527.1063 | 53184.2007
859 | 48815.7281 | 48424.0652 | 50417.6064 | 50977.8411 | 55347.0721 | 48401.6022
860 | 66011.2105 | 65345.1912 | 67786.5857 | 68322.0781 | 70747.7609 | 65322.71
861 | 71700.2031 | 71832.5446 | 73943.7435 | 74113.9444 | 76654.847 | 72317.1692
862 | 69615.0871 | 69245.3641 | 70979.1132 | 70128.7286 | 74765.473 | 69852.2227
863 | 66157.5053 | 66060.4389 | 67356.4619 | 67347.3306 | 69220.7002 | 65624.8577
864 | 52909.597 | 53419.4959 | 55609.1065 | 54908.0364 | 57604.2934 | 53049.9792
865 | 48412.8547 | 48545.4331 | 51410.1536 | 50756.5028 | 54754.5981 | 48221.0627
866 | 65642.6163 | 65116.0218 | 68676.5929 | 68321.9713 | 70284.252 | 65495.6268
867 | 72316.7086 | 72170.0517 | 76343.2752 | 75417.4199 | 76483.4643 | 72315.503
868 | 69720.5071 | 69357.3874 | 72255.8885 | 72344.4263 | 72200.1984 | 69560.4063
869 | 64341.5767 | 64183.6885 | 66096.017 | 66075.3271 | 66852.9932 | 64422.9832
870 | 52156.9659 | 52279.0145 | 54521.1957 | 53942.3938 | 56402.8049 | 52653.2042
871 | 45117.1698 | 44952.1363 | 45676.8857 | 46508.8287 | 49787.5803 | 45232.4346
872 | 52152.3162 | 52117.9105 | 53119.337 | 53756.407 | 54366.0511 | 52367.0527
873 | 60631.8668 | 60240.2171 | 60839.58 | 61714.5621 | 62821.4416 | 60822.2159
874 | 57672.3446 | 58205.6 | 57828.731 | 59071.976 | 60299.6208 | 58863.8464
875 | 54675.3932 | 55097.7182 | 55126.1077 | 55347.4699 | 57536.3203 | 55254.6262
876 | 47481.866 | 47240.9809 | 47078.8279 | 47638.2347 | 51123.6088 | 49056.2962
877 | 40432.9138 | 40188.4655 | 40037.0371 | 40741.2575 | 43812.0531 | 42670.5537
878 | 46578.8887 | 46366.9296 | 46043.0248 | 46538.1511 | 48928.413 | 46870.5358
879 | 56708.0396 | 56048.7523 | 55939.5587 | 56662.527 | 58775.6253 | 57171.8665
880 | 54375.8868 | 54513.319 | 53779.7508 | 53565.4652 | 55597.2493 | 55310.0943
881 | 54744.1995 | 55778.0504 | 54749.2384 | 54647.4125 | 55837.1292 | 55552.8607
882 | 47685.6735 | 48952.3357 | 48621.3628 | 47979.2483 | 50212.0378 | 49453.0425
883 | 47173.8155 | 46399.9519 | 46358.712 | 46677.9596 | 47452.8616 | 47511.9226
884 | 66026.1103 | 65202.1025 | 65323.6011 | 65817.2029 | 66221.6848 | 66243.1465
885 | 73685.4817 | 71973.9774 | 72080.3803 | 71944.7222 | 72288.2669 | 72826.4103
886 | 70789.4926 | 69445.6787 | 69453.5332 | 69519.6034 | 69324.2212 | 70155.2062
887 | 66759.673 | 66484.7048 | 65935.7141 | 66123.0018 | 66173.2296 | 66513.3671
888 | 54577.3342 | 54584.6864 | 53402.0563 | 53231.8559 | 53257.8619 | 53679.0408
889 | 49926.9248 | 48840.1094 | 48346.1337 | 48364.2043 | 48365.7801 | 48403.2629
890 | 66448.8976 | 64913.0885 | 64996.2804 | 65336.4174 | 65952.2278 | 65211.2903
891 | 72909.0859 | 71275.4309 | 72470.7126 | 72084.9277 | 71739.8604 | 72135.5288
892 | 70423.1877 | 69603.0143 | 69554.7143 | 69233.7302 | 69095.637 | 69492.6529
893 | 66463.8244 | 66075.7601 | 66209.7379 | 66066.7281 | 65614.0071 | 65902.9633
894 | 54017.0691 | 54167.8218 | 53252.8835 | 53134.7718 | 52883.7412 | 53135.661
895 | 48389.4474 | 48690.2718 | 48233.5105 | 48411.3252 | 48165.1211 | 48451.6587
896 | 65349.4043 | 64983.5913 | 65052.5576 | 65221.0884 | 65067.4414 | 65333.6994
897 | 72315.0113 | 72221.1074 | 71638.9891 | 71908.9554 | 72283.8765 | 72176.5793
898 | 69521.9476 | 69318.8375 | 69190.6804 | 68749.393 | 69313.0192 | 69813.4415
899 | 66223.7487 | 66343.045 | 66101.3093 | 66226.3515 | 65941.7137 | 66253.8173
900 | 53161.8523 | 53327.4615 | 53384.9617 | 53447.4815 | 53132.9449 | 53532.3051
901 | 49540.2319 | 48348.6658 | 48550.5929 | 48518.8763 | 48167.2944 | 49543.3253
902 | 60973.6732 | 59127.7675 | 60136.7841 | 59425.5557 | 59558.8029 | 61044.7906
903 | 71322.8369 | 70585.9385 | 70874.4213 | 70599.3292 | 71002.392 | 72849.658
904 | 70540.0668 | 70119.5037 | 69471.0702 | 69267.2369 | 70117.8568 | 71629.6503
905 | 68079.3071 | 66617.4291 | 66735.9685 | 66470.5253 | 67311.9514 | 67779.2298
906 | 54904.2895 | 53674.3159 | 53819.8574 | 53656.6992 | 53738.9322 | 54883.5986
907 | 50580.3451 | 48722.2083 | 49187.4233 | 48773.7237 | 49432.8789 | 51196.9135
908 | 67698.5064 | 65980.0928 | 66169.661 | 65889.1503 | 66396.0467 | 68861.8408
909 | 75571.7728 | 73494.1111 | 74304.6373 | 73507.4537 | 74351.13 | 77442.8271
910 | 72572.6065 | 70984.2415 | 71922.0829 | 71185.0292 | 71424.1282 | 74190.2834
911 | 65848.3919 | 65307.2587 | 65457.9322 | 65058.7076 | 65265.1863 | 67515.6805
912 | 53985.7039 | 52822.738 | 52771.6058 | 52605.1402 | 53089.7211 | 55408.948
913 | 45036.6727 | 45149.0033 | 44973.1969 | 45184.2601 | 45745.052 | 47956.3355
914 | 52143.6586 | 52385.3452 | 52538.7379 | 52335.9385 | 52927.899 | 55628.65
915 | 61960.088 | 61514.9738 | 61918.482 | 61442.2268 | 62502.5423 | 65367.3536
916 | 59144.1989 | 58472.8473 | 58759.8564 | 59118.6543 | 59837.5745 | 62203.7756
917 | 56577.6098 | 55405.4618 | 56215.668 | 56139.0348 | 56569.892 | 58123.2574
918 | 48758.1173 | 47189.6413 | 48185.4964 | 48970.8003 | 48024.4213 | 49914.7322
919 | 40643.2896 | 39995.1871 | 41797.0702 | 42862.9511 | 40393.409 | 41805.7891
920 | 46607.7021 | 46417.4567 | 48607.5198 | 48032.7558 | 47234.6839 | 48798.2455
921 | 58633.7027 | 58106.8637 | 58979.8245 | 58655.7125 | 58901.1197 | 60309.16
922 | 55900.6069 | 58185.8884 | 58101.7312 | 57793.44 | 57080.4337 | 58467.7401
923 | 56535.882 | 56780.0856 | 57638.7478 | 57631.1355 | 56572.6978 | 58351.9837
924 | 48442.0822 | 49060.2343 | 50791.1297 | 50229.456 | 49316.4439 | 50075.2853
925 | 46740.1027 | 46911.1242 | 48794.5214 | 48501.9796 | 46986.12 | 48427.9697
926 | 65854.175 | 65783.7827 | 67422.866 | 67662.4786 | 65667.7551 | 68029.6015
927 | 72454.4525 | 73102.5253 | 74156.5975 | 76631.2483 | 72593.6728 | 73997.1897
928 | 69826.9671 | 69699.609 | 70839.9643 | 75433.265 | 70007.2748 | 71144.0066
929 | 66200.884 | 66377.6292 | 66960.2456 | 69219.3093 | 66467.4231 | 68892.7878
930 | 53418.6804 | 53471.8745 | 54761.9035 | 55780.0382 | 53737.4151 | 55088.8685
931 | 48259.3895 | 48262.6082 | 49245.992 | 50901.441 | 48368.1001 | 50837.6261
932 | 65448.2406 | 65500.3069 | 66217.7742 | 67789.5626 | 65322.9456 | 68172.031
933 | 72192.0758 | 72490.6952 | 72704.7752 | 76301.6228 | 72377.6515 | 76158.6081
934 | 69286.4737 | 69650.9661 | 70269.5004 | 72674.206 | 70000.7676 | 73752.2948
935 | 66255.9952 | 66325.8929 | 66227.3441 | 68121.7575 | 66342.7979 | 68913.6532
936 | 53416.9166 | 53669.2518 | 53663.3293 | 55029.7457 | 53097.7748 | 55629.4835
937 | 48456.0175 | 48554.4258 | 48295.8938 | 50389.1752 | 48345.7661 | 51750.0461
938 | 65358.3245 | 65103.9901 | 65307.5606 | 67572.6188 | 65415.5033 | 69529.146
939 | 72175.0112 | 72520.9235 | 72136.5624 | 75161.9059 | 72315.0298 | 77803.4374
940 | 69933.1456 | 69344.6505 | 70090.3369 | 71738.1423 | 69510.4008 | 76056.072
941 | 66759.3054 | 66309.7146 | 65859.0937 | 67717.9894 | 66292.3144 | 70774.2752
942 | 53546.2397 | 53199.4403 | 53166.3637 | 54999.8299 | 53030.0371 | 56532.0718
943 | 48466.6738 | 48352.3382 | 48645.0905 | 50421.0635 | 48212.6807 | 51644.5161
944 | 65309.7121 | 65101.6646 | 65332.7108 | 67617.9536 | 65354.1069 | 69166.5674
945 | 71810.1075 | 71798.2342 | 72396.116 | 74455.7807 | 71904.2051 | 76516.0229
946 | 69239.3038 | 69908.3023 | 69261.3359 | 70418.1863 | 69998.1788 | 73157.036
947 | 66109.1104 | 66651.569 | 66592.1086 | 66788.2421 | 65816.6631 | 68649.285
948 | 54082.2143 | 53473.8111 | 53692.3282 | 54824.3079 | 53245.6314 | 55432.5867
949 | 48475.2617 | 48398.0176 | 49622.2753 | 49721.2535 | 48323.9734 | 51214.6163
950 | 64952.0992 | 65091.9229 | 66584.7126 | 66661.9773 | 64975.0043 | 68579.6121
951 | 72078.2008 | 72035.6386 | 73027.8161 | 72725.1199 | 71622.0067 | 75844.4253
952 | 69243.9437 | 69822.7682 | 70012.2956 | 70097.0787 | 69632.7783 | 71867.8657
953 | 64506.5961 | 64292.6309 | 65377.5103 | 65116.8138 | 64436.6933 | 66207.1484
954 | 52762.2279 | 52087.2458 | 53812.7182 | 53875.9654 | 51994.2772 | 54210.3486
955 | 45138.0537 | 45209.4236 | 46691.6427 | 45726.5877 | 44917.9143 | 47034.5263
956 | 52232.4428 | 52265.9184 | 54129.4841 | 53188.7879 | 51758.5542 | 54669.3666
957 | 60595.1583 | 60875.4732 | 62247.3738 | 61287.6159 | 60689.6369 | 63615.8519
958 | 57666.9861 | 58078.3193 | 59825.1793 | 58142.2228 | 57568.3055 | 60449.319
959 | 55617.2214 | 55735.666 | 56062.6223 | 55896.2349 | 55179.8605 | 57055.8048
960 | 47868.022 | 47239.769 | 48100.6614 | 47524.8598 | 47058.5475 | 48760.7466
961 | 42347.9661 | 40368.6333 | 40719.7427 | 39532.4038 | 39756.8884 | 41389.9523
962 | 47647.5534 | 47020.1339 | 46913.0318 | 45625.3111 | 46363.8293 | 47355.0888
963 | 57646.3685 | 56367.7124 | 57146.3443 | 56307.642 | 56648.052 | 57410.7545
964 | 56424.5312 | 55112.3754 | 54998.6175 | 53963.1356 | 53932.0678 | 54223.7384
965 | 56304.369 | 55834.3693 | 55273.0955 | 54877.5817 | 55004.1886 | 56489.8329
966 | 48953.3892 | 48455.1989 | 48594.1669 | 47939.1911 | 47959.2512 | 49173.3281
967 | 47699.0346 | 48233.8262 | 47871.8482 | 46493.544 | 46532.8614 | 47966.8634
968 | 66295.1031 | 66945.7947 | 66658.4766 | 65599.9447 | 65372.5803 | 67450.1588
969 | 72829.5793 | 73901.7816 | 74475.7716 | 72889.3489 | 72685.6927 | 73231.6841
970 | 69902.7224 | 70389.7673 | 71591.7131 | 69955.8111 | 69363.1154 | 70882.1123
971 | 66572.9896 | 67254.5596 | 67520.6313 | 66543.437 | 66099.6251 | 66942.0501
972 | 54291.0941 | 55024.0329 | 55642.6842 | 54368.5201 | 53874.1028 | 54203.5242
973 | 49952.1889 | 50259.6887 | 51019.959 | 50597.2236 | 48688.4137 | 48475.6817
974 | 67101.3941 | 66982.3601 | 67691.3032 | 67278.4442 | 65128.063 | 66309.6497
975 | 74408.6247 | 72935.9661 | 72879.5582 | 74808.7869 | 72171.7113 | 72190.2869
976 | 72070.1778 | 70632.1342 | 70555.7832 | 71321.1702 | 69508.8998 | 69371.2598
977 | 67952.5615 | 67364.1548 | 67275.9358 | 67734.8506 | 66614.2696 | 66309.2517
978 | 55132.0286 | 54881.9924 | 55230.932 | 55131.2241 | 53119.8355 | 53166.8717
979 | 50227.7247 | 48521.9282 | 48551.1877 | 50938.3296 | 49197.8854 | 48598.4878
980 | 67260.5763 | 65202.1699 | 65784.2224 | 67856.1435 | 66149.5992 | 65526.8424
981 | 74955.6598 | 72174.3065 | 72115.0473 | 74423.9988 | 72904.0048 | 72373.8043
982 | 71613.3845 | 69712.7392 | 69970.3812 | 72052.6627 | 70584.127 | 70393.0262
983 | 67793.9343 | 66513.5162 | 66425.5324 | 68730.0174 | 67230.7403 | 66750.1965
984 | 54783.8216 | 53469.7065 | 53427.8075 | 55260.0774 | 54467.8595 | 54367.2513
985 | 49395.652 | 48453.1678 | 48396.8311 | 51064.9089 | 48636.0002 | 48624.9732
986 | 66200.997 | 65534.47 | 65730.839 | 68559.419 | 65327.6129 | 65486.1019
987 | 72980.2502 | 72882.7386 | 72547.5532 | 76726.7392 | 72043.7624 | 72254.5512
988 | 70311.8082 | 70643.4316 | 69928.2816 | 73898.3655 | 70358.0484 | 70157.5644
989 | 66948.6582 | 66962.3866 | 66734.5942 | 69297.1314 | 66738.0495 | 66685.7366
990 | 54187.0571 | 54126.8913 | 53262.8391 | 56585.8608 | 53340.9525 | 53601.4323
991 | 48387.3361 | 48680.6843 | 48464.4614 | 51638.732 | 48285.1251 | 48592.5106
992 | 65494.6602 | 65223.6386 | 65330.1453 | 69219.5056 | 65342.1359 | 65528.9399
993 | 72301.9605 | 72455.4354 | 72505.9275 | 76062.8996 | 72240.0048 | 72393.4134
994 | 69894.5057 | 69845.0356 | 69605.6858 | 73259.0505 | 69595.4355 | 70212.3726
995 | 64891.2228 | 65226.5462 | 64719.9806 | 67062.3167 | 64600.805 | 64254.8754
996 | 52175.5834 | 52529.2101 | 52443.4578 | 55356.6576 | 52474.2653 | 53648.9345
997 | 45100.5538 | 45030.1411 | 45139.3428 | 47454.4385 | 45152.8282 | 46571.3905
998 | 52120.1712 | 52084.6258 | 52443.1333 | 54599.0676 | 52116.0796 | 53479.2948
999 | 60728.4321 | 60345.8112 | 60747.7595 | 62809.5405 | 60411.3605 | 61924.9376
1000 | 57460.763 | 58002.875 | 57565.7724 | 59786.4436 | 57631.997 | 58954.484
1001 | 54709.7159 | 55719.0492 | 55552.7014 | 56872.2279 | 55516.2217 | 55575.472
1002 | 46676.299 | 47349.8386 | 47279.3196 | 48756.948 | 47600.7499 | 47349.5306
1003 | 39803.8252 | 39913.3993 | 40769.2893 | 41100.6185 | 39984.5995 | 39656.1982
1004 | 46131.3254 | 46317.5292 | 47137.8407 | 46944.5851 | 46108.5047 | 46050.2302
1005 | 56216.1809 | 55830.4513 | 56270.3895 | 56391.0361 | 55855.7578 | 56837.6661
1006 | 54256.464 | 54139.3417 | 54264.3936 | 54065.3297 | 54243.0272 | 53799.7756
1007 | 55070.8171 | 55705.8106 | 55194.968 | 55781.1203 | 55105.539 | 54761.2438
1008 | 48192.3521 | 48048.1393 | 48059.9017 | 48739.769 | 47880.3336 | 48030.768
1009 | 46472.109 | 46488.9637 | 46716.8487 | 48582.7876 | 46407.1934 | 46225.1681
1010 | 65373.2795 | 65461.8864 | 65847.2444 | 67865.6707 | 65261.4811 | 65355.2581
1011 | 72468.9074 | 72436.7538 | 72162.8555 | 74495.5008 | 72441.9676 | 72161.7305
1012 | 69774.0426 | 69542.6074 | 69657.2783 | 70381.7447 | 69986.2673 | 69861.2855
1013 | 66320.593 | 66486.9987 | 66723.187 | 66673.3889 | 66088.0818 | 65805.4198
1014 | 53214.6608 | 53724.0777 | 53424.3031 | 55269.3685 | 53128.9671 | 53194.9113
1015 | 48417.4664 | 48591.6298 | 49428.1972 | 50505.2139 | 48455.828 | 48462.0953
1016 | 65149.0232 | 65190.4808 | 66254.564 | 68076.3059 | 65037.2919 | 65349.936
1017 | 72343.5233 | 71886.9656 | 72489.9349 | 72986.2765 | 72298.6671 | 72278.9345
1018 | 69749.2481 | 69371.8255 | 69557.7273 | 70048.5553 | 69529.853 | 69550.5373
1019 | 66364.1097 | 65992.1597 | 67058.5794 | 67100.2843 | 66296.8395 | 66633.1438
1020 | 53127.1232 | 53733.9238 | 54400.4538 | 54294.0512 | 53355.0674 | 53367.6495
1021 | 48532.4699 | 48527.5535 | 49720.8681 | 48578.558 | 48540.5203 | 48547.9875
1022 | 65184.392 | 65283.2842 | 66210.8464 | 65556.4976 | 65199.7536 | 65471.436
1023 | 72013.3601 | 71787.0063 | 72475.6554 | 71948.2811 | 72118.4187 | 71886.3196
1024 | 69901.4602 | 69328.1702 | 70451.7388 | 69603.1847 | 68882.0355 | 69575.7936
1025 | 66203.087 | 65960.7609 | 66597.1545 | 66208.4717 | 65781.8048 | 66120.5482
1026 | 53431.122 | 53499.9925 | 54142.467 | 53114.353 | 53359.4096 | 53279.8769
1027 | 48565.962 | 48477.2571 | 48701.4804 | 48363.4694 | 48388.8156 | 48817.4892
1028 | 65336.7545 | 64964.5157 | 65309.437 | 65514.2969 | 65010.9155 | 65473.7947
1029 | 72148.673 | 72006.5919 | 71982.1374 | 72388.4604 | 72060.2047 | 72768.4011
1030 | 69202.5942 | 69868.7338 | 69175.0796 | 69671.5256 | 69559.628 | 69722.7625
1031 | 66058.9918 | 66904.9209 | 66242.2877 | 66047.975 | 66287.2033 | 66101.7288
1032 | 53734.2886 | 54244.3317 | 52908.062 | 52950.4724 | 53561.3859 | 53756.6992
1033 | 49739.3018 | 48434.681 | 48341.2768 | 48319.2645 | 48529.4256 | 49028.7298
1034 | 66412.0043 | 64971.7412 | 65114.9972 | 65271.0074 | 64963.7747 | 65887.8253
1035 | 72517.7304 | 72253.1689 | 71845.4245 | 72030.7606 | 72076.8286 | 73187.2111
1036 | 70379.4153 | 69391.2164 | 69475.4783 | 69059.0301 | 69911.5017 | 70099.4902
1037 | 65152.5971 | 64651.8781 | 64184.9757 | 63906.3843 | 64034.2715 | 64497.6221
1038 | 53603.2377 | 52400.1702 | 52642.8489 | 52399.6372 | 52549.1852 | 52305.8856
1039 | 46460.9558 | 45224.6516 | 45052.0915 | 45856.4965 | 45323.2717 | 45133.695
1040 | 53383.2743 | 52497.404 | 52206.2564 | 52100.7046 | 52040.1562 | 52352.3803
1041 | 61777.3202 | 60088.3704 | 60394.5275 | 60177.9439 | 60317.2873 | 60741.2699
1042 | 58805.004 | 57787.9172 | 57367.6959 | 57794.207 | 57946.1663 | 57322.205
1043 | 55919.3636 | 55334.9657 | 55288.2824 | 55422.8818 | 55376.6021 | 55147.4317
1044 | 47757.4323 | 47343.8426 | 47066.5484 | 48573.6582 | 47582.0991 | 48502.2563
1045 | 40543.3173 | 39756.5569 | 39918.7683 | 41369.0849 | 41827.2318 | 42628.1125
1046 | 46961.6764 | 46386.5295 | 45948.0808 | 46313.5014 | 47455.6322 | 47457.3612
1047 | 56645.1612 | 55778.8656 | 55501.7245 | 55881.2607 | 56820.9287 | 56226.3667
1048 | 55282.73 | 54214.3914 | 53782.2914 | 53984.5105 | 55123.6577 | 55172.7846
1049 | 55760.7697 | 55463.3709 | 54858.6779 | 54887.8124 | 55761.3974 | 55637.569
1050 | 49616.7121 | 48630.0077 | 47767.8507 | 48318.2079 | 49594.9107 | 48885.0137
1051 | 47896.9636 | 46378.6518 | 46241.9271 | 46486.0825 | 46525.9797 | 46281.8366
1052 | 66927.8761 | 65174.9606 | 65383.7189 | 65267.3544 | 65187.0086 | 65032.3323
1053 | 74389.7226 | 72248.123 | 72563.8282 | 71901.309 | 72172.616 | 72345.8053
1054 | 71016.1331 | 69281.8166 | 69687.7353 | 68923.6611 | 69834.7447 | 69142.6067
1055 | 67053.4764 | 66061.8292 | 66465.7096 | 66199.1224 | 65944.519 | 66314.2723
1056 | 54711.5141 | 54077.9422 | 53355.0186 | 53472.9389 | 53167.3203 | 53321.9849
1057 | 49625.4212 | 48541.4974 | 48598.2078 | 48605.9259 | 48526.2884 | 48597.1219
1058 | 66469.9044 | 65536.6303 | 65280.2954 | 65400.198 | 65412.5009 | 65285.753
1059 | 72960.4563 | 71920.7027 | 71883.3724 | 72252.0146 | 72062.3207 | 72232.4542
1060 | 69941.2341 | 69436.6401 | 69333.5348 | 69711.66 | 69900.437 | 69624.6418
1061 | 67006.0472 | 66242.6832 | 66487.6921 | 66338.9284 | 66679.0052 | 67002.094
1062 | 53740.8704 | 54015.7376 | 53572.0423 | 53725.4242 | 54417.8849 | 53681.0206
1063 | 49098.4004 | 48711.57 | 49284.3756 | 48593.4023 | 48815.9346 | 48400.3092
1064 | 66051.4951 | 65400.4926 | 66196.8337 | 65276.6425 | 65117.8694 | 65149.853
1065 | 72835.0623 | 71953.758 | 72598.4995 | 72017.3576 | 71924.6839 | 72158.0012
1066 | 70254.8663 | 69679.6937 | 69814.8196 | 69524.5246 | 69517.8779 | 69747.7563
1067 | 66782.0659 | 66722.1859 | 66862.4884 | 66580.5696 | 66000.9063 | 66775.8834
1068 | 54208.3043 | 53702.2902 | 53979.6809 | 54111.0807 | 53235.9102 | 53723.3075
1069 | 49706.1428 | 48429.9298 | 48340.0861 | 48559.2357 | 48438.1835 | 48482.6096
1070 | 66284.3145 | 65488.4052 | 65202.2205 | 65324.7186 | 65125.3117 | 65458.4686
1071 | 72811.938 | 72056.2478 | 72128.6061 | 72174.8786 | 71963.0135 | 72961.7837
1072 | 69926.1076 | 70283.3377 | 69385.7398 | 69459.2042 | 69649.971 | 69823.6796
1073 | 67085.6677 | 67038.9466 | 66027.4012 | 66198.4528 | 66932.2492 | 66545.7027
1074 | 54167.133 | 54006.4296 | 53288.2204 | 53766.3516 | 53371.2677 | 53993.3331
1075 | 48369.0263 | 48481.1342 | 48605.8736 | 48622.4442 | 48393.103 | 48777.2248
1076 | 65363.666 | 65318.8271 | 65493.0931 | 65410.2538 | 64938.745 | 65296.8802
1077 | 71929.9445 | 71811.77 | 72371.1823 | 72050.9117 | 71789.2184 | 72060.6209
1078 | 68706.0362 | 69063.585 | 69672.8434 | 69346.9737 | 68877.3786 | 69170.8369
1079 | 64840.5445 | 64174.0514 | 64694.4927 | 64820.1609 | 64266.7569 | 64239.8692
1080 | 52560.5886 | 52345.4319 | 52433.6182 | 52403.969 | 52527.7337 | 51976.1061
1081 | 45401.7343 | 45376.6235 | 45115.3864 | 45179.1405 | 45220.9602 | 45233.6
1082 | 52301.2862 | 52212.6685 | 52363.8136 | 52130.4495 | 52227.9588 | 52009.8781
1083 | 60715.1038 | 60223.7288 | 60062.418 | 60076.6712 | 60492.0155 | 60521.7132
1084 | 57383.2425 | 57745.9535 | 57385.086 | 57487.0149 | 57007.9765 | 57610.5916
1085 | 55524.2477 | 55312.8854 | 55141.0644 | 54618.6678 | 54865.6184 | 55346.6733
1086 | 48350.0537 | 47572.9874 | 47364.4309 | 46591.124 | 47926.6827 | 48131.4041
1087 | 42701.8699 | 40418.8561 | 40133.6415 | 39923.5408 | 40433.196 | 42448.4172
1088 | 47506.3985 | 46711.1523 | 46215.3766 | 46154.1483 | 46393.4846 | 47361.2742
1089 | 56091.5735 | 56957.0465 | 55461.974 | 56787.5261 | 55918.6179 | 56995.1902
1090 | 54782.1358 | 54945.6482 | 53409.9889 | 54579.3723 | 53752.3998 | 54649.5544
1091 | 55448.9256 | 56030.427 | 55220.52 | 55016.177 | 55502.5058 | 55489.6663
1092 | 48111.132 | 49280.5064 | 49027.4278 | 47769.464 | 48365.3039 | 49115.7622
1093 | 46657.4549 | 46380.2493 | 46834.4058 | 46459.0883 | 46430.5512 | 47549.8451
1094 | 65540.1929 | 65317.9411 | 65565.1554 | 65377.8522 | 65270.9244 | 66450.8692
1095 | 72288.4189 | 72284.7507 | 72467.7486 | 72536.7576 | 72602.5467 | 73077.5164
1096 | 69274.2647 | 70023.9235 | 69622.279 | 70069.4119 | 70025.3919 | 70007.8143
1097 | 66382.4338 | 66499.6538 | 66042.4485 | 66551.9634 | 66414.4185 | 66753.463
1098 | 53661.4876 | 53886.136 | 54324.6652 | 54157.0681 | 53611.387 | 54656.2605
1099 | 49022.1341 | 48474.399 | 49718.2688 | 49631.7873 | 48397.8501 | 49760.6971
1100 | 65870.2922 | 65303.9197 | 66190.1561 | 66205.9765 | 65154.0388 | 66980.8078
1101 | 72199.4404 | 72028.4843 | 72100.2248 | 72653.322 | 72553.4916 | 73984.595
1102 | 69939.1105 | 69669.2334 | 69683.0875 | 69760.2768 | 69647.841 | 70646.1922
1103 | 66922.9316 | 65788.9431 | 66380.6833 | 67161.1277 | 66188.5112 | 66510.2057
1104 | 53876.9167 | 53858.7583 | 53913.5642 | 54905.6636 | 53567.0998 | 54035.3864
1105 | 49356.9103 | 48641.1014 | 49037.4448 | 50361.3346 | 48410.2468 | 49150.1199
1106 | 65752.0001 | 65170.2358 | 65732.5906 | 66672.0855 | 65424.5917 | 66153.7738
1107 | 72204.3962 | 71602.9578 | 72081.8826 | 72690.0595 | 71969.2287 | 72920.0581
1108 | 69698.6257 | 69166.8642 | 69866.6955 | 70362.8761 | 69153.1868 | 70100.21
1109 | 66513.4283 | 66300.9565 | 66717.8935 | 67020.8405 | 66296.032 | 66707.3837
1110 | 53758.5682 | 53588.6179 | 53689.7731 | 54943.7878 | 53766.0054 | 53824.5375
1111 | 48561.1554 | 48523.7174 | 48418.8977 | 50484.6743 | 48644.5044 | 49265.7233
1112 | 65249.9435 | 65230.0809 | 64952.5908 | 66877.7416 | 65259.5134 | 66141.9585
1113 | 72003.9177 | 71969.1096 | 72166.1577 | 74341.5322 | 72052.5945 | 72429.3821
1114 | 69690.5434 | 69231.6373 | 69834.1614 | 71921.3788 | 69195.9284 | 69788.2194
1115 | 66048.3603 | 66463.4311 | 66225.551 | 67652.6861 | 66248.1381 | 66040.5948
1116 | 53060.5211 | 53544.451 | 53454.9431 | 55276.9557 | 53398.2767 | 53657.4922
1117 | 48466.4776 | 48486.4755 | 48485.4111 | 50412.1417 | 48458.4133 | 48599.2507
1118 | 65230.5896 | 65393.1665 | 65138.4991 | 67104.1689 | 65104.5472 | 65474.0251
1119 | 72119.3526 | 72270.3654 | 72002.5345 | 75230.2857 | 71818.4477 | 72028.6705
1120 | 69097.5233 | 69262.1831 | 69287.2691 | 72646.2253 | 69301.2051 | 69752.8451
1121 | 63968.7402 | 64377.1105 | 64115.1959 | 65901.7815 | 64115.2184 | 64794.7931
1122 | 52874.1263 | 52193.8567 | 52515.9406 | 53569.2847 | 53095.5581 | 52451.8221
1123 | 45249.6595 | 45233.2335 | 45233.2694 | 46447.61 | 45730.5837 | 45241.9956
1124 | 52230.8763 | 52265.1766 | 51772.4787 | 54205.052 | 52255.7812 | 51831.3854
1125 | 60137.4678 | 60106.0928 | 60295.6725 | 62210.2009 | 60426.745 | 60480.6309
1126 | 57191.1097 | 57529.2462 | 57263.1207 | 58677.4713 | 57525.2927 | 56876.4318
1127 | 55508.0272 | 55233.8411 | 55024.1478 | 55458.2285 | 56002.1139 | 54831.2965
1128 | 47470.9632 | 47835.0237 | 47343.489 | 47770.9553 | 48833.5028 | 47030.1999
1129 | 39926.1955 | 40159.4526 | 40404.5995 | 40161.9681 | 43701.8587 | 39794.1436
1130 | 45908.8554 | 46445.0416 | 46141.0878 | 46319.9601 | 47899.1237 | 46404.1124
1131 | 55864.5263 | 56532.1577 | 56063.1733 | 56361.8168 | 56812.4417 | 56107.7931
1132 | 54279.7809 | 54693.9426 | 54320.3178 | 53794.0579 | 55683.3466 | 54453.217
1133 | 55365.2722 | 55843.2018 | 55098.6233 | 54779.8341 | 56300.5884 | 55349.936
1134 | 47791.4532 | 48447.6142 | 48532.5123 | 47913.23 | 49531.0035 | 48169.5539
1135 | 46251.5085 | 46722.3565 | 46336.5478 | 46289.4123 | 46844.5399 | 46441.1554
1136 | 65133.6805 | 65305.1694 | 65206.7761 | 65105.125 | 65688.8013 | 65316.2515
1137 | 71906.1091 | 72089.7726 | 72360.3819 | 72399.0878 | 72687.8098 | 72354.8215
1138 | 69279.827 | 69829.3973 | 69571.9756 | 69474.848 | 69788.4791 | 69522.313
1139 | 65861.5873 | 66246.7273 | 66768.293 | 66806.1465 | 66061.7261 | 66229.7181
1140 | 53283.4837 | 53621.183 | 53915.3453 | 53284.9568 | 53943.6411 | 52900.9968
1141 | 48472.3697 | 48555.9539 | 48579.993 | 48350.907 | 48883.8273 | 48381.4805
1142 | 65248.7836 | 65042.2669 | 65486.9023 | 65167.2524 | 65290.6271 | 65334.5027
1143 | 72066.7549 | 71649.9463 | 72053.6389 | 71910.0886 | 72542.2501 | 72195.3072
1144 | 69833.3602 | 69379.7561 | 69768.3408 | 69151.4213 | 70000.9024 | 69474.4948
1145 | 66525.7043 | 66153.519 | 66152.7405 | 66588.0889 | 66600.0113 | 66015.1142
1146 | 53257.0496 | 54158.8504 | 53662.5643 | 53145.1845 | 53403.2297 | 53250.6099
1147 | 48397.9178 | 48476.3554 | 48394.5364 | 48531.0757 | 48734.1728 | 48397.8372
1148 | 64948.3201 | 65129.7182 | 64902.9075 | 65086.346 | 65035.6839 | 65108.8958
1149 | 71657.5662 | 72067.5997 | 71754.4232 | 72113.8843 | 72187.063 | 72135.0511
1150 | 69646.3519 | 69576.1676 | 68990.9662 | 69553.6692 | 69435.7704 | 69550.8143
1151 | 66609.2787 | 66005.4827 | 65942.2285 | 66656.5102 | 65936.9774 | 66557.3981
1152 | 53381.8642 | 53905.4875 | 54342.149 | 53630.8539 | 53733.152 | 53650.2978
1153 | 48352.923 | 48508.2388 | 48979.3543 | 48489.9391 | 48798.9696 | 48385.6364
1154 | 65216.9753 | 65252.6594 | 65297.3228 | 65161.1356 | 65106.8308 | 65075.6421
1155 | 72365.432 | 71916.9018 | 72040.6376 | 72121.5829 | 72252.8534 | 72318.9859
1156 | 69647.2789 | 69786.8156 | 69498.8423 | 69219.6621 | 69597.3084 | 69210.3585
1157 | 66504.7532 | 66316.4242 | 66946.446 | 66320.3397 | 65836.0988 | 66272.6729
1158 | 53430.0402 | 53828.454 | 53957.959 | 53849.1164 | 53370.2451 | 53863.5989
1159 | 48510.6118 | 48783.3567 | 48570.7931 | 48512.7392 | 48467.6591 | 48637.4617
1160 | 65082.2999 | 65360.0277 | 65139.7173 | 65167.6188 | 65225.4186 | 65208.1873
1161 | 71918.1224 | 71905.8008 | 72382.355 | 71933.808 | 71962.5866 | 72357.1927
1162 | 69270.518 | 69449.6722 | 69285.0828 | 69386.4184 | 69783.5136 | 69636.1869
1163 | 64578.3835 | 64657.0625 | 64426.0178 | 64832.7222 | 64813.346 | 64621.0566
1164 | 52740.462 | 52489.1219 | 52515.5184 | 52447.2517 | 52519.3151 | 52725.2607
1165 | 45203.4476 | 45135.857 | 45172.3825 | 45425.3227 | 45218.5928 | 45259.5083
1166 | 51948.1072 | 52018.6682 | 52207.536 | 52172.6478 | 52128.1814 | 52069.6146
1167 | 60217.0692 | 60726.2275 | 60708.6087 | 61307.7282 | 61317.0906 | 60558.5488
1168 | 57089.6802 | 58173.3069 | 58283.6033 | 58387.1989 | 57908.9989 | 57781.9969
1169 | 54986.8971 | 55060.5811 | 56146.0506 | 55840.339 | 55664.1104 | 55129.9713
1170 | 47428.0673 | 46831.7003 | 47850.8094 | 48730.8994 | 47683.804 | 47154.6599
1171 | 40181.1733 | 39900.3998 | 40092.7529 | 43995.2412 | 40174.5089 | 39629.8671
1172 | 45919.7565 | 46098.2792 | 46052.939 | 47791.0976 | 46104.9748 | 45785.2009
1173 | 55856.0096 | 56109.1014 | 55764.8534 | 56901.42 | 56332.7815 | 55897.577
1174 | 54310.904 | 53970.6597 | 54289.7198 | 54882.7075 | 55102.6163 | 53384.5048
1175 | 55166.3081 | 54851.1271 | 55000.4394 | 55615.736 | 54824.8063 | 55182.9057
1176 | 48205.4259 | 47824.4671 | 48861.7927 | 48198.9111 | 47258.5395 | 47611.9149
1177 | 46361.0634 | 46413.2366 | 46617.8088 | 47331.9858 | 46159.7661 | 46243.6015
1178 | 65378.1565 | 65471.169 | 65068.1439 | 66229.4281 | 65420.2104 | 65435.4833
1179 | 72658.3256 | 72321.2458 | 71691.4613 | 73341.6447 | 72714.4535 | 72342.49
1180 | 69403.6306 | 69782.9852 | 69778.6034 | 69901.1497 | 69787.1279 | 70087.7169
1181 | 66508.619 | 67272.1766 | 66378.0878 | 66574.9157 | 66291.3164 | 66654.7208
1182 | 53711.9677 | 54204.2045 | 53330.0304 | 53700.548 | 53258.136 | 53619.5024
1183 | 48440.7514 | 48682.6721 | 48699.5995 | 48742.4987 | 48674.4719 | 48514.3756
1184 | 65209.6689 | 65089.5977 | 65252.2528 | 65621.7885 | 65548.1401 | 65232.2682
1185 | 72656.9505 | 72009.1433 | 72611.0329 | 72891.2105 | 71955.4736 | 72089.5832
1186 | 70258.8313 | 69401.2911 | 69808.219 | 70018.1807 | 70540.765 | 70425.3373
1187 | 66595.7501 | 66486.5405 | 66626.4397 | 66250.2312 | 66772.1675 | 66733.708
1188 | 54092.1316 | 53443.704 | 53795.2406 | 53390.7951 | 53539.2881 | 53789.2559
1189 | 48507.947 | 48457.3095 | 48945.2259 | 48425.5119 | 48263.4478 | 48601.6042
1190 | 65536.7755 | 65328.4205 | 65608.8743 | 65183.651 | 65163.1255 | 65219.3039
1191 | 72200.8498 | 71793.1566 | 72000.3332 | 72162.5802 | 72355.7967 | 72547.3407
1192 | 69526.6209 | 69616.7759 | 69909.9757 | 69720.7139 | 69682.7807 | 70193.0154
1193 | 66536.1923 | 66444.5106 | 66633.7527 | 66269.5619 | 66198.6662 | 66499.1438
1194 | 53455.7634 | 53820.4836 | 53955.8493 | 52940.0546 | 53290.026 | 53771.6211
1195 | 48487.7816 | 48486.4807 | 50142.6597 | 48376.7251 | 48460.0932 | 48592.845
1196 | 65359.875 | 65197.7523 | 66912.7698 | 65166.7933 | 65198.1529 | 65451.0417
1197 | 72097.5235 | 72401.4374 | 74284.6647 | 72673.9009 | 71715.1247 | 72208.4266
1198 | 69817.9859 | 69952.4255 | 71368.9005 | 69309.3488 | 69805.7392 | 69389.4905
1199 | 66411.7493 | 66713.2105 | 67564.8801 | 66710.8897 | 66167.0613 | 66457.3913
1200 | 53714.1991 | 53332.542 | 55284.1106 | 54138.1163 | 53302.2149 | 53621.0209
1201 | 48630.0628 | 48567.8444 | 49790.2298 | 48869.3914 | 48593.5594 | 48554.6741
1202 | 65167.4923 | 65334.6495 | 65760.2304 | 65171.4744 | 65426.809 | 65108.8478
1203 | 71999.8446 | 72810.6271 | 72800.8998 | 71702.8838 | 71696.3294 | 72234.4478
1204 | 69662.8018 | 69739.7165 | 70197.1884 | 70290.0204 | 70038.7002 | 69572.6123
1205 | 64658.496 | 64514.4428 | 64445.8468 | 64893.275 | 64051.967 | 65265.7581
1206 | 52636.082 | 52208.1231 | 52949.5907 | 52449.108 | 52756.0047 | 52459.371
1207 | 45355.9871 | 44980.0992 | 45082.7012 | 45236.2483 | 45394.8617 | 45052.681
1208 | 51973.3087 | 51932.8441 | 52155.6073 | 52081.3711 | 52195.5856 | 51842.5109
1209 | 60321.1739 | 60113.4627 | 60482.38 | 60374.0494 | 60276.4567 | 60223.6399
1210 | 58020.6302 | 57333.3369 | 57387.0195 | 58257.6907 | 56982.8342 | 57635.6019
1211 | 55644.1756 | 55401.8983 | 55113.9495 | 55529.3977 | 55224.1252 | 55509.4928
1212 | 47158.7149 | 47063.6016 | 46843.4928 | 47509.11 | 46604.2408 | 47835.6883
1213 | 39977.2073 | 39630.4884 | 39795.7954 | 40049.9382 | 39868.594 | 40183.4138
1214 | 46098.5336 | 46073.2927 | 45945.5217 | 46276.2559 | 45805.475 | 46271.3095
1215 | 55951.9906 | 55760.115 | 55688.6158 | 55990.742 | 56035.9921 | 56008.0797
1216 | 54147.3636 | 54109.3153 | 53713.7535 | 53984.6476 | 54645.107 | 54027.073
1217 | 55541.7759 | 55510.4794 | 55311.3511 | 54668.568 | 55118.045 | 54975.5182
1218 | 48441.1482 | 48744.6629 | 48187.3818 | 47883.7828 | 48448.7791 | 48041.285
1219 | 46626.8794 | 46584.1329 | 46261.8405 | 46294.0222 | 46559.3718 | 46301.5289
1220 | 65416.6907 | 65499.6618 | 65125.647 | 65206.9751 | 65385.833 | 65306.524
1221 | 72573.1841 | 73078.5861 | 72212.8354 | 72125.7316 | 72863.1165 | 73019.5641
1222 | 69927.052 | 69702.3197 | 69909.4567 | 69680.0645 | 69751.7289 | 69786.7834
1223 | 66301.0852 | 66720.5372 | 65489.9111 | 66103.4133 | 66271.7967 | 66668.6782
1224 | 53714.5047 | 53901.8572 | 53353.7419 | 53487.9912 | 53484.8939 | 53701.1176
1225 | 48498.8569 | 48725.5618 | 48414.5532 | 48416.9547 | 48529.764 | 48543.3854
1226 | 65285.1425 | 65523.6785 | 65258.6277 | 65300.99 | 65299.8922 | 65334.403
1227 | 72353.615 | 72472.2399 | 72180.4092 | 72623.3837 | 72464.1291 | 71980.0096
1228 | 69678.675 | 69944.4411 | 70026.4124 | 70065.6996 | 69433.6528 | 69410.9724
1229 | 65880.7736 | 66956.0835 | 66080.1481 | 66325.5065 | 66437.6589 | 66239.7065
1230 | 53557.889 | 54104.2324 | 53427.7225 | 54408.9855 | 53745.8723 | 53698.2427
1231 | 48643.4134 | 48560.5988 | 48568.662 | 48719.5241 | 48652.9406 | 48584.669
1232 | 65237.6511 | 65465.0477 | 65222.6603 | 65366.2462 | 65264.7913 | 65109.7202
1233 | 72064.4243 | 72558.5069 | 72656.3041 | 72024.4476 | 72480.9478 | 72049.9121
1234 | 69076.5043 | 69880.2691 | 69401.8979 | 69728.051 | 69640.0395 | 69691.2826
1235 | 66261.7174 | 66447.744 | 66493.6083 | 66328.6784 | 66230.2866 | 66151.0154
1236 | 54023.4155 | 53408.6228 | 53527.5926 | 54017.06 | 53719.2065 | 53721.5608
1237 | 48604.973 | 48553.1055 | 48522.6662 | 48521.3096 | 49157.133 | 48546.3981
1238 | 65103.5319 | 65126.9417 | 65173.3516 | 65173.7972 | 65877.4269 | 64988.6705
1239 | 72211.5748 | 72441.2661 | 72515.6186 | 72427.5071 | 72922.0679 | 72021.3866
1240 | 70281.5955 | 69595.0421 | 70067.3677 | 70108.5621 | 70046.577 | 69775.9012
1241 | 66671.1102 | 66767.4448 | 66317.3818 | 66689.6984 | 66433.9035 | 66835.5565
1242 | 53774.7352 | 53662.278 | 53812.0626 | 54261.765 | 54054.8271 | 53748.5693
1243 | 48492.9559 | 48642.8496 | 48759.2019 | 48613.1249 | 49294.1081 | 48710.0327
1244 | 64957.5818 | 64992.503 | 65672.6878 | 65052.5827 | 65655.5253 | 65207.2809
1245 | 72559.2222 | 72167.0626 | 72666.9955 | 73031.6402 | 72751.8258 | 72472.272
1246 | 69709.5277 | 68851.6675 | 69248.8998 | 69733.9832 | 70367.5308 | 69783.3057
1247 | 64762.7469 | 64367.4461 | 64842.1311 | 64444.3601 | 64487.3322 | 64958.9922
1248 | 52432.5346 | 52387.0846 | 52840.2929 | 53145.6298 | 52682.1948 | 52495.9269
1249 | 45242.4924 | 45147.5856 | 45324.6771 | 45576.1993 | 45761.8969 | 45384.1064
1250 | 51941.8493 | 51996.3818 | 52109.5652 | 51920.7758 | 53038.8673 | 52163.354
1251 | 60711.908 | 60552.5284 | 61410.7374 | 60556.3891 | 61113.8513 | 61618.5457
1252 | 58144.858 | 57965.8584 | 58280.9812 | 58032.1822 | 57708.6637 | 58469.3156
1253 | 55323.7412 | 55348.2965 | 55829.8622 | 55645.5528 | 56131.7064 | 55988.065
1254 | 47115.3382 | 47758.5761 | 47484.1833 | 47212.8829 | 47530.0263 | 47443.7172
1255 | 40139.6194 | 40215.5318 | 40838.7199 | 39763.5396 | 40270.856 | 40078.9829
1256 | 46204.3113 | 46219.7735 | 47432.3109 | 46429.4906 | 46242.1031 | 46120.0765
1257 | 56657.8274 | 56281.6081 | 56931.793 | 56022.4581 | 56470.9709 | 56097.8128
1258 | 54298.3417 | 54261.079 | 55165.7367 | 54630.1551 | 54131.0175 | 55608.6145
1259 | 55611.2904 | 55472.4825 | 55348.4636 | 55776.2908 | 55730.4878 | 56129.7496
1260 | 48143.937 | 48437.3252 | 48942.0658 | 48669.9734 | 48251.9769 | 49310.7294
1261 | 46421.3029 | 46365.0833 | 46360.8555 | 46354.2282 | 46377.6803 | 46487.8123
1262 | 65243.351 | 65213.6716 | 65203.8441 | 64949.694 | 65026.0856 | 65200.5444
1263 | 72433.354 | 72344.3981 | 72738.193 | 72354.1168 | 72206.7843 | 72591.3825
1264 | 69706.957 | 70566.5373 | 70472.0549 | 70261.0863 | 70351.1517 | 69925.9146
1265 | 66300.5136 | 66585.9499 | 66529.135 | 66387.2684 | 66604.2767 | 66235.9822
1266 | 53772.387 | 54092.3852 | 53825.3891 | 54328.0395 | 53280.9036 | 53345.2625
1267 | 48502.6778 | 48688.372 | 48438.956 | 49015.9511 | 48665.4065 | 48493.7696
1268 | 65102.6715 | 65212.706 | 65221.2543 | 65149.0462 | 65229.3129 | 64932.2184
1269 | 72228.4689 | 72602.7367 | 72570.9345 | 72238.4868 | 72499.7924 | 72250.0457
1270 | 70115.2991 | 69522.3537 | 70697.5197 | 69991.0305 | 69741.8717 | 70219.1489
1271 | 66382.9376 | 66088.5212 | 66556.0008 | 66330.5427 | 65969.4707 | 65871.4039
1272 | 54287.3685 | 53834.545 | 53155.723 | 53881.4833 | 53086.0939 | 53356.6127
1273 | 48719.5712 | 48451.5113 | 48473.167 | 48696.0542 | 48344.0551 | 48369.4082
1274 | 64955.6046 | 64903.6068 | 64982.8109 | 65170.2979 | 64882.7149 | 64911.4399
1275 | 72257.2937 | 72263.4472 | 72168.5998 | 72254.3061 | 72170.2926 | 72371.6774
1276 | 69626.7678 | 69766.524 | 69591.9529 | 69847.7119 | 69822.9962 | 69737.8628
1277 | 66275.2112 | 66642.1218 | 66171.5699 | 66517.1659 | 66357.777 | 66233.631
1278 | 53771.1502 | 53723.2037 | 53592.3243 | 53470.2624 | 53132.2761 | 53520.3457
1279 | 48437.9581 | 48616.8219 | 48539.0082 | 48599.0361 | 48522.3594 | 48491.711
1280 | 65028.9181 | 65063.9195 | 65116.6876 | 65240.4149 | 65258.3013 | 65175.6389
1281 | 72010.841 | 72820.4374 | 72078.3172 | 71931.2718 | 72110.4095 | 71958.6077
1282 | 70061.3713 | 69904.4853 | 69896.3716 | 69127.6919 | 69738.8496 | 69728.6901
1283 | 66481.6883 | 67183.1136 | 65711.2658 | 65928.419 | 66433.5124 | 66238.3959
1284 | 53896.228 | 53603.1227 | 52990.5934 | 53295.0698 | 53672.4771 | 53621.1231
1285 | 48603.7369 | 48657.2792 | 48534.3035 | 48651.4168 | 48504.4674 | 48518.7789
1286 | 64982.5028 | 65201.4073 | 65191.5228 | 64836.45 | 65060.4288 | 65435.3305
1287 | 72605.382 | 72963.3245 | 72021.3306 | 72282.0366 | 72231.429 | 73077.878
1288 | 69824.3516 | 70811.3671 | 69524.062 | 69355.9199 | 69262.0434 | 69194.2292
1289 | 64343.1191 | 65275.5919 | 64247.9892 | 64587.5435 | 64672.6943 | 63838.8817
1290 | 52477.3156 | 52750.1175 | 52987.1321 | 52429.2111 | 52645.8214 | 52049.016
1291 | 45454.1196 | 45558.9059 | 45731.4863 | 45197.074 | 45267.4281 | 45161.5387
1292 | 52348.7789 | 52302.7594 | 52249.4504 | 52114.436 | 52034.4554 | 52103.0385
1293 | 60720.0979 | 61016.7037 | 60800.5927 | 60619.9699 | 60550.4622 | 60841.0022
1294 | 57297.5877 | 58149.0485 | 57895.3077 | 57794.6203 | 57621.6876 | 58157.7655
1295 | 55339.2306 | 55565.2298 | 55678.6585 | 55648.4025 | 55438.7559 | 55274.3565
1296 | 47478.0762 | 47897.0591 | 48518.2573 | 48277.0478 | 47344.544 | 47029.0499
1297 | 40185.8011 | 40090.2583 | 41465.0509 | 40201.6077 | 40032.6951 | 39613.5099
1298 | 46148.4965 | 46146.8356 | 45923.687 | 46384.0076 | 46058.9343 | 46213.4076
1299 | 56523.2055 | 55810.1286 | 56343.1753 | 55863.8235 | 55969.8723 | 56298.3903
1300 | 54195.3621 | 54428.8409 | 54116.9199 | 53963.7443 | 54410.0697 | 54128.6155
1301 | 54823.2081 | 55191.0405 | 55182.7257 | 55747.8164 | 54509.0124 | 55514.2351
1302 | 48439.2683 | 48539.4224 | 48047.2478 | 48877.2979 | 47987.602 | 48309.7321
1303 | 46360.2962 | 46248.1775 | 46316.3272 | 46379.915 | 46354.0246 | 46566.2861
1304 | 65241.8535 | 65131.9525 | 65198.1425 | 65492.5792 | 65085.7421 | 65290.7962
1305 | 72354.4522 | 72229.7888 | 72084.7976 | 72629.5529 | 72127.1903 | 72049.5187
1306 | 70009.4768 | 69625.5174 | 69366.7978 | 69560.4319 | 69595.9404 | 69708.714
1307 | 66182.8232 | 66386.6317 | 66426.1626 | 66142.9839 | 66282.8764 | 66347.0404
1308 | 54029.8302 | 53762.6177 | 54082.8669 | 53550.4513 | 53368.4635 | 53968.7524
1309 | 48696.4892 | 48644.0024 | 48469.81 | 48501.0279 | 48639.9021 | 48612.6476
1310 | 65265.0947 | 65144.1892 | 65292.1764 | 65006.8281 | 65125.6491 | 65074.8276
1311 | 72329.5858 | 72859.2629 | 72622.3815 | 71759.2479 | 72290.5451 | 72154.248
1312 | 69770.3279 | 69349.8575 | 69843.5221 | 69866.1286 | 69620.9905 | 69557.1277
1313 | 66709.8899 | 66592.4238 | 66321.7668 | 66293.991 | 66257.0184 | 66811.3864
1314 | 53945.5459 | 53876.3135 | 53972.2319 | 53764.5945 | 53657.2421 | 53458.4601
1315 | 48629.6959 | 48563.397 | 48762.1444 | 48646.7023 | 48515.8876 | 48416.8038
1316 | 64977.9307 | 64907.4805 | 64902.0995 | 65279.0261 | 65179.0898 | 65034.2185
1317 | 72224.7004 | 72160.8123 | 72264.5713 | 71902.2332 | 72037.2614 | 72445.9145
1318 | 69496.917 | 70154.5109 | 69446.9416 | 69622.6019 | 69735.5829 | 69597.4821
1319 | 66759.0733 | 66846.058 | 66733.608 | 66557.3881 | 66687.44 | 65874.0768
1320 | 54198.9826 | 53739.4616 | 54284.0173 | 53772.6044 | 53649.5577 | 53502.1767
1321 | 48583.1588 | 48732.3723 | 48889.4386 | 48709.1091 | 48536.632 | 48973.2248
1322 | 65204.5471 | 65522.066 | 65709.9149 | 65190.6665 | 64910.6604 | 65597.0065
1323 | 71800.6569 | 73448.1105 | 72490.5597 | 71853.3498 | 72380.539 | 73428.2894
1324 | 69408.9921 | 70174.4463 | 70239.612 | 69520.2047 | 69861.5694 | 71183.0337
1325 | 66385.7354 | 66492.5259 | 66577.5825 | 66129.3113 | 66560.5187 | 67409.1086
1326 | 54130.3541 | 53618.3689 | 53530.9473 | 53704.0475 | 53325.8019 | 54487.6855
1327 | 48856.9223 | 48539.9061 | 48671.6289 | 48475.454 | 48626.6776 | 50175.3258
1328 | 65513.6819 | 65326.0271 | 65426.7395 | 65202.6044 | 65333.0851 | 66553.4291
1329 | 72055.7479 | 72331.9474 | 73023.3829 | 71993.6843 | 72420.9266 | 73646.7305
1330 | 69396.0176 | 69437.7097 | 69808.9331 | 69449.9981 | 69557.7976 | 71237.0296
1331 | 64341.5871 | 64704.2909 | 64128.4098 | 64347.6347 | 64640.117 | 65582.4613
1332 | 52876.789 | 53297.0502 | 52482.8096 | 52365.8755 | 52574.7023 | 53992.1824
1333 | 45545.2498 | 45953.8669 | 45204.5892 | 45367.4008 | 45418.2757 | 46903.4265
1334 | 52493.095 | 52057.8934 | 51941.9408 | 52442.6713 | 52115.6916 | 53506.4889
1335 | 60555.0498 | 60546.2258 | 60161.628 | 60773.5589 | 60701.8108 | 62746.6677
1336 | 57912.7029 | 58549.7317 | 57668.0778 | 57877.0033 | 57683.5689 | 58830.0471
1337 | 55428.6083 | 55995.5797 | 56263.6033 | 55964.6874 | 55409.6637 | 55889.2882
1338 | 47865.8279 | 48873.2839 | 48487.4624 | 47375.9793 | 46937.2612 | 48569.6462
1339 | 40157.094 | 42915.8216 | 40613.9936 | 40043.6469 | 39649.6511 | 40368.3795
1340 | 46366.8678 | 47568.363 | 46097.8349 | 46248.7241 | 46144.3443 | 46696.5738
1341 | 56006.3579 | 56577.4917 | 55800.1427 | 56236.5343 | 55862.872 | 56507.3465
1342 | 54132.2316 | 54703.412 | 54548.7068 | 54725.0967 | 53958.4414 | 54571.0543
1343 | 55315.6396 | 55795.4377 | 55443.0833 | 55394.7155 | 54704.2756 | 55588.1952
1344 | 49313.9755 | 49474.4796 | 47957.2781 | 47869.3761 | 48258.0535 | 48059.7199
1345 | 46562.4397 | 46593.7372 | 47226.0039 | 46292.5258 | 46300.6798 | 46177.6557
1346 | 65496.9953 | 65389.4349 | 65801.6332 | 65718.0561 | 65118.4871 | 65199.8085
1347 | 72591.4789 | 72108.1101 | 72954.6985 | 72521.1268 | 72632.2488 | 72405.6061
1348 | 69980.5403 | 69791.3502 | 70115.0651 | 70166.5248 | 69689.2787 | 69922.1604
1349 | 66823.3089 | 66561.1025 | 66958.8169 | 66584.0516 | 66473.8779 | 65981.1228
1350 | 54154.7553 | 54171.962 | 53955.1034 | 53739.2871 | 53726.081 | 53109.7676
1351 | 48578.4032 | 48727.6875 | 49799.1918 | 48502.3857 | 48467.5351 | 48418.8649
1352 | 65514.5238 | 65256.5428 | 66570.8624 | 65243.3834 | 65343.2894 | 65340.6585
1353 | 72181.1009 | 72326.8441 | 72870.9602 | 71937.1077 | 72762.8098 | 72700.161
1354 | 69602.6214 | 69827.0308 | 69689.9407 | 69790.787 | 69874.8071 | 70024.6385
1355 | 66342.5808 | 66091.2328 | 66405.8791 | 66309.3374 | 66615.7998 | 66590.6744
1356 | 53801.8289 | 53663.463 | 54488.1617 | 53380.5808 | 53709.9429 | 53162.0741
1357 | 48327.1568 | 48367.495 | 48449.8843 | 48287.0572 | 48348.9524 | 49287.4477
1358 | 58621.0017 | 58211.9641 | 58904.532 | 59942.1913 | 59012.8089 | 59709.1698
1359 | 69243.7719 | 68328.8091 | 68641.0023 | 69068.643 | 68732.6512 | 68993.9077
1360 | 67842.1945 | 67873.9622 | 68625.5489 | 67520.7816 | 67263.0939 | 68133.3505
1361 | 65924.7066 | 66109.1706 | 66018.4886 | 66446.6073 | 66016.9502 | 66605.3239
1362 | 53566.207 | 53689.6092 | 53610.1913 | 53234.631 | 53363.7274 | 54366.9523
1363 | 48561.1165 | 48568.279 | 48820.7079 | 48474.4671 | 48671.4535 | 49933.4762
1364 | 65351.1833 | 64983.6906 | 65597.2717 | 64978.6628 | 65250.9303 | 66956.9795
1365 | 72192.0738 | 72038.08 | 72292.1326 | 72107.6482 | 72068.9468 | 73101.6353
1366 | 69582.3973 | 69972.0568 | 69763.416 | 69364.5618 | 69762.5232 | 70611.7728
1367 | 66381.4643 | 66579.4531 | 66235.6303 | 66256.8504 | 66482.3416 | 67147.1216
1368 | 53665.9489 | 53525.5785 | 53064.3451 | 53594.9037 | 53471.339 | 54628.2193
1369 | 48596.6186 | 48615.3097 | 48366.8507 | 48514.9564 | 48658.785 | 49486.5693
1370 | 65164.7353 | 65144.0824 | 65481.984 | 65245.3556 | 65409.5068 | 66515.7792
1371 | 72282.2293 | 71546.8249 | 72393.0031 | 72308.417 | 72077.6148 | 72914.5229
1372 | 69651.1783 | 69079.4779 | 69381.3659 | 70138.9046 | 69709.4132 | 69724.3738
1373 | 64071.7375 | 64554.5252 | 64477.1992 | 64895.6159 | 64705.771 | 64950.3351
1374 | 52633.1358 | 52869.7148 | 52216.2922 | 53203.4578 | 52531.7583 | 53348.0513
1375 | 45325.3437 | 46056.1309 | 45121.5017 | 46148.8432 | 45519.2292 | 45560.6577
1376 | 52064.0798 | 52257.7458 | 51939.9471 | 52130.8433 | 52100.4876 | 52907.4205
1377 | 60208.7363 | 60640.6185 | 60954.1004 | 61007.5426 | 60427.4777 | 60874.0784
1378 | 58247.4342 | 58075.9627 | 58078.2878 | 58645.637 | 58470.3211 | 58380.5825
1379 | 55931.8144 | 55895.1556 | 55099.0782 | 56175.0943 | 56166.0888 | 55875.1563
1380 | 47306.4152 | 47986.9546 | 46779.3636 | 48396.2922 | 47466.5633 | 47038.644
1381 | 40214.7065 | 40908.5359 | 39917.5735 | 42963.1591 | 39938.9321 | 39739.8955
1382 | 46265.8007 | 45935.2732 | 46119.3894 | 47693.4552 | 45979.6569 | 46101.7404
1383 | 56064.2793 | 56106.8533 | 56666.8954 | 56381.1473 | 55703.6236 | 56569.2848
1384 | 54238.4535 | 53862.9178 | 55901.4945 | 55466.0045 | 54015.8272 | 54407.9414
1385 | 55419.8671 | 55194.9564 | 56295.2919 | 56067.0988 | 55543.8163 | 55551.5851
1386 | 48827.1885 | 47909.5123 | 48929.9089 | 48757.5705 | 48434.9704 | 47732.3349
1387 | 46477.1689 | 46462.1025 | 46612.3924 | 46468.4828 | 46388.2599 | 46587.2007
1388 | 65575.0177 | 65347.5457 | 66120.9124 | 65646.8448 | 65503.8699 | 65590.7622
1389 | 73019.5484 | 72733.4216 | 73505.8884 | 72814.0284 | 72323.3929 | 72211.2053
1390 | 69509.048 | 69688.1093 | 70287.9994 | 69544.8237 | 69893.2994 | 69835.0285
1391 | 66238.616 | 66589.7418 | 66014.1224 | 66721.0407 | 66381.8834 | 66102.0292
1392 | 54459.2302 | 53710.3439 | 53431.2703 | 53666.9673 | 53770.9373 | 53229.7879
1393 | 48904.3814 | 48733.0618 | 48683.3609 | 48636.7315 | 48486.527 | 48428.0222
1394 | 65193.9553 | 65429.1689 | 65977.1928 | 65798.7793 | 65113.2836 | 65391.0682
1395 | 72778.4157 | 72570.4247 | 73158.5707 | 72616.0955 | 71970.3842 | 72000.3305
1396 | 69668.1919 | 69932.0069 | 70181.4933 | 69471.6078 | 69741.9573 | 69621.7318
1397 | 66385.0916 | 67395.5287 | 66300.8375 | 65799.541 | 66381.1022 | 66275.6247
1398 | 53597.5146 | 53851.2426 | 53256.8017 | 53350.5043 | 53662.6422 | 53409.2034
1399 | 48560.2078 | 48535.0859 | 48543.558 | 48414.9751 | 48617.6225 | 48497.9168
1400 | 65249.6821 | 66084.021 | 65192.9916 | 65894.2618 | 65319.0471 | 65531.259
1401 | 72573.1771 | 72915.6277 | 72148.4502 | 72677.7083 | 71737.4999 | 72789.7641
1402 | 69527.3347 | 69760.6214 | 70098.5008 | 69860.8642 | 69442.2734 | 69508.5187
1403 | 65894.4055 | 66290.0993 | 66662.261 | 66480.478 | 66458.027 | 66116.5803
1404 | 53723.7054 | 54032.2833 | 54278.972 | 53330.3625 | 53951.7685 | 53138.0983
1405 | 48730.1854 | 48755.6332 | 48887.3454 | 48510.7853 | 48586.3063 | 48528.1148
1406 | 65342.1229 | 65338.8881 | 65282.1113 | 65596.9736 | 65436.1091 | 65628.113
1407 | 72083.8525 | 72394.7456 | 72265.1348 | 72863.5764 | 71902.5396 | 72992.4454
1408 | 69401.9196 | 69422.9729 | 69719.7037 | 69984.9686 | 69765.8908 | 69986.1995
1409 | 65918.2684 | 66630.1677 | 66521.48 | 66241.7658 | 66824.9347 | 65986.6135
1410 | 53420.2908 | 54659.55 | 53372.7989 | 53196.5831 | 53938.7167 | 53307.6793
1411 | 48414.3939 | 48786.3003 | 48517.3699 | 48402.7327 | 48511.7695 | 48473.4213
1412 | 65135.8847 | 65359.8493 | 65334.8331 | 65555.8213 | 65219.6064 | 65389.5983
1413 | 71913.8581 | 72473.2994 | 72107.9627 | 72429.541 | 71882.4809 | 71821.1224
1414 | 69518.0681 | 69738.0842 | 69362.7776 | 69850.4541 | 69670.3215 | 69320.3653
1415 | 64322.1718 | 64295.2672 | 64724.4415 | 64150.4924 | 64197.2541 | 65160.9052
1416 | 52520.1609 | 52630.5489 | 52346.3803 | 52243.5561 | 52166.2957 | 52484.6656
1417 | 45531.6652 | 45433.3181 | 45404.9903 | 45459.3996 | 45395.9486 | 45436.9257
1418 | 52246.1026 | 52346.6453 | 52082.9668 | 52521.0249 | 52409.8342 | 51988.6395
1419 | 60950.426 | 60500.8823 | 61004.2421 | 61433.0357 | 60843.8233 | 60681.0396
1420 | 58340.2575 | 57667.1414 | 57631.4004 | 58029.8251 | 57917.5883 | 57726.616
1421 | 56167.0565 | 55100.6156 | 55490.4042 | 56223.1455 | 55899.2613 | 56236.9423
1422 | 48553.4558 | 47582.0914 | 48667.6561 | 48438.0916 | 47525.6394 | 47516.6467
1423 | 41341.5496 | 40552.1959 | 40276.0555 | 41131.5542 | 40188.9388 | 40155.4755
1424 | 47039.5796 | 46230.1594 | 46448.6025 | 46454.0538 | 46300.3893 | 46188.7362
1425 | 56304.6359 | 56403.2205 | 55918.7239 | 56721.4889 | 55890.6487 | 55840.2423
1426 | 54499.4978 | 54143.2289 | 54281.0212 | 55177.279 | 53839.6464 | 54175.307
1427 | 55669.753 | 55112.0309 | 55095.4081 | 56676.5157 | 55842.5712 | 55252.848
1428 | 48312.5148 | 49087.951 | 47638.5999 | 49302.8234 | 48784.9152 | 48620.7697
1429 | 46531.0171 | 46541.5485 | 46487.4791 | 47498.0281 | 46484.2571 | 46408.0552
1430 | 65711.539 | 65783.4348 | 65597.942 | 66409.2146 | 65657.3316 | 65240.2445
1431 | 72068.5489 | 72518.8124 | 72258.3105 | 72248.2765 | 72666.0394 | 72540.6239
1432 | 69963.3994 | 69601.7685 | 69422.2694 | 70010.7603 | 69663.5394 | 69532.6205
1433 | 66669.0391 | 66448.2353 | 66572.0708 | 66607.9722 | 66044.0218 | 66674.6805
1434 | 53894.6058 | 54033.6635 | 53850.6643 | 53915.3636 | 53706.0756 | 53807.8089
1435 | 48435.8962 | 48636.3479 | 48661.8478 | 49691.6268 | 48640.8754 | 48873.0965
1436 | 65447.8773 | 65460.4993 | 65269.2994 | 66611.9427 | 65298.5964 | 65540.4137
1437 | 73195.0298 | 71931.8856 | 72600.2385 | 73199.8799 | 72228.8938 | 72459.2062
1438 | 70118.0764 | 69333.0416 | 69109.739 | 70436.3562 | 69729.619 | 69685.0255
1439 | 66882.2393 | 66260.2569 | 66294.9986 | 67208.3266 | 68050.1148 | 66332.4504
1440 | 53762.7308 | 54348.8268 | 53717.4106 | 54407.2819 | 53676.598 | 53670.6722
1441 | 48576.4613 | 49046.9652 | 48615.5784 | 49785.191 | 48467.4415 | 48654.7594
1442 | 65588.9147 | 65475.9599 | 65668.2442 | 66521.574 | 65450.427 | 65469.8771
1443 | 71962.1329 | 72230.7273 | 72224.7151 | 73060.4876 | 72117.0704 | 72441.6462
1444 | 69534.9625 | 69803.9065 | 69369.8476 | 70368.365 | 69811.5071 | 69307.475
1445 | 66271.141 | 66244.658 | 66513.5743 | 66688.3834 | 66139.4589 | 65988.1475
1446 | 53406.4718 | 53802.314 | 54071.0192 | 54302.4988 | 53834.432 | 53642.0461
1447 | 48605.5592 | 48638.078 | 48888.6093 | 50144.8417 | 48579.9131 | 48550.7313
1448 | 65406.6586 | 65384.7375 | 66060.1585 | 66866.237 | 65421.0243 | 65387.7812
1449 | 71907.536 | 72278.1841 | 72885.7982 | 72428.7671 | 71614.4235 | 71959.5851
1450 | 69411.4643 | 69946.5937 | 70805.9756 | 70150.4334 | 69534.4831 | 69710.8788
1451 | 65961.7887 | 66168.0656 | 70164.2419 | 67534.1828 | 66119.883 | 66318.6705
1452 | 53530.1246 | 53777.8018 | 54020.2066 | 54571.5592 | 53721.5773 | 53406.2207
1453 | 48591.4608 | 48572.4771 | 48949.875 | 50385.0605 | 48624.7286 | 49083.444
1454 | 65333.6724 | 65184.6761 | 66523.3498 | 67756.5111 | 65165.1888 | 65781.8013
1455 | 72460.4585 | 72159.4178 | 72736.3689 | 75765.014 | 72298.5543 | 72503.8128
1456 | 69698.0201 | 69638.6142 | 70529.9644 | 73593.8436 | 69727.2682 | 69955.5177
1457 | 65714.1197 | 64558.0255 | 66608.7666 | 69516.315 | 65088.3107 | 64558.7561
1458 | 52816.4093 | 53820.2729 | 53370.5011 | 55090.2577 | 52357.3775 | 53594.6992
1459 | 45510.4409 | 45507.1354 | 45223.1196 | 47843.1174 | 45212.4519 | 46463.2062
1460 | 51951.5623 | 52067.7268 | 52326.1807 | 55004.3293 | 52234.1267 | 53647.8506
1461 | 60655.5268 | 60560.0482 | 60610.5094 | 64512.7117 | 60716.0382 | 61638.5099
1462 | 57847.032 | 57310.0309 | 58150.6497 | 60497.5295 | 57651.5668 | 58630.5391
1463 | 56099.6724 | 56037.3276 | 56673.0605 | 57423.4472 | 55635.6374 | 57963.4707
1464 | 47369.0501 | 47576.659 | 48486.0875 | 48596.8752 | 47811.8586 | 49341.39
1465 | 39884.7581 | 40037.1019 | 42266.2729 | 41151.2013 | 42356.5949 | 41444.784
1466 | 46219.2167 | 46069.2534 | 46623.436 | 47892.889 | 47663.63 | 47227.8742
1467 | 55909.2076 | 55920.2352 | 56075.5816 | 57067.9199 | 56282.6393 | 56895.4368
1468 | 53748.3098 | 54977.7298 | 54400.3027 | 54259.9849 | 54492.8867 | 55479.1329
1469 | 54837.8319 | 56740.2782 | 55308.7308 | 56220.2721 | 56217.4115 | 56587.9619
1470 | 48464.1111 | 47930.0815 | 47655.7503 | 48936.995 | 48973.3766 | 49017.5407
1471 | 46428.816 | 46255.3649 | 46280.2203 | 46456.3766 | 46519.9497 | 48597.5303
1472 | 65626.3062 | 65892.2915 | 65834.3965 | 65736.5112 | 65592.9885 | 67711.0202
1473 | 72571.1916 | 72167.3399 | 72329.0037 | 72037.2594 | 72041.6312 | 75990.4511
1474 | 69321.8543 | 69711.9383 | 69830.6146 | 69367.8882 | 69840.8408 | 72925.5621
1475 | 66579.1515 | 66527.8217 | 68867.3642 | 66335.8503 | 67257.1175 | 70660.4683
1476 | 53993.7515 | 53616.849 | 53268.7936 | 52904.3625 | 54175.8087 | 55680.6393
1477 | 48513.8774 | 48708.5096 | 49953.5351 | 48379.9915 | 48928.5102 | 51386.6042
1478 | 65454.0131 | 65669.5691 | 67012.6768 | 65650.8435 | 65571.9479 | 68225.4514
1479 | 72491.0641 | 72080.8657 | 72959.4195 | 72738.6655 | 72526.9824 | 75935.0201
1480 | 69631.6153 | 69939.8252 | 70320.0718 | 69935.8908 | 70138.1624 | 72503.859
1481 | 66935.3953 | 66927.849 | 68261.4686 | 68005.1508 | 67437.6327 | 69541.4874
1482 | 53767.1082 | 53920.4064 | 55541.856 | 53447.3769 | 54346.2026 | 56560.4478
1483 | 48650.2585 | 48613.4121 | 50447.635 | 48491.4845 | 50819.3645 | 51161.3028
1484 | 65501.8991 | 65585.9157 | 67943.4762 | 65492.9889 | 67620.4736 | 67958.3567
1485 | 72181.234 | 71988.9712 | 73499.4529 | 72638.6203 | 74980.6681 | 74962.1668
1486 | 69862.8402 | 69683.695 | 70345.6886 | 69486.9475 | 71342.4983 | 71364.1846
1487 | 67098.9203 | 67615.2036 | 68684.6289 | 67592.4186 | 68609.5683 | 68800.6
1488 | 53553.2348 | 53954.0157 | 55062.2257 | 53713.4322 | 55903.1391 | 55777.788
1489 | 48561.6114 | 48502.2877 | 50659.7117 | 49547.6033 | 50524.4862 | 50368.6258
1490 | 65672.5603 | 65705.1701 | 68606.3556 | 66525.0225 | 67206.2453 | 67858.4729
1491 | 73082.2612 | 72630.1477 | 75881.3617 | 72854.0127 | 73828.0609 | 74024.7497
1492 | 70158.2272 | 69875.0354 | 73152.805 | 70243.0945 | 71475.2944 | 70707.0745
1493 | 67753.234 | 68371.6052 | 71287.9484 | 67971.8805 | 68774.5036 | 69005.5485
1494 | 53983.7162 | 53769.1182 | 56396.7346 | 53949.0201 | 54779.8585 | 54497.5362
1495 | 48599.9257 | 48753.7934 | 51646.8412 | 49681.3193 | 48542.4267 | 48805.4929
1496 | 66129.0652 | 65648.9647 | 69133.8035 | 67386.4845 | 65479.4036 | 66171.0623
1497 | 72559.8544 | 72127.0801 | 75985.7632 | 73776.9804 | 72033.0386 | 72902.0037
1498 | 69604.598 | 68930.4713 | 73100.075 | 70430.6811 | 68978.724 | 69632.6972
1499 | 65202.3022 | 65418.5496 | 69214.0385 | 67926.9591 | 65213.6066 | 65149.5301
1500 | 52573.4041 | 52528.675 | 55389.0425 | 53755.7477 | 52184.7262 | 53037.9041
1501 | 45512.9533 | 45252.3401 | 48083.4165 | 46683.0353 | 45275.7841 | 46554.2135
1502 | 52302.0598 | 52331.0966 | 56129.0257 | 54393.6485 | 52143.8744 | 54014.1319
1503 | 60812.6151 | 60332.521 | 65283.8942 | 62853.3481 | 60635.8396 | 62116.5249
1504 | 57831.0012 | 57459.6349 | 61828.3664 | 59584.821 | 58323.0401 | 58882.9149
1505 | 56500.8336 | 56506.7928 | 60151.9636 | 57452.4136 | 57163.0218 | 57001.4355
1506 | 47331.3796 | 48128.2896 | 50587.6606 | 48471.0477 | 49027.6293 | 48072.5576
1507 | 40093.953 | 41219.0805 | 42999.3331 | 40935.2314 | 42982.5284 | 41262.7732
1508 | 46474.1625 | 46250.0601 | 49618.6179 | 47631.7129 | 47471.789 | 47908.602
1509 | 56031.9671 | 56613.1098 | 61354.4594 | 57196.5138 | 55766.7194 | 57498.8342
1510 | 53886.2008 | 55241.3846 | 57846.5569 | 54787.9578 | 54152.4923 | 56005.7443
1511 | 55782.7722 | 58276.6742 | 59984.6719 | 56615.1747 | 56929.2388 | 58833.5174
1512 | 48961.7554 | 48437.6795 | 51962.3031 | 49283.1747 | 49099.5555 | 49684.7489
1513 | 46433.5289 | 46454.0154 | 51219.8374 | 47983.8384 | 46448.1507 | 49093.3122
1514 | 65819.6735 | 65855.1918 | 71531.7011 | 67302.8853 | 65897.8819 | 68595.4079
1515 | 72594.058 | 72526.2194 | 75797.7771 | 73517.858 | 72221.4147 | 75668.3754
1516 | 70274.6487 | 69777.3248 | 72606.8429 | 70607.8206 | 69599.8492 | 72585.1628
1517 | 67684.2177 | 68010.6958 | 70284.0919 | 69217.0614 | 67670.0016 | 70821.4697
1518 | 54266.8577 | 54007.0557 | 56913.7014 | 53934.1735 | 53315.7082 | 55872.6968
1519 | 49188.0613 | 48466.8828 | 53748.6006 | 48995.8823 | 48622.4119 | 50953.4777
1520 | 66898.0145 | 65858.3062 | 72379.0673 | 67201.0544 | 65894.7483 | 69447.9686
1521 | 73388.1278 | 72483.0053 | 76091.63 | 73360.4197 | 72605.8321 | 74898.7335
1522 | 70755.9655 | 69839.108 | 72360.4566 | 70486.1064 | 70593.3845 | 71275.1947
1523 | 70046.5623 | 68139.1194 | 70788.7828 | 71254.9777 | 68848.5845 | 70142.8973
1524 | 54632.1903 | 54077.1044 | 56523.0135 | 54217.6481 | 53289.1053 | 55144.2618
1525 | 49020.0471 | 48626.6843 | 51860.9542 | 49529.2435 | 48669.8427 | 49902.2771
1526 | 66928.5044 | 65755.972 | 70542.3871 | 67529.8226 | 66416.336 | 68283.583
1527 | 73136.1886 | 72205.501 | 75176.1525 | 73489.1131 | 72873.5011 | 72913.4149
1528 | 70082.4096 | 70168.8621 | 70939.8214 | 70618.7908 | 70195.7082 | 70280.3529
1529 | 68539.5384 | 68217.6466 | 70253.6695 | 68832.388 | 69978.9255 | 69554.9947
1530 | 53463.7501 | 53583.4495 | 55950.1707 | 54765.6374 | 53794.9721 | 54284.461
1531 | 48570.7038 | 48572.792 | 50941.6877 | 49813.0099 | 48953.1286 | 49659.7477
1532 | 66627.348 | 65993.0229 | 68927.2602 | 67658.8276 | 66797.2281 | 68600.5896
1533 | 73416.214 | 72466.6068 | 73186.5945 | 72813.8057 | 72899.6139 | 73842.605
1534 | 71080.5338 | 69867.616 | 70434.4729 | 70216.8999 | 69738.3641 | 70603.6709
1535 | 70063.9889 | 67449.1019 | 68434.4701 | 68401.3553 | 67579.7382 | 69028.6661
1536 | 53374.8201 | 53789.7888 | 54704.8448 | 53960.364 | 53616.196 | 55128.7793
1537 | 48999.4976 | 48612.8743 | 49227.5137 | 49656.5538 | 49445.2412 | 50866.0111
1538 | 67043.8346 | 66409.6699 | 67553.5612 | 67948.9912 | 67233.8242 | 69092.3329
1539 | 72849.8351 | 72733.0095 | 72517.8655 | 74243.0845 | 72759.7214 | 74250.0578
1540 | 69939.6284 | 70029.053 | 69517.5936 | 71051.7795 | 70005.9068 | 70751.6767
1541 | 67077.9564 | 66760.3387 | 66597.4337 | 70557.2954 | 68697.972 | 68372.8582
1542 | 53101.896 | 52720.416 | 53196.0853 | 54546.4154 | 53262.5123 | 54625.076
1543 | 46559.8126 | 45386.1647 | 45545.4309 | 47562.1979 | 46506.7778 | 46544.3104
1544 | 54565.3021 | 52665.3377 | 52903.6724 | 55246.987 | 54605.6484 | 54654.5362
1545 | 62162.156 | 60952.4898 | 60971.7881 | 64561.3274 | 62131.1788 | 61519.3804
1546 | 60225.2162 | 57797.2487 | 57918.7629 | 61944.9843 | 59153.5512 | 58813.3324
1547 | 59129.1911 | 56419.1388 | 57081.5577 | 61669.4756 | 58238.99 | 58049.6645
1548 | 49478.6981 | 47948.7081 | 48066.2648 | 50018.6304 | 48242.6602 | 49777.1954
1549 | 43476.8564 | 40350.742 | 39977.0701 | 42324.6162 | 41301.5594 | 43730.49
1550 | 49128.2584 | 45936.6422 | 46819.5452 | 48062.6266 | 47863.5015 | 48822.1667
1551 | 58837.8193 | 55272.6744 | 56248.1886 | 58957.3601 | 57566.6488 | 56751.9252
1552 | 59273.4246 | 53794.4019 | 53881.6583 | 56641.9099 | 55158.1159 | 55368.3812
1553 | 62366.7698 | 55977.0531 | 56009.314 | 60291.5005 | 57352.7905 | 59578.902
1554 | 51056.9243 | 48583.5227 | 47737.1822 | 49949.1847 | 49345.7663 | 49635.0503
1555 | 49878.8145 | 46430.2688 | 46294.8826 | 48174.249 | 48096.6275 | 49367.9984
1556 | 70244.0822 | 66447.121 | 66391.9154 | 68579.887 | 67928.0728 | 69915.2774
1557 | 78114.0686 | 72295.3902 | 72108.2798 | 74507.1889 | 72948.189 | 75733.3965
1558 | 75698.1434 | 69544.3751 | 69232.7256 | 70196.9972 | 69675.6706 | 71856.7588
1559 | 73594.9882 | 67512.0332 | 67386.7039 | 69315.7987 | 67631.0311 | 70226.7443
1560 | 57138.776 | 53802.5488 | 53484.0385 | 55091.1493 | 54830.9855 | 56472.5007
1561 | 51921.2802 | 48531.3898 | 48481.8564 | 50527.2647 | 49759.5126 | 51497.0246
1562 | 70269.2535 | 66133.5219 | 66624.6666 | 69191.236 | 67376.2459 | 70407.2811
1563 | 77274.8346 | 71949.3483 | 72113.5415 | 75730.7276 | 72663.5195 | 74056.3503
1564 | 73536.2892 | 69282.9649 | 69914.225 | 72288.0012 | 70210.4125 | 70821.4
1565 | 71960.9938 | 67598.6135 | 67708.2804 | 71474.7757 | 68074.9949 | 69540.2309
1566 | 56192.8425 | 54473.5999 | 53556.8989 | 55283.5425 | 54529.6778 | 55180.9636
1567 | 50831.4891 | 48522.8894 | 48467.025 | 50970.8061 | 48679.9783 | 50705.0464
1568 | 69201.2446 | 66017.4371 | 66105.1782 | 69742.1527 | 66739.9729 | 69554.9716
1569 | 73869.6987 | 71903.6539 | 72317.8656 | 75263.4381 | 72635.0551 | 76293.1975
1570 | 70324.0172 | 69314.9191 | 69667.2863 | 70681.1006 | 69467.3713 | 74579.502
1571 | 69698.078 | 67852.2644 | 67520.8108 | 70036.4193 | 67314.3367 | 73594.6227
1572 | 55069.0548 | 53815.398 | 53551.7638 | 55085.7925 | 53434.1366 | 56657.5275
1573 | 48995.0359 | 48494.3659 | 48325.9239 | 49937.661 | 48590.8989 | 52615.8691
1574 | 67457.5239 | 66062.0549 | 66501.8365 | 68765.3452 | 66658.7763 | 71512.8834
1575 | 72703.3666 | 72415.3819 | 72184.1513 | 72987.2878 | 72957.0623 | 77689.6472
1576 | 69848.0797 | 69945.2175 | 69495.5535 | 70079.698 | 69790.0295 | 73801.9901
1577 | 67696.5242 | 67551.0013 | 68415.0071 | 69580.3172 | 69062.3857 | 72509.3204
1578 | 53516.8049 | 53600.0316 | 53055.4597 | 55134.3107 | 53213.6352 | 56772.8147
1579 | 48303.5043 | 48514.4421 | 49498.525 | 50326.0272 | 49050.9998 | 52259.0177
1580 | 66904.7028 | 66179.8248 | 68100.6941 | 68662.0714 | 67551.7915 | 70584.315
1581 | 71966.673 | 72192.0016 | 74037.6053 | 73460.6684 | 72827.818 | 76861.8769
1582 | 69818.1329 | 69439.7421 | 70211.0223 | 69843.8302 | 69901.9103 | 74361.9391
1583 | 67050.0959 | 66610.0669 | 69028.9839 | 69285.5216 | 68845.9345 | 72117.3547
1584 | 52420.0433 | 52515.3339 | 53299.9373 | 54014.295 | 53115.4037 | 55540.1482
1585 | 45488.517 | 45715.2968 | 47007.872 | 47286.7307 | 46595.1159 | 48914.0558
1586 | 53123.5963 | 52831.4098 | 55424.9509 | 55143.4496 | 54650.6721 | 57042.5949
1587 | 60301.5464 | 61013.6214 | 62205.3246 | 62713.3799 | 62223.7426 | 65110.0873
1588 | 57336.1554 | 57640.7084 | 58635.0903 | 59730.2075 | 58301.644 | 62758.0281
1589 | 56606.4169 | 56158.2843 | 57403.8227 | 59084.9261 | 57809.563 | 62079.2949
1590 | 46717.232 | 47171.4653 | 48313.9873 | 48389.2991 | 47947.8341 | 51906.6656
1591 | 40100.171 | 39656.483 | 41054.1597 | 40758.4059 | 40264.5246 | 45143.0944
1592 | 46674.2743 | 46207.8169 | 47935.9803 | 47559.1231 | 47568.3557 | 49943.7053
1593 | 56182.776 | 55609.4175 | 57016.2961 | 57035.011 | 56215.7327 | 60663.0951
1594 | 54487.6025 | 53441.0589 | 54340.1783 | 54770.2476 | 54208.1626 | 56306.3271
1595 | 57544.4223 | 55597.471 | 56878.1625 | 57042.7758 | 58201.7729 | 60637.5732
1596 | 47742.5165 | 48183.3175 | 48763.9096 | 48727.6778 | 49816.3329 | 51989.5367
1597 | 46469.6049 | 46547.2706 | 47834.9313 | 47266.2512 | 46612.5364 | 49834.8433
1598 | 66935.5665 | 66331.503 | 68426.9054 | 68110.1731 | 66509.9276 | 70170.1987
1599 | 72261.5192 | 72343.9018 | 72809.4546 | 72985.5128 | 72367.9071 | 76951.8558
1600 | 69596.2263 | 69650.8194 | 70288.4338 | 70547.8427 | 69203.8671 | 75515.0015
1601 | 68635.3966 | 68428.8023 | 68678.1502 | 69572.7307 | 68691.9529 | 72700.2763
1602 | 53644.7475 | 54065.8106 | 54603.4031 | 54098.7092 | 53087.3317 | 55617.7182
1603 | 48423.2696 | 48579.7661 | 49864.6697 | 49400.5476 | 49421.4454 | 51041.3441
1604 | 66932.759 | 66929.0362 | 68532.6671 | 68385.9198 | 67684.2461 | 70449.2165
1605 | 72842.7209 | 72549.1671 | 72790.8209 | 73511.8864 | 72896.585 | 76291.2449
1606 | 69871.1254 | 69515.5471 | 69921.3137 | 70204.7883 | 69246.6054 | 71946.2799
1607 | 68701.2348 | 68577.835 | 68714.6467 | 70022.3736 | 69040.3348 | 71493.3879
1608 | 53033.3206 | 53650.9875 | 54617.62 | 54363.6486 | 54751.8867 | 56399.4648
1609 | 49169.8164 | 48574.3088 | 49453.6602 | 49691.9485 | 49512.4674 | 52506.8407
1610 | 67759.9234 | 66870.8261 | 67924.5529 | 68732.5933 | 67689.9871 | 72332.5688
1611 | 73359.5347 | 72965.1445 | 72197.8759 | 73340.9139 | 72717.5076 | 75912.724
1612 | 70718.6929 | 71138.3299 | 69255.8378 | 70660.4082 | 69676.8177 | 72222.2114
1613 | 70688.0292 | 70357.2848 | 69817.8746 | 69246.2082 | 68910.1059 | 71928.2411
1614 | 54348.0803 | 53716.3979 | 54256.6545 | 54631.0327 | 53794.6739 | 56296.2206
1615 | 49672.9988 | 49512.8392 | 49297.0974 | 49954.2728 | 50159.5913 | 52409.5311
1616 | 68304.842 | 68212.9093 | 67826.8855 | 68636.5079 | 68577.4211 | 71837.0112
1617 | 73731.5621 | 73262.087 | 72660.3171 | 73490.1109 | 73995.5711 | 75831.8017
1618 | 71343.0908 | 70046.6962 | 69885.6144 | 70511.9576 | 72963.2293 | 72105.0054
1619 | 70891.6084 | 69778.5091 | 69824.6015 | 69997.0397 | 73075.7224 | 71820.8427
1620 | 54748.5237 | 54796.7813 | 54141.9511 | 55236.6968 | 56045.8918 | 56920.1048
1621 | 49916.511 | 50541.8531 | 49844.599 | 49895.1885 | 51658.1777 | 53510.0156
1622 | 68630.3045 | 69171.4813 | 68476.6082 | 68898.6713 | 70219.8522 | 71554.125
1623 | 74203.9731 | 75302.1214 | 74256.6843 | 73481.4868 | 76464.5596 | 77303.0089
1624 | 71613.7195 | 71352.0984 | 72186.2592 | 70490.441 | 73352.2506 | 75104.2928
1625 | 70742.3629 | 70124.7691 | 71522.0016 | 69419.2203 | 72604.3928 | 73798.9392
1626 | 53812.0971 | 54918.0039 | 54317.1974 | 55029.6036 | 54761.1246 | 55758.3121
1627 | 47410.2297 | 48500.2524 | 48416.5588 | 47547.069 | 47921.9655 | 49006.3615
1628 | 55930.889 | 56915.0992 | 56457.6662 | 55203.708 | 56367.7778 | 57240.1948
1629 | 62140.1273 | 64688.2523 | 64607.3176 | 61223.4254 | 64678.7383 | 65524.8677
1630 | 60039.8965 | 61178.4802 | 61842.1408 | 58778.4356 | 62031.7506 | 63066.2988
1631 | 59393.0366 | 59839.9864 | 62802.0376 | 59160.9955 | 61632.1021 | 64411.6371
1632 | 47898.237 | 49447.5402 | 50759.1554 | 49116.5891 | 50384.1838 | 52812.547
1633 | 40797.7422 | 41504.768 | 44184.2573 | 43793.6704 | 41683.4295 | 47152.6579
1634 | 47358.2425 | 48364.6001 | 50141.8481 | 49323.972 | 47338.7238 | 52008.6784
1635 | 57096.9768 | 59203.8025 | 60691.3596 | 58681.0415 | 56479.1911 | 63984.1087
1636 | 55034.5166 | 58390.5405 | 59722.4593 | 57548.2689 | 55698.5409 | 62260.7059
1637 | 58407.1201 | 61101.0382 | 62437.1568 | 60477.8876 | 59265.1585 | 63659.1343
1638 | 49021.9235 | 51266.4964 | 51924.4463 | 50258.5022 | 48641.3526 | 53176.4792
1639 | 46789.2764 | 48036.9751 | 51462.4608 | 50093.4941 | 46651.2475 | 51271.3605
1640 | 66578.966 | 68195.8705 | 73256.321 | 70660.3223 | 66877.6567 | 71111.2407
1641 | 72220.7635 | 73384.16 | 80094.5783 | 74406.8595 | 71921.3156 | 76564.428
1642 | 69185.2146 | 69885.2941 | 75843.5989 | 71269.0527 | 68757.4637 | 72832.4391
1643 | 68632.1694 | 70442.2208 | 74235.5088 | 70794.2781 | 68152.4505 | 72955.0735
1644 | 53826.5234 | 54337.03 | 58686.8627 | 56377.0774 | 53088.6004 | 57565.2521
1645 | 49722.0136 | 49097.2326 | 54089.9207 | 53342.4135 | 48538.1058 | 54176.242
1646 | 68443.8212 | 67329.7556 | 72598.5602 | 72753.8275 | 66831.7309 | 72047.519
1647 | 76355.5477 | 72747.9832 | 78875.3342 | 74297.056 | 71598.9066 | 75058.7245
1648 | 73929.4962 | 71032.7222 | 77170.3821 | 70529.9326 | 68945.5569 | 70745.2784
1649 | 72912.5471 | 70696.9026 | 76025.2012 | 70757.2851 | 68848.501 | 71285.0028
1650 | 55997.0637 | 54120.7731 | 57715.0802 | 56064.0506 | 53126.9208 | 56221.901
1651 | 50389.293 | 48691.9067 | 50486.3891 | 49445.2388 | 46665.1078 | 50150.7938
1652 | 54765.7745 | 53575.1806 | 55190.2323 | 53785.8565 | 50526.2871 | 52830.0379
1653 | 63229.8616 | 62158.2321 | 63605.4061 | 62225.4462 | 60771.6762 | 62202.3769
1654 | 61062.8835 | 60840.9555 | 63225.2536 | 60434.0975 | 58934.7138 | 60617.8694
1655 | 63893.1581 | 64583.2837 | 68270.0672 | 63759.6611 | 61548.6481 | 64740.9082
1656 | 53343.9137 | 53047.4053 | 55765.0274 | 53188.6707 | 51023.4088 | 53359.4662
1657 | 50527.9647 | 50566.2595 | 54193.3005 | 50704.5402 | 48778.9649 | 51881.45
1658 | 69186.6661 | 69183.5637 | 72295.6394 | 69947.4242 | 67304.8073 | 70546.9573
1659 | 73756.625 | 74001.1793 | 78177.7514 | 73631.9917 | 72676.4069 | 74411.1481
1660 | 70631.2043 | 70873.1076 | 75598.7063 | 70426.6153 | 70480.7403 | 70357.4577
1661 | 70917.3946 | 71639.6449 | 74388.8442 | 71595.38 | 71034.5292 | 70362.4834
1662 | 54864.0177 | 55609.056 | 58590.9547 | 55619.779 | 54449.1012 | 56013.5712
1663 | 50105.103 | 49913.645 | 55490.859 | 51038.2248 | 50168.4325 | 51693.0119
1664 | 68667.5274 | 67709.4452 | 71928.2327 | 69579.455 | 68502.0752 | 70330.8173
1665 | 73188.4594 | 73528.5914 | 77992.7567 | 75687.0539 | 74786.0201 | 74309.671
1666 | 70289.6458 | 70420.513 | 75645.7697 | 72863.8429 | 71262.2904 | 70116.0585
1667 | 70656.5808 | 70689.614 | 74634.8681 | 72523.4244 | 70896.9904 | 69706.6718
1668 | 55807.046 | 55389.8112 | 58407.8 | 56246.7861 | 54926.6872 | 55929.7246
1669 | 48877.2945 | 51415.4592 | 52915.5225 | 50135.0028 | 49765.9284 | 49099.2772
1670 | 55218.8482 | 58576.8747 | 58355.6672 | 57361.49 | 57364.5028 | 56501.6044
1671 | 62033.2947 | 67252.452 | 67166.6943 | 66039.099 | 65734.316 | 63410.9596
1672 | 59961.5308 | 63786.2245 | 64435.7878 | 62225.8697 | 62772.8875 | 59715.0279
1673 | 60727.025 | 64962.8258 | 67300.8406 | 63068.7743 | 63358.0826 | 60637.6718
1674 | 49084.3761 | 54113.7588 | 56525.4345 | 53114.1515 | 52314.934 | 51848.156
1675 | 41809.5035 | 45645.7804 | 50537.4204 | 45481.9779 | 43843.2515 | 45330.908
1676 | 49404.0471 | 53270.9575 | 55656.7978 | 51041.5332 | 51380.2736 | 49409.7573
1677 | 59110.0677 | 63208.5785 | 64476.8208 | 61283.1631 | 63244.5953 | 58949.5354
1678 | 57794.4912 | 60329.4435 | 61391.3967 | 58491.0042 | 61319.1048 | 55551.4519
1679 | 60478.1516 | 64525.3246 | 68473.8378 | 63172.268 | 64568.535 | 60176.1767
1680 | 49536.6625 | 55224.5214 | 59459.2274 | 53997.4174 | 53662.8774 | 50928.3991
1681 | 48727.7257 | 53199.4011 | 58144.8996 | 52976.041 | 53233.0842 | 50359.0869
1682 | 68529.6753 | 72296.2149 | 77090.9584 | 72743.9064 | 73462.2817 | 69465.2391
1683 | 73506.213 | 78844.1137 | 81918.2935 | 76982.42 | 78229.0466 | 73955.3905
1684 | 70345.8819 | 77206.1781 | 75831.1193 | 72983.839 | 75092.3234 | 70680.5328
1685 | 71820.5093 | 75318.9552 | 76355.3932 | 74205.4696 | 75759.7167 | 71125.2102
1686 | 56985.0822 | 58773.4606 | 62154.4083 | 58797.014 | 59347.3068 | 55879.1071
1687 | 51239.7235 | 53731.8333 | 56154.8599 | 54079.5544 | 53831.1176 | 50534.561
1688 | 69518.3203 | 72267.9159 | 71510.2847 | 72589.6331 | 72924.7995 | 68870.4317
1689 | 77224.0893 | 78870.3002 | 77615.6175 | 77562.265 | 77654.6071 | 73997.2187
1690 | 74797.342 | 78035.7131 | 74905.8085 | 73148.4808 | 73076.0808 | 70563.0816
1691 | 74814.8316 | 77681.9636 | 76197.7775 | 75132.5011 | 74842.2018 | 71605.487
1692 | 58892.292 | 61965.8115 | 60507.8152 | 60182.1416 | 58913.045 | 56436.5464
1693 | 54110.1515 | 57495.0324 | 55659.3549 | 55781.8739 | 52864.5934 | 50764.1877
1694 | 73889.3036 | 74177.3526 | 70866.3647 | 72885.6279 | 71055.2682 | 69347.4622
1695 | 78588.8444 | 80069.1646 | 77673.3768 | 77373.9168 | 76530.9091 | 75200.9313
1696 | 75358.6656 | 76822.4897 | 75346.1953 | 72347.8999 | 71838.8269 | 71737.055
1697 | 76398.8357 | 79641.7417 | 75853.2779 | 74038.5385 | 74094.3053 | 71694.0458
1698 | 60094.6022 | 62229.0516 | 60487.9676 | 59788.4208 | 58529.4676 | 56500.7464
1699 | 55889.2615 | 57572.5582 | 56713.4604 | 55682.6091 | 53345.3392 | 50889.0079
1700 | 74724.2248 | 74134.5198 | 72658.9646 | 72178.1913 | 72314.7542 | 69319.9458
1701 | 79790.6258 | 80534.1609 | 81472.2588 | 76327.434 | 76594.453 | 73852.7615
1702 | 76199.3966 | 76442.2447 | 78616.7845 | 71423.4287 | 72603.1785 | 71911.7674
1703 | 75797.0936 | 77069.4278 | 81788.4563 | 73348.9442 | 73720.4791 | 72423.5102
1704 | 60125.1425 | 61538.7644 | 64311.4996 | 57649.402 | 58428.8901 | 57078.9355
1705 | 54874.617 | 55926.6028 | 60227.4426 | 52077.6323 | 52704.5248 | 51862.0319
1706 | 74015.3646 | 70781.5787 | 76706.1186 | 70022.0446 | 71008.0324 | 70174.2646
1707 | 79722.7588 | 78032.7951 | 84999.5875 | 76648.655 | 77231.6873 | 77089.3186
1708 | 76985.7786 | 75770.2605 | 83985.019 | 75135.8015 | 74176.5132 | 74113.1173
1709 | 76350.3592 | 74211.1962 | 84978.5493 | 74200.9334 | 73681.384 | 74972.3534
1710 | 60808.7992 | 58706.5416 | 66218.1889 | 58381.1052 | 57579.9521 | 59089.1127
1711 | 55429.7847 | 48594.8303 | 56746.4171 | 50855.4126 | 51188.7348 | 52109.3061
1712 | 60290.3435 | 54403.981 | 61562.1772 | 57490.5353 | 58169.9106 | 59604.4228
1713 | 67827.1573 | 62953.0272 | 69629.8007 | 66343.6344 | 65387.1908 | 66921.2612
1714 | 64914.3418 | 60992.6675 | 66787.73 | 64023.4261 | 61763.948 | 64635.6516
1715 | 66916.8188 | 62075.2973 | 69256.672 | 65566.5137 | 63808.9386 | 66960.186
1716 | 57744.1232 | 50486.0782 | 57805.7223 | 55328.8898 | 54509.0851 | 57411.5535
1717 | 49724.4098 | 44320.4505 | 49226.0242 | 49143.8922 | 47119.1877 | 49205.0521
1718 | 54001.3121 | 48566.1412 | 53124.6571 | 51926.6703 | 51611.9542 | 54494.9365
1719 | 65221.274 | 58206.5722 | 61559.9536 | 64191.9429 | 59383.906 | 64891.9416
1720 | 64258.9393 | 56624.6944 | 57947.1687 | 63232.1044 | 56371.8454 | 63234.361
1721 | 67308.4811 | 62328.4353 | 63432.4531 | 65489.21 | 62292.8812 | 66314.3215
1722 | 58728.7994 | 50789.7526 | 54669.9442 | 55437.9081 | 52877.5296 | 56770.3084
1723 | 55598.2564 | 50381.4915 | 53665.2509 | 52578.0674 | 50765.4586 | 54598.4484
1724 | 74638.1871 | 70175.3191 | 71914.0249 | 71112.8898 | 69448.7282 | 72454.9966
1725 | 82126.424 | 76016.9556 | 76530.9016 | 78671.6508 | 74868.3889 | 80039.6821
1726 | 77865.766 | 72213.1763 | 72458.0259 | 77280.9275 | 72187.1765 | 77619.4373
1727 | 77978.1051 | 73138.6932 | 73501.8133 | 76966.5958 | 72915.369 | 79561.5161
1728 | 61920.2035 | 58700.9618 | 60250.8804 | 61156.8583 | 57817.4777 | 63325.413
1729 | 55940.7628 | 53831.253 | 54914.6499 | 54769.3386 | 53194.4505 | 59451.7065
1730 | 72450.32 | 72183.9969 | 70234.3231 | 72009.8335 | 71510.2245 | 76812.6209
1731 | 78794.0286 | 77511.592 | 76846.7591 | 79626.6239 | 77069.8558 | 82678.6411
1732 | 75750.9956 | 72428.5977 | 73308.9706 | 77837.1507 | 73925.494 | 76989.9743
1733 | 75583.1263 | 74102.7791 | 73756.4174 | 77393.8016 | 74097.5151 | 82140.7838
1734 | 61394.5826 | 60121.5841 | 59537.9578 | 61715.377 | 59463.9788 | 65188.0181
1735 | 57356.0733 | 53511.7744 | 54547.6793 | 56683.8268 | 53693.6314 | 60316.5808
1736 | 74909.0077 | 71397.0805 | 70914.438 | 72548.5861 | 71846.8913 | 77397.9791
1737 | 79725.329 | 76727.8509 | 76141.3929 | 81915.6638 | 78107.7569 | 82043.1111
1738 | 76471.5209 | 73018.024 | 71525.0818 | 78146.1871 | 74524.4603 | 75018.2087
1739 | 78579.2839 | 73421.9081 | 73099.5258 | 76569.1321 | 74905.5555 | 80616.8126
1740 | 63559.7728 | 58775.2743 | 59300.9553 | 60639.045 | 59048.3454 | 64550.673
1741 | 58312.5701 | 51895.1785 | 52516.3762 | 54760.7551 | 52424.1997 | 59217.4357
1742 | 75179.0834 | 70270.904 | 70250.4265 | 70430.0871 | 70598.5174 | 76205.3057
1743 | 80550.15 | 76393.8188 | 75508.9036 | 77431.2921 | 77062.5284 | 81942.6339
1744 | 76203.9472 | 72885.9877 | 73919.4867 | 77006.9233 | 73526.127 | 77251.695
1745 | 79690.996 | 73509.5717 | 75110.7497 | 75405.4648 | 73771.7666 | 78712.5928
1746 | 63989.6285 | 58474.4413 | 60612.7632 | 59650.4442 | 59119.3578 | 63056.2162
1747 | 57175.938 | 51970.753 | 54892.4712 | 53840.9028 | 52850.5511 | 56490.8766
1748 | 73860.302 | 70329.5408 | 73711.4814 | 71227.9649 | 71055.4542 | 72652.1614
1749 | 80368.9702 | 75832.375 | 79859.0703 | 78559.8259 | 77701.3838 | 79343.6104
1750 | 76600.3601 | 72850.4968 | 76852.2857 | 77634.3216 | 75435.9079 | 75832.9073
1751 | 77331.9778 | 73031.6148 | 78240.7677 | 75483.6092 | 74555.9429 | 78931.5461
1752 | 62031.6115 | 58610.6697 | 62549.5967 | 59564.2958 | 59292.3538 | 63092.1369
1753 | 52872.9842 | 50401.3003 | 55240.4441 | 52591.6065 | 49575.3165 | 55615.5689
1754 | 57196.8005 | 56906.5512 | 59711.6167 | 58247.9645 | 56402.8585 | 60649.9035
1755 | 65638.634 | 65429.2616 | 69083.2281 | 67492.7554 | 65001.936 | 67644.7352
1756 | 62803.5207 | 63169.6554 | 68288.6378 | 65780.6041 | 62181.5601 | 63722.983
1757 | 64096.8641 | 64276.8287 | 70429.0196 | 66539.2473 | 63087.1006 | 66148.5424
1758 | 53604.2654 | 53945.4869 | 59275.1316 | 56117.8756 | 52284.2512 | 57328.0054
1759 | 46368.2013 | 47721.3005 | 51951.5535 | 48746.7287 | 44231.5799 | 49403.6226
1760 | 50086.0046 | 53031.2948 | 56295.8639 | 52465.4256 | 49478.3476 | 51517.8557
1761 | 61600.9483 | 64900.7022 | 66814.7765 | 65594.036 | 61254.2949 | 63950.1839
1762 | 58261.7998 | 63451.3121 | 66831.7243 | 63952.7852 | 59410.1666 | 63608.9051
1763 | 62533.7397 | 65446.9222 | 69840.5122 | 68959.3781 | 61281.0969 | 65762.5636
1764 | 53261.4007 | 54878.6768 | 59696.4883 | 59301.7484 | 52088.8124 | 56225.7523
1765 | 50607.7768 | 51802.0934 | 57919.1151 | 55613.1202 | 51100.4955 | 54865.1453
1766 | 69666.1996 | 70569.1233 | 76483.6505 | 73035.9009 | 70263.2845 | 73132.6585
1767 | 75030.8601 | 77571.1698 | 86364.3729 | 80926.9996 | 75092.8431 | 80847.2509
1768 | 71466.031 | 75414.6199 | 85844.2003 | 77067.6464 | 71184.7105 | 77097.0521
1769 | 73272.7437 | 74477.7698 | 85122.628 | 77397.7508 | 72612.2761 | 80013.9721
1770 | 59113.4543 | 59511.2006 | 67469.8296 | 62196.9921 | 58982.8222 | 63755.5795
1771 | 52601.9549 | 52808.9416 | 60592.7778 | 55389.2153 | 51729.2612 | 58755.5267
1772 | 70398.3043 | 71106.0581 | 77170.366 | 70970.7722 | 69364.1467 | 76033.9015
1773 | 78195.4732 | 76918.0584 | 86086.1659 | 76186.9873 | 74284.6607 | 82547.4965
1774 | 75592.4197 | 73270.514 | 86604.7967 | 72354.1921 | 71954.0683 | 77202.9021
1775 | 75012.3405 | 74294.0346 | 85407.1135 | 74762.5264 | 73109.5737 | 81297.4787
1776 | 60106.8761 | 59538.3069 | 68808.4304 | 60529.2093 | 57956.5831 | 65464.1983
1777 | 53953.1746 | 52934.1159 | 58152.5376 | 55127.6671 | 50749.7837 | 58928.5114
1778 | 71919.9642 | 71583.7532 | 72475.7864 | 70644.8598 | 69156.671 | 75522.3611
1779 | 79183.252 | 77355.1086 | 79773.6924 | 77519.65 | 74072.9784 | 80587.0206
1780 | 76835.1907 | 73503.1495 | 77883.8936 | 75289.4501 | 72195.0882 | 77988.1897
1781 | 76187.1617 | 73912.1375 | 77907.2997 | 75237.847 | 72760.5168 | 77455.3428
1782 | 60259.7898 | 59789.9176 | 62928.1179 | 61389.2327 | 57726.6996 | 63631.7173
1783 | 52311.3927 | 53225.1869 | 56261.9701 | 57342.2067 | 50715.4762 | 56556.071
1784 | 70397.6775 | 71482.1193 | 72246.9697 | 74022.0276 | 68734.6081 | 72878.2227
1785 | 77466.4787 | 78590.9554 | 79859.6635 | 79422.1321 | 74488.8734 | 79035.3286
1786 | 75180.8253 | 77776.8736 | 78400.5265 | 77581.5526 | 71723.6629 | 75768.4393
1787 | 73911.8362 | 77444.397 | 80371.6012 | 78428.4741 | 72492.0743 | 78039.9842
1788 | 58154.7285 | 62056.5088 | 64672.3213 | 63723.2107 | 57611.5949 | 63751.8116
1789 | 50375.1506 | 55818.3312 | 58320.2617 | 57356.798 | 51463.4235 | 55908.1828
1790 | 69006.4446 | 75307.2697 | 74880.6093 | 73409.0164 | 70153.4774 | 71227.7665
1791 | 74631.7639 | 84965.1777 | 82109.2314 | 80610.5507 | 75392.4153 | 77354.1264
1792 | 72232.4967 | 81275.5959 | 79922.5992 | 78629.5039 | 72614.7043 | 75962.3916
1793 | 72197.7868 | 83791.8653 | 81615.9098 | 79261.6572 | 72914.5372 | 76078.2752
1794 | 57354.1441 | 66543.0188 | 64361.4585 | 63526.0525 | 57372.4754 | 61930.2316
1795 | 50110.5406 | 59206.9409 | 55639.1189 | 54807.7506 | 48482.2511 | 54150.3694
1796 | 56612.1623 | 64378.9625 | 59843.2223 | 59293.3753 | 56087.8177 | 58313.0743
1797 | 67561.9653 | 74857.4578 | 69839.2474 | 68607.9083 | 63832.3498 | 69100.6863
1798 | 65338.5468 | 73153.2765 | 66759.4536 | 67070.266 | 61180.3489 | 67717.6393
1799 | 66370.0985 | 75233.0141 | 68607.3828 | 68497.4711 | 61417.8637 | 68103.9573
1800 | 54931.7693 | 64087.7512 | 59162.7526 | 57968.8684 | 49920.0463 | 58883.2254
1801 | 48112.118 | 56064.0495 | 51163.5048 | 50049.4522 | 41878.1847 | 51682.692
1802 | 54413.0218 | 60717.0371 | 55008.1772 | 54061.63 | 48900.4056 | 55865.4208
1803 | 66017.5873 | 72772.2431 | 66455.0528 | 65916.1157 | 59927.5667 | 68207.2282
1804 | 65079.7498 | 73007.5501 | 65344.675 | 65572.3923 | 58050.7351 | 68314.8528
1805 | 66679.1594 | 76745.0902 | 69258.7144 | 68001.2544 | 60536.9974 | 70358.2564
1806 | 57817.8198 | 67082.3111 | 59680.4285 | 58981.4366 | 50712.6091 | 60283.5639
1807 | 54543.4209 | 65182.8847 | 57725.703 | 54889.5231 | 49619.8668 | 56002.3722
1808 | 74900.5166 | 82413.2974 | 76062.2211 | 72752.4608 | 69047.326 | 73520.9683
1809 | 80868.5768 | 89514.6128 | 85392.6076 | 83183.2352 | 76478.9315 | 83940.7482
1810 | 76949.438 | 87361.4502 | 84201.2824 | 78609.272 | 73581.1247 | 78491.4291
1811 | 77093.1191 | 89519.6546 | 83915.6331 | 79813.9714 | 72649.9111 | 77193.3599
1812 | 63132.9233 | 75337.9269 | 68689.8788 | 63846.3526 | 57727.6723 | 62770.328
1813 | 58569.0965 | 69684.5781 | 61099.7989 | 58394.2685 | 51087.189 | 57034.5526
1814 | 75313.4069 | 83261.675 | 76308.4956 | 75082.393 | 69178.0985 | 73752.8009
1815 | 81303.8467 | 90629.5437 | 86100.4084 | 84699.7573 | 76084.655 | 84214.8773
1816 | 76705.3959 | 88207.4878 | 86073.8381 | 77876.3569 | 73458.9296 | 79864.7578
1817 | 77264.7732 | 89381.2161 | 84206.7785 | 81589.4684 | 73707.8009 | 81821.2698
1818 | 63409.1389 | 76668.5728 | 68366.1464 | 65497.5348 | 58223.9628 | 64923.4877
1819 | 56637.3325 | 69939.0673 | 60256.3731 | 58811.0902 | 52569.6902 | 58284.1436
1820 | 68945.824 | 80836.5229 | 72924.1249 | 73542.745 | 63337.372 | 70153.4064
1821 | 76110.7218 | 90052.0312 | 85193.7182 | 83214.9557 | 76043.1481 | 85127.9802
1822 | 77040.5467 | 88620.5724 | 84634.3682 | 77419.5234 | 75621.947 | 78726.6758
1823 | 75422.6289 | 88417.1445 | 83478.5018 | 77627.3764 | 75786.0627 | 79238.8962
1824 | 61528.592 | 75080.1867 | 68170.8219 | 63842.1188 | 61397.1304 | 64256.4541
1825 | 55120.3797 | 68019.3893 | 60772.1544 | 56635.1155 | 55688.5198 | 57205.4051
1826 | 65641.283 | 79662.1113 | 75329.8349 | 70445.0587 | 71663.058 | 70387.3022
1827 | 77916.6718 | 90657.54 | 87923.9654 | 79065.3403 | 80390.8369 | 79686.6435
1828 | 78073.4073 | 89488.524 | 87272.3715 | 77708.7471 | 78299.153 | 77946.6754
1829 | 76182.7119 | 87603.3163 | 85266.4253 | 77453.5571 | 77475.0853 | 78361.7487
1830 | 61254.1486 | 70788.5745 | 69991.0832 | 63739.2476 | 62791.7058 | 64093.4576
1831 | 54900.5163 | 61680.3907 | 62945.0502 | 57691.2665 | 55550.9546 | 57823.0352
1832 | 71229.735 | 73646.2635 | 77633.3053 | 74854.5864 | 74756.009 | 74331.9848
1833 | 79937.6414 | 82968.2972 | 87935.1765 | 82384.6133 | 83532.4806 | 81669.3985
1834 | 78087.9256 | 85810.1412 | 86844.804 | 79454.2984 | 80017.3251 | 80314.1899
1835 | 77695.948 | 83328.6701 | 85008.467 | 79710.4589 | 78733.0101 | 82304.6637
1836 | 61009.4966 | 67873.2041 | 69893.2651 | 64143.8795 | 64126.5458 | 65873.5057
1837 | 50350.346 | 58377.1929 | 59704.005 | 54461.9943 | 54880.9387 | 57555.4755
1838 | 56369.9106 | 59531.0179 | 61645.3538 | 59078.8976 | 59988.5316 | 63083.5298
1839 | 67735.113 | 71465.7156 | 73367.845 | 69611.7791 | 70684.246 | 73558.8274
1840 | 67371.4296 | 70475.1135 | 70777.6165 | 67972.6964 | 69394.7627 | 69022.831
1841 | 67368.9745 | 69908.8628 | 71575.4374 | 68492.7556 | 70183.1732 | 74376.9483
1842 | 56824.5474 | 61871.7799 | 62005.5192 | 58692.2891 | 59731.2455 | 64170.4945
1843 | 50448.4276 | 54655.7084 | 52687.8476 | 49895.9378 | 49558.3814 | 54170.7084
1844 | 55766.0089 | 57002.3966 | 56576.3793 | 52926.8397 | 53391.9695 | 59561.363
1845 | 68302.1999 | 69878.0311 | 68092.4239 | 67872.0766 | 67506.6542 | 72199.5612
1846 | 68849.9233 | 70646.0286 | 66100.6318 | 65956.3397 | 66876.1672 | 66785.8745
1847 | 71084.9327 | 71434.7908 | 69781.8727 | 69174.2628 | 69249.2406 | 72363.6376
1848 | 61008.9553 | 63226.5433 | 60526.8665 | 59416.7979 | 60477.0368 | 64050.6836
1849 | 56580.5924 | 60845.5321 | 56884.3613 | 55765.85 | 55567.176 | 58549.7215
1850 | 74951.5408 | 77632.9207 | 74467.9274 | 73629.052 | 73540.2263 | 74879.3614
1851 | 85381.7205 | 86617.217 | 82304.8711 | 81993.1987 | 81397.9063 | 80354.3967
1852 | 80829.9483 | 86028.4928 | 78269.5732 | 78196.2411 | 78325.4763 | 76906.8669
1853 | 83210.3194 | 85650.3314 | 80288.6047 | 80708.1124 | 80536.8359 | 79275.4044
1854 | 67163.2805 | 70753.6445 | 64889.1916 | 65901.7925 | 65357.349 | 64379.0635
1855 | 59685.4528 | 63662.1393 | 56969.8098 | 58144.5386 | 58832.4999 | 56981.8092
1856 | 76415.0463 | 77064.0624 | 72623.6986 | 74581.2133 | 76338.6993 | 72906.7253
1857 | 85274.5668 | 87256.4102 | 79695.419 | 80550.838 | 85851.8253 | 80660.1244
1858 | 80948.0744 | 86626.7338 | 77861.3362 | 76454.6061 | 85946.4453 | 79475.4021
1859 | 83579.3148 | 86312.3409 | 79521.6338 | 79209.0909 | 84701.1211 | 83669.1916
1860 | 67899.3127 | 71278.9429 | 64771.1874 | 65236.41 | 68408.3506 | 69058.4061
1861 | 60499.8206 | 63770.2944 | 57164.3306 | 56406.5409 | 60528.988 | 62317.3432
1862 | 77062.2013 | 77153.2779 | 74195.4893 | 72569.8639 | 76967.1804 | 78253.189
1863 | 86262.3571 | 86376.5948 | 82360.8915 | 78139.6257 | 85486.5871 | 87602.5987
1864 | 86133.6403 | 86024.441 | 77328.2024 | 73364.9943 | 84153.3805 | 87332.9667
1865 | 85228.4286 | 84466.3699 | 80647.2102 | 78009.208 | 83479.398 | 87406.2222
1866 | 70813.6226 | 69485.7028 | 65682.0674 | 64673.2027 | 67110.8091 | 72679.0266
1867 | 63144.7434 | 62532.0027 | 57577.7337 | 56319.3303 | 59011.7019 | 65709.316
1868 | 79253.9011 | 76164.6076 | 74075.8289 | 72048.5894 | 75225.5199 | 80045.0036
1869 | 87244.3844 | 86512.0758 | 79986.249 | 78607.5186 | 84444.5164 | 88836.4287
1870 | 86891.8589 | 85454.1856 | 77158.6502 | 77100.3843 | 80183.742 | 88080.2324
1871 | 86377.5468 | 85041.2274 | 80639.2327 | 78358.9257 | 82978.0358 | 89225.0378
1872 | 71556.2831 | 70419.2399 | 65864.8001 | 64427.4051 | 66851.5079 | 74385.6775
1873 | 62924.8659 | 62816.8319 | 58242.7941 | 56999.2819 | 59739.1906 | 65826.4018
1874 | 76761.278 | 76500.3212 | 75404.849 | 74281.3254 | 76177.5887 | 79594.5147
1875 | 86471.7164 | 86762.5208 | 83114.2611 | 81135.1537 | 86494.5797 | 89328.9728
1876 | 85970.5847 | 86196.9736 | 77939.3963 | 77618.5837 | 86699.7798 | 88370.0055
1877 | 84360.824 | 85380.2962 | 82242.6582 | 80304.4472 | 86255.1398 | 88834.9054
1878 | 68984.1874 | 70995.0288 | 65793.0335 | 65158.2878 | 71677.7695 | 73574.9259
1879 | 57890.1411 | 61121.7039 | 55158.0876 | 54581.8476 | 63254.0182 | 64856.0355
1880 | 59504.3686 | 63505.8731 | 59339.3257 | 58340.7953 | 66160.3202 | 67535.2383
1881 | 68887.4846 | 74673.7448 | 68433.6943 | 67426.1157 | 77912.4215 | 78895.8247
1882 | 66445.3416 | 74121.2483 | 64745.4735 | 64565.4373 | 77936.759 | 78994.2061
1883 | 67963.0198 | 73819.7523 | 67591.9484 | 66911.6018 | 78049.411 | 79081.5796
1884 | 58125.1796 | 62963.3247 | 58987.7198 | 58145.7812 | 66731.867 | 68388.2209
1885 | 48707.2358 | 54123.6255 | 49797.7148 | 49175.9722 | 57740.5244 | 60271.6307
1886 | 51293.9329 | 55138.7748 | 53198.0191 | 52282.1202 | 61599.7618 | 62007.6411
1887 | 64289.6971 | 67914.9505 | 64033.5502 | 64480.1503 | 72675.7165 | 73548.3664
1888 | 64545.2349 | 70637.2171 | 63176.5782 | 63849.8247 | 74226.8102 | 74014.8013
1889 | 66755.7658 | 70896.0166 | 66527.4969 | 67277.5434 | 76884.8015 | 76812.6863
1890 | 58316.4997 | 61591.209 | 58814.9134 | 58971.4647 | 68031.0668 | 67142.6644
1891 | 54093.0287 | 60015.344 | 53734.1401 | 55703.0277 | 63432.3742 | 63784.1678
1892 | 72453.4814 | 76905.2158 | 71209.5723 | 74362.6114 | 80491.5225 | 80302.8191
1893 | 80219.1447 | 87864.1009 | 77544.0541 | 83638.0327 | 89521.4413 | 89664.9996
1894 | 78777.834 | 87607.5129 | 74056.8277 | 78981.3387 | 88840.3969 | 87916.669
1895 | 79033.0155 | 86100.5144 | 76266.6699 | 80293.2633 | 88384.365 | 88749.4119
1896 | 64432.6055 | 71003.1573 | 63064.1981 | 64987.7694 | 73264.7496 | 76160.0939
1897 | 55667.9885 | 63795.5805 | 54756.6079 | 56081.6753 | 66281.3155 | 70687.5342
1898 | 71822.9804 | 77864.0256 | 70858.4338 | 72297.7544 | 79624.096 | 83192.2499
1899 | 79007.9965 | 87745.1494 | 77873.6875 | 80532.2214 | 89048.3748 | 91999.3785
1900 | 78206.58 | 87163.3577 | 77368.9529 | 79260.2096 | 88601.2156 | 89392.9624
1901 | 78760.2229 | 86971.3461 | 78059.6057 | 80760.9424 | 88848.6315 | 90168.1547
1902 | 64330.2366 | 71713.4723 | 63658.7878 | 65800.5965 | 74070.0775 | 76794.5896
1903 | 56218.6667 | 63138.8421 | 55607.4743 | 57025.8389 | 67094.9032 | 69665.7767
1904 | 72311.879 | 76501.4945 | 71820.2768 | 72530.1049 | 80263.442 | 81614.1577
1905 | 79988.5691 | 86596.6798 | 78803.4465 | 80902.5087 | 89307.6874 | 89944.288
1906 | 78940.2669 | 86136.744 | 78230.6459 | 79986.7062 | 89404.8858 | 87667.6852
1907 | 79022.4245 | 85448.2179 | 80016.3225 | 81148.6279 | 89559.0662 | 89365.247
1908 | 64752.1276 | 70929.5287 | 63903.6615 | 65410.322 | 75384.206 | 75029.4128
1909 | 55815.5836 | 62201.2733 | 55460.8523 | 56301.9275 | 68158.8411 | 66354.9488
1910 | 71029.0209 | 76234.4697 | 70937.9878 | 72042.4514 | 80235.5477 | 77495.7949
1911 | 78775.7497 | 86923.3426 | 78659.1402 | 79054.7786 | 90234.8468 | 87520.1475
1912 | 78107.4592 | 86208.224 | 78953.7013 | 77485.8397 | 89620.0603 | 86808.5507
1913 | 79151.9059 | 85495.1618 | 80636.3276 | 79864.5435 | 88763.1524 | 86236.5466
1914 | 64255.8573 | 69991.2371 | 66055.615 | 65311.5961 | 75070.0299 | 71324.0866
1915 | 55933.19 | 61363.3744 | 58767.3259 | 56184.8955 | 69370.9067 | 63367.5004
1916 | 71396.9676 | 75367.2253 | 74849.0743 | 71473.3476 | 82121.7602 | 75322.971
1917 | 79541.6941 | 85743.86 | 85365.2971 | 78842.2664 | 92397.6776 | 85499.3479
1918 | 78909.9643 | 85928.7677 | 81058.714 | 78075.662 | 92414.1096 | 85518.0864
1919 | 78687.4986 | 84782.4485 | 83073.4879 | 77801.9789 | 91461.3908 | 84582.1446
1920 | 64303.5056 | 69365.4387 | 66697.9009 | 63078.3245 | 77106.7315 | 69106.3806
1921 | 55185.0207 | 59777.444 | 56921.9045 | 52796.3789 | 69391.1607 | 57847.7646
1922 | 59111.6434 | 61748.8249 | 60769.007 | 57371.6984 | 69789.8872 | 59311.1226
1923 | 70312.3536 | 73648.2066 | 70500.1865 | 67996.8446 | 80863.4692 | 68721.0556
1924 | 70591.8978 | 71872.7241 | 70870.7735 | 66875.8834 | 80719.9244 | 66319.0675
1925 | 71238.9414 | 72862.1188 | 72515.308 | 67814.0967 | 79887.7051 | 68533.2566
1926 | 61114.0023 | 62768.2854 | 61404.7484 | 58852.1589 | 69507.4588 | 60712.1816
1927 | 52760.522 | 53888.9168 | 53663.0079 | 51244.0955 | 61324.0672 | 54407.9562
1928 | 56874.8005 | 54990.0736 | 58101.9187 | 55497.9596 | 62626.2899 | 55329.5523
1929 | 69563.8915 | 66510.357 | 70805.5923 | 67870.894 | 74765.827 | 68573.5241
1930 | 69810.205 | 66234.6086 | 73565.3889 | 67713.2778 | 75083.4042 | 71662.1772
1931 | 72574.3423 | 68207.2863 | 73828.1743 | 70231.3412 | 77153.3726 | 73325.0279
1932 | 62440.3031 | 60268.5272 | 63190.558 | 60411.6113 | 68226.6551 | 63800.0221
1933 | 59158.2299 | 58227.8337 | 57343.3747 | 55265.9896 | 63373.3579 | 61384.5815
1934 | 77683.2329 | 76905.4035 | 75911.7665 | 73075.0185 | 78190.1574 | 77987.1245
1935 | 87829.5087 | 86335.8762 | 85633.467 | 80445.3763 | 88336.4524 | 89222.4674
1936 | 86675.5834 | 86008.7044 | 85783.964 | 78895.2339 | 87507.6424 | 88528.0436
1937 | 85480.2835 | 86309.1955 | 84178.8139 | 79732.6954 | 86468.6368 | 87554.222
1938 | 69273.3806 | 71627.4154 | 67120.3054 | 65184.8095 | 72391.3639 | 72631.4789
1939 | 60098.7077 | 63074.0512 | 58426.6545 | 56311.7306 | 65419.9551 | 64785.942
1940 | 76138.4961 | 76841.7888 | 74906.9514 | 72239.8967 | 76894.9326 | 78712.4661
1941 | 86667.3872 | 86683.0829 | 85139.7998 | 78928.1529 | 87370.6757 | 89627.0959
1942 | 85850.5122 | 86596.7862 | 86085.0693 | 77446.5924 | 86787.4499 | 88865.5492
1943 | 85263.6794 | 85299.6664 | 84857.9798 | 80995.0742 | 85397.6276 | 88250.5084
1944 | 69062.3752 | 70192.2805 | 68959.805 | 66672.8017 | 70586.2539 | 73668.345
1945 | 60676.071 | 61538.9334 | 61398.8777 | 57655.0649 | 62357.7759 | 67119.7408
1946 | 76101.1503 | 76228.8488 | 77141.7168 | 73018.4466 | 75259.8807 | 80568.1013
1947 | 86570.2005 | 86463.8418 | 87733.3764 | 80325.8764 | 85297.1404 | 91045.9497
1948 | 86138.6668 | 86336.0211 | 88125.1289 | 79352.6012 | 84777.1827 | 89492.4397
1949 | 85249.4349 | 85381.4239 | 87606.0397 | 82273.953 | 84748.1452 | 90858.3553
1950 | 70933.7355 | 70333.2624 | 71916.9838 | 67104.2385 | 70303.1163 | 76437.5909
1951 | 63177.9532 | 62999.0653 | 63581.7752 | 58809.1718 | 64798.9974 | 68339.9539
1952 | 78197.3806 | 77032.0979 | 77720.9733 | 75332.5792 | 78179.4058 | 80930.0391
1953 | 88926.1964 | 87829.3366 | 87736.1757 | 85508.5881 | 87787.6113 | 91525.4619
1954 | 88523.2471 | 88272.3258 | 88011.6497 | 85512.6512 | 86765.6254 | 91346.4192
1955 | 87900.8402 | 87208.0191 | 87781.3995 | 84379.5659 | 86028.2092 | 91009.959
1956 | 72503.8346 | 71811.6901 | 72701.1104 | 67137.3048 | 71727.3615 | 76635.2201
1957 | 64992.1962 | 63574.1221 | 64822.7761 | 59994.0731 | 64312.0338 | 70566.451
1958 | 79125.5093 | 77729.111 | 78804.443 | 76921.9677 | 76814.0105 | 83036.529
1959 | 89468.6049 | 88268.4844 | 89055.3341 | 87255.3584 | 86950.0137 | 94663.7035
1960 | 88281.7326 | 88250.2213 | 89256.8092 | 87671.3679 | 86320.2554 | 93389.4174
1961 | 87158.4725 | 87970.6046 | 88643.4645 | 86698.2478 | 85298.0739 | 92984.9882
1962 | 71835.1728 | 72808.6912 | 72521.0151 | 69868.6169 | 70089.5615 | 79286.6763
1963 | 59650.4644 | 62503.1243 | 59818.8183 | 58495.9755 | 59024.2905 | 71728.8002
1964 | 61530.5255 | 65492.8029 | 61254.9588 | 62803.6793 | 60951.5306 | 72634.575
1965 | 71571.4526 | 78463.8325 | 71520.2167 | 75129.0324 | 71210.6258 | 84017.4998
1966 | 70492.4646 | 78007.5987 | 69128.6745 | 74978.8173 | 70237.1056 | 83144.0516
1967 | 68800.002 | 77364.5575 | 69640.7556 | 75999.5073 | 70028.5385 | 83601.2552
1968 | 59084.8617 | 65926.6627 | 60403.5817 | 64333.2156 | 61417.7614 | 72988.4775
1969 | 49671.0651 | 57352.1836 | 51779.5656 | 54529.8453 | 53441.504 | 62811.7664
1970 | 52473.7618 | 60704.985 | 54033.3174 | 57369.494 | 55761.0623 | 63698.0987
1971 | 64171.1953 | 73040.7609 | 65118.4209 | 70438.9504 | 67707.8081 | 78010.1361
1972 | 63030.6285 | 76217.4882 | 64305.9803 | 73533.6545 | 67004.6154 | 78881.5615
1973 | 66193.0839 | 77458.2438 | 67116.747 | 74763.1383 | 68999.1155 | 77943.0862
1974 | 57349.351 | 67973.1378 | 58248.751 | 64839.967 | 59709.9998 | 68189.8828
1975 | 53466.0415 | 64264.6502 | 54288.9052 | 60892.7579 | 55292.4632 | 63164.976
1976 | 71782.2346 | 81365.271 | 72498.5595 | 77544.5661 | 71913.5724 | 78379.2385
1977 | 80154.5808 | 91296.047 | 80553.5618 | 88264.472 | 79923.6602 | 90090.6938
1978 | 77841.3171 | 90709.5519 | 79893.2079 | 87098.4454 | 78275.2299 | 89516.3158
1979 | 80992.3103 | 90804.7987 | 81346.2526 | 87244.2817 | 80145.1338 | 88035.5915
1980 | 65926.5328 | 76552.5815 | 65840.4426 | 72165.2117 | 64982.9896 | 73769.2526
1981 | 58499.7297 | 70384.6697 | 58630.0381 | 64325.6231 | 57887.0517 | 67822.4981
1982 | 75456.7172 | 82691.8367 | 75633.4612 | 78106.4459 | 74294.6322 | 80019.3749
1983 | 85603.4129 | 93018.1681 | 86278.8657 | 88456.1006 | 85262.5686 | 90917.5268
1984 | 80249.2756 | 91813.3965 | 87229.2998 | 88671.05 | 85570.8985 | 90824.9986
1985 | 83245.191 | 91991.6398 | 86723.6679 | 87877.8463 | 85229.7549 | 89321.4787
1986 | 66972.1717 | 77335.6159 | 71648.3446 | 72418.6147 | 68831.0048 | 75226.6433
1987 | 58659.4165 | 68310.2089 | 63916.8678 | 64220.3089 | 60905.2064 | 68673.7298
1988 | 75374.4857 | 79299.686 | 78423.7289 | 77934.9976 | 76411.0533 | 79775.9705
1989 | 85321.7667 | 90184.421 | 88792.8001 | 88720.9664 | 86463.8143 | 90979.4495
1990 | 85601.7794 | 89257.9376 | 88089.3917 | 88132.9412 | 86407.262 | 90268.4559
1991 | 84167.9133 | 89604.9578 | 86797.8411 | 87285.2673 | 85875.8523 | 90180.2421
1992 | 68774.6071 | 75867.0176 | 72145.9867 | 72013.1599 | 70132.7348 | 76816.891
1993 | 61853.9149 | 69115.8153 | 63536.0466 | 64449.2058 | 62618.3226 | 71028.9716
1994 | 77619.4974 | 81059.7306 | 78077.3344 | 77849.4463 | 77468.9732 | 82661.5491
1995 | 87951.1488 | 90805.5139 | 87651.119 | 87855.606 | 87967.0569 | 93249.738
1996 | 88229.9103 | 90215.4514 | 87518.3849 | 87822.6938 | 88141.9997 | 92045.2367
1997 | 87052.3429 | 89621.403 | 87477.3905 | 88262.4342 | 88098.2294 | 91449.1221
1998 | 72097.1939 | 75343.8262 | 71954.5733 | 73006.805 | 73541.8424 | 76397.7576
1999 | 64194.3244 | 65411.9302 | 63650.0833 | 64922.6519 | 65189.9823 | 67507.4139
2000 | 78384.6168 | 76422.0209 | 77108.3576 | 78567.6824 | 78763.5818 | 78843.9443
2001 | 88530.9893 | 86120.3176 | 87673.4368 | 88536.3678 | 88315.4393 | 89443.8303
2002 | 88090.2137 | 85857.0136 | 86831.2085 | 87685.3526 | 87601.7174 | 89000.9335
2003 | 88362.5624 | 85427.362 | 86139.5578 | 87012.7771 | 86740.2221 | 87472.7313
2004 | 72657.9134 | 70576.3499 | 71305.6314 | 71180.8544 | 70988.7313 | 73225.7921
2005 | 61314.9251 | 60856.9772 | 62771.3493 | 60905.1454 | 59271.5738 | 64949.846
2006 | 63794.8982 | 61012.739 | 66403.583 | 64356.217 | 59827.3992 | 65114.8674
2007 | 74261.6244 | 72980.7401 | 80180.055 | 76115.2389 | 70243.6483 | 77137.5681
2008 | 70322.5548 | 71106.0568 | 80197.8634 | 75009.2754 | 69176.7816 | 77528.5291
2009 | 73484.5077 | 70501.5477 | 79721.6959 | 76372.1956 | 68764.923 | 77254.6181
2010 | 64618.1804 | 62087.3337 | 68580.1294 | 66182.5911 | 61001.1215 | 66982.022
2011 | 55231.4014 | 54279.7126 | 62901.1868 | 58055.002 | 52720.8222 | 58111.3762
2012 | 57221.1856 | 55637.0333 | 64543.6296 | 60195.4532 | 55903.1049 | 59716.7536
2013 | 68643.1655 | 67252.8996 | 76980.0252 | 71390.2512 | 67950.0492 | 71198.4088
2014 | 67720.0556 | 71067.0541 | 79374.2444 | 72728.4408 | 68421.9894 | 73635.58
2015 | 70289.9736 | 71071.9829 | 80871.5455 | 73571.6547 | 69493.5457 | 72740.039
2016 | 63145.9294 | 62454.8615 | 71162.5569 | 62650.0445 | 61852.6877 | 63221.2697
2017 | 59770.5293 | 59363.3709 | 66913.6989 | 59654.6359 | 59967.0124 | 57594.2567
2018 | 76860.1973 | 76233.4357 | 83130.157 | 76663.2143 | 76916.7889 | 72613.9181
2019 | 86864.3328 | 86371.1883 | 93838.0084 | 86746.8365 | 87376.8887 | 82661.1997
2020 | 86023.1661 | 86116.0846 | 92078.6307 | 86540.6845 | 87186.6623 | 84969.7316
2021 | 85401.7634 | 84892.9675 | 92579.8866 | 86811.705 | 86651.9502 | 84380.2774
2022 | 70311.1285 | 69894.4064 | 78979.1108 | 71935.2554 | 71465.8466 | 69819.1377
2023 | 63012.0872 | 60337.1571 | 71849.8534 | 62430.0572 | 63864.3339 | 62767.9112
2024 | 77585.6548 | 73222.6401 | 83861.6448 | 75937.9742 | 78190.8963 | 77517.1392
2025 | 87949.5135 | 82251.7943 | 94747.569 | 86184.669 | 88573.7346 | 88547.8231
2026 | 88099.9401 | 81260.1505 | 93220.589 | 86631.186 | 88352.1874 | 88395.2619
2027 | 86694.339 | 83451.199 | 93245.5373 | 86867.7073 | 88634.7689 | 88092.7361
2028 | 71634.6122 | 69310.5907 | 79176.0254 | 71595.7368 | 72253.7246 | 73291.8657
2029 | 62667.5877 | 60290.2771 | 70654.2945 | 62867.8396 | 62111.7334 | 67178.1727
2030 | 76094.9315 | 73928.0657 | 81934.9341 | 76307.9942 | 75537.9617 | 80530.4834
2031 | 86033.5967 | 85379.8668 | 92006.9813 | 87086.5323 | 86573.3449 | 91339.4852
2032 | 85421.6597 | 85945.8417 | 90245.3977 | 87105.9077 | 86860.741 | 90877.2651
2033 | 85052.5832 | 85187.6647 | 89504.7663 | 85865.2391 | 85372.5771 | 90142.4072
2034 | 69546.1806 | 69554.3081 | 74958.444 | 71070.15 | 70669.3685 | 73647.5317
2035 | 61949.9522 | 62184.4667 | 66953.2006 | 64639.2039 | 63930.8812 | 65010.1569
2036 | 76190.4359 | 77295.063 | 78053.7809 | 79392.3277 | 77955.0849 | 77965.0372
2037 | 86386.7296 | 87631.4392 | 88607.6517 | 89459.6597 | 88171.2268 | 89421.3093
2038 | 85907.0026 | 86646.0761 | 88199.4764 | 89454.3727 | 87837.6517 | 89134.2811
2039 | 85078.969 | 85757.8372 | 86679.0635 | 88689.7557 | 87254.2502 | 88250.4413
2040 | 70047.9859 | 71391.4738 | 71426.5715 | 72979.1286 | 72602.5587 | 72893.0441
2041 | 62375.7197 | 63252.6171 | 63821.0582 | 64307.1165 | 64159.9071 | 65280.6346
2042 | 76690.6745 | 77094.2145 | 76349.2702 | 77646.0123 | 77820.1431 | 78156.0146
2043 | 87077.4004 | 87808.6231 | 87991.785 | 88838.6757 | 87859.0398 | 89679.4266
2044 | 87118.7642 | 87567.8488 | 88574.7292 | 89076.4366 | 87363.6423 | 89182.7315
2045 | 86063.4869 | 86753.8587 | 87997.9337 | 87779.6891 | 86251.2059 | 88579.3853
2046 | 70707.2692 | 71336.7721 | 73704.9323 | 72861.3259 | 71274.8791 | 73607.153
2047 | 60200.0431 | 61616.721 | 66019.7379 | 65798.1746 | 61533.1454 | 63157.352
2048 | 61557.9537 | 63699.6882 | 66586.2914 | 67904.5735 | 64573.7833 | 63092.5084
2049 | 73682.3738 | 77089.5315 | 78743.1898 | 79570.7058 | 77335.4867 | 75908.8238
2050 | 73413.8804 | 77621.9725 | 78298.6277 | 79286.0899 | 75203.6914 | 75261.2018
2051 | 72724.0081 | 78043.6737 | 78418.8854 | 79587.6951 | 77163.0853 | 75829.0265
2052 | 62356.6417 | 67278.0798 | 67902.0602 | 69213.8117 | 66163.6708 | 65983.8134
2053 | 53140.4604 | 57972.8749 | 60150.9246 | 62051.5106 | 58717.5417 | 59075.1839
2054 | 56927.4194 | 59450.2902 | 61771.6648 | 63839.677 | 61140.5139 | 60502.5875
2055 | 69784.5289 | 72096.4464 | 74103.1061 | 74915.6012 | 72601.7982 | 72338.3201
2056 | 72436.3629 | 75414.2254 | 75873.2576 | 76621.4008 | 74756.5556 | 74674.9021
2057 | 72137.5491 | 76023.1475 | 77976.5237 | 80552.0014 | 77345.8895 | 75953.2317
2058 | 62662.0311 | 65988.2968 | 68803.6703 | 71930.1543 | 67408.9207 | 65865.4899
2059 | 59946.1698 | 62216.3829 | 64803.3031 | 67573.3015 | 63025.0101 | 61502.0794
2060 | 77375.4823 | 79490.9772 | 80865.1005 | 83558.2701 | 80066.2833 | 78420.2241
2061 | 88420.14 | 91017.2426 | 92213.8277 | 94409.1466 | 90920.7442 | 89268.9614
2062 | 88970.6577 | 90638.5418 | 90680.8667 | 93166.9026 | 89299.4536 | 89227.2204
2063 | 87594.2577 | 90457.414 | 89613.6221 | 92274.8554 | 89360.0084 | 88038.0158
2064 | 71404.0171 | 74992.785 | 75206.4793 | 77834.0012 | 73737.5332 | 72171.215
2065 | 63760.3245 | 67375.5829 | 67685.7071 | 69907.9978 | 65569.126 | 62144.2867
2066 | 78017.7707 | 80856.5025 | 79669.7317 | 81357.5917 | 78572.6884 | 75780.0902
2067 | 89832.169 | 92140.2087 | 91012.7839 | 92550.2054 | 89497.6096 | 85256.8185
2068 | 90284.6258 | 91475.7302 | 90715.2911 | 91315.5367 | 89186.9484 | 86146.3326
2069 | 88502.3002 | 90959.0222 | 90040.0486 | 90357.0997 | 87366.9346 | 85312.505
2070 | 73557.0543 | 75207.8735 | 75858.4958 | 75289.8892 | 71944.2117 | 69728.1871
2071 | 66901.4604 | 67033.8747 | 69334.266 | 66977.0273 | 64270.4258 | 61993.988
2072 | 82127.9123 | 80419.1698 | 81591.0231 | 78731.8557 | 77524.9046 | 76565.0246
2073 | 93049.5996 | 91680.8298 | 93624.8895 | 90805.2668 | 89168.6393 | 87264.7659
2074 | 92360.3406 | 91464.2217 | 93485.5143 | 91031.6641 | 88910.7147 | 86819.9918
2075 | 91952.7564 | 91193.9143 | 93286.1932 | 89000.953 | 88032.812 | 87039.1703
2076 | 76825.5656 | 75244.5365 | 78397.0415 | 74054.941 | 71863.449 | 71766.3074
2077 | 68263.801 | 67263.1212 | 71675.783 | 66347.8287 | 62603.4635 | 64162.4956
2078 | 82064.1431 | 80687.3013 | 83895.9131 | 78838.5264 | 76550.7186 | 78489.1745
2079 | 93260.1586 | 91613.0046 | 96051.6527 | 90813.1028 | 88722.1549 | 90032.2428
2080 | 92756.3972 | 92970.7594 | 95588.4581 | 91236.4064 | 89838.738 | 90151.2885
2081 | 92815.5771 | 92099.2589 | 95138.6983 | 91004.7666 | 89441.2716 | 89552.8192
2082 | 77471.9249 | 77053.1732 | 80896.1606 | 76391.1211 | 73041.7956 | 73712.9537
2083 | 69528.5457 | 68558.9447 | 73637.0815 | 68809.9212 | 65602.3991 | 65069.9834
2084 | 82237.2484 | 81106.4817 | 86040.5231 | 81200.7118 | 79590.2008 | 80099.2315
2085 | 93481.7848 | 93443.006 | 97433.1931 | 92599.3938 | 91076.776 | 91582.4166
2086 | 92222.9277 | 92672.6843 | 95546.3172 | 92106.0157 | 90751.5172 | 90893.15
2087 | 91974.0584 | 91652.4796 | 95293.7005 | 92037.3016 | 89630.8884 | 89699.9413
2088 | 76487.7436 | 75819.218 | 81790.7547 | 77435.6954 | 73456.8842 | 73848.5458
2089 | 67952.1619 | 67395.7053 | 74554.0342 | 69267.3402 | 64714.7959 | 62940.6165
2090 | 68062.483 | 68126.1528 | 73587.4811 | 68912.5656 | 67133.6964 | 65511.9844
2091 | 81174.2441 | 81295.0361 | 86241.0488 | 82337.8561 | 79826.9792 | 79437.8716
2092 | 82335.2884 | 81750.9484 | 85181.7005 | 81897.124 | 80589.9971 | 80259.899
2093 | 80661.0898 | 81370.8079 | 84550.5671 | 81056.2107 | 80231.6154 | 79314.6032
2094 | 69598.0615 | 69899.4947 | 75744.1923 | 69463.5321 | 69109.8136 | 68041.385
2095 | 61624.4799 | 63647.7596 | 66973.8466 | 60819.884 | 62185.4787 | 58548.9766
2096 | 63551.5896 | 65376.1926 | 66605.9974 | 62426.3927 | 64148.047 | 59703.1199
2097 | 76227.0069 | 79279.1258 | 79584.3752 | 76063.8114 | 77245.4196 | 71866.1843
2098 | 78683.3592 | 81206.4218 | 79944.6278 | 77815.4436 | 80346.2878 | 72868.9164
2099 | 79227.1266 | 82394.6262 | 81638.9708 | 78068.8629 | 81278.1008 | 71270.0323
2100 | 69157.0764 | 71871.9009 | 72507.2568 | 67763.4537 | 71777.0903 | 63093.8799
2101 | 65168.1406 | 69217.2751 | 68228.3161 | 61577.0494 | 68536.2643 | 59193.441
2102 | 80964.1476 | 84852.3033 | 81068.7957 | 77708.0161 | 84705.5073 | 76178.8441
2103 | 91834.577 | 95635.3467 | 91757.7094 | 89024.3719 | 95754.2753 | 87485.1797
2104 | 90089.9418 | 94819.2447 | 89988.1199 | 88762.4143 | 94248.7456 | 87767.3921
2105 | 90431.4784 | 95897.2682 | 90150.5406 | 88358.449 | 94094.5488 | 88135.3988
2106 | 76339.1713 | 83081.0871 | 76911.1011 | 74183.3972 | 80180.8059 | 73558.5495
2107 | 68935.5773 | 76820.3488 | 70128.7077 | 67794.6693 | 72460.7038 | 67655.3733
2108 | 80766.6176 | 87206.8675 | 81164.3648 | 79979.9578 | 85031.0277 | 81420.3438
2109 | 91637.0897 | 97405.7751 | 92192.9481 | 91659.5911 | 96239.4564 | 91346.3445
2110 | 89787.0239 | 94697.0936 | 89805.4578 | 91590.8507 | 94803.4946 | 90038.8204
2111 | 89313.9224 | 95015.8313 | 89479.1378 | 90048.343 | 93847.7472 | 90306.3318
2112 | 74464.3752 | 80053.0368 | 76079.487 | 75119.213 | 80214.422 | 75621.3143
2113 | 65984.3059 | 70372.9408 | 69433.3787 | 68071.7554 | 73825.4215 | 66363.1338
2114 | 77883.2487 | 81076.9223 | 81037.8874 | 80206.7283 | 85321.8809 | 79017.6206
2115 | 88897.6178 | 90979.0873 | 92443.3143 | 91300.1527 | 96408.8817 | 89232.6398
2116 | 87660.6591 | 89706.4597 | 89931.6944 | 91372.0789 | 94585.188 | 89299.3289
2117 | 87073.2358 | 87921.9269 | 90036.8519 | 91050.1901 | 94919.273 | 87241.6184
2118 | 72204.9012 | 73264.9453 | 75496.2712 | 76334.5684 | 81659.5426 | 71332.8394
2119 | 65161.2294 | 65921.9253 | 69351.0983 | 69745.7491 | 75333.5988 | 63808.6573
2120 | 77299.5054 | 77423.5236 | 81003.9676 | 81392.1346 | 86589.1089 | 77726.5193
2121 | 88636.8369 | 88772.9204 | 92754.6907 | 92747.5094 | 97345.4259 | 89319.1649
2122 | 87323.2464 | 88466.1941 | 91725.6787 | 90748.5406 | 96066.7333 | 89199.9855
2123 | 86754.2965 | 86887.4356 | 90707.7639 | 88518.8245 | 95286.8092 | 87144.3986
2124 | 71547.4958 | 72275.512 | 76875.7774 | 73014.9631 | 82462.2126 | 71649.2603
2125 | 64510.9132 | 62708.3766 | 70783.86 | 63778.1506 | 76207.9177 | 62515.1801
2126 | 77299.8458 | 72882.1388 | 82244.0986 | 76699.1068 | 87850.52 | 76602.5325
2127 | 88345.1401 | 82813.8298 | 93944.3358 | 88970.3469 | 99464.4979 | 87155.8824
2128 | 88640.147 | 86713.343 | 92244.9496 | 89430.6918 | 97778.6089 | 88337.0927
2129 | 84946.0706 | 82931.8102 | 90652.393 | 87933.9102 | 95769.3451 | 84244.3234
2130 | 70553.2616 | 69310.3023 | 77005.355 | 72643.8309 | 83250.1288 | 69182.1986
2131 | 58745.2806 | 57013.4572 | 67140.8276 | 62393.8347 | 73259.2729 | 57222.7189
2132 | 61098.5629 | 59387.6041 | 69112.6872 | 65525.8746 | 74985.4968 | 60172.1661
2133 | 74225.346 | 73860.8291 | 83469.9324 | 80171.4774 | 87815.7225 | 74107.9711
2134 | 73294.6895 | 72595.4771 | 84242.1153 | 81628.8565 | 88439.9075 | 74657.2983
2135 | 73210.0641 | 70800.2819 | 82962.79 | 80239.8976 | 86939.8036 | 72489.9371
2136 | 62248.6048 | 60125.5741 | 72571.2326 | 67553.2717 | 78825.5307 | 60116.8273
2137 | 53305.383 | 52446.6529 | 64277.5014 | 58955.027 | 68251.8628 | 50290.1124
2138 | 58177.1432 | 56298.6894 | 65456.4673 | 62395.1821 | 68066.4599 | 53595.5756
2139 | 73105.3724 | 71493.6754 | 79366.2065 | 74942.2023 | 79850.5321 | 67903.9143
2140 | 74992.4538 | 74323.642 | 80679.8477 | 77914.3737 | 80932.3256 | 66861.1533
2141 | 74627.006 | 73317.2892 | 80555.8126 | 77933.0526 | 80701.1034 | 68451.2372
2142 | 62231.1839 | 60365.1693 | 72559.3132 | 67056.1756 | 73276.9319 | 58171.5071
2143 | 53265.9622 | 52422.4096 | 63269.8625 | 55664.3452 | 61026.2925 | 47811.7066
2144 | 57715.1137 | 57712.0471 | 63065.7742 | 57300.8916 | 60899.8726 | 53900.2466
2145 | 71027.7158 | 71215.7397 | 76046.0193 | 70189.8935 | 74429.3061 | 67618.8374
2146 | 71198.9109 | 72533.558 | 79007.4392 | 71884.0905 | 78560.996 | 67809.792
2147 | 72459.9608 | 72908.7888 | 78707.6479 | 72283.3859 | 75341.1229 | 70181.6465
2148 | 61739.1396 | 62545.5148 | 70686.2167 | 62372.5901 | 66237.4076 | 60383.6941
2149 | 52776.52 | 54581.475 | 66346.0538 | 54932.5331 | 60746.3041 | 52637.0022
2150 | 58881.2915 | 59222.3693 | 65764.8678 | 58583.9473 | 60318.5724 | 58098.0641
2151 | 74394.8249 | 75412.0182 | 80935.3998 | 73495.1628 | 75981.8049 | 75915.6023
2152 | 73252.5144 | 75964.2519 | 82809.0442 | 76000.9151 | 79732.0588 | 75865.9043
2153 | 72709.3791 | 75432.5272 | 81052.6786 | 73620.0953 | 76132.3166 | 75403.0611
2154 | 62838.5273 | 65979.1182 | 73428.4346 | 65019.5996 | 66890.8596 | 65254.9308
2155 | 52950.0073 | 58832.2629 | 66469.0005 | 56947.6962 | 60888.0054 | 55049.6604
2156 | 57854.933 | 61668.1524 | 64668.6814 | 59626.8784 | 60655.8691 | 59106.3101
2157 | 71539.2063 | 76537.5546 | 76922.2119 | 75170.6034 | 73815.4539 | 73793.9409
2158 | 69537.0941 | 75860.4048 | 77623.4264 | 78452.5187 | 72786.562 | 74284.5852
2159 | 70595.8753 | 76250.4178 | 76046.0466 | 74416.7174 | 74317.1748 | 75842.1496
2160 | 61025.1835 | 67664.433 | 68980.2966 | 66757.5388 | 66094.2294 | 66655.7835
2161 | 52533.2561 | 61241.9593 | 62800.124 | 61188.067 | 61340.2764 | 59244.9981
2162 | 61842.2412 | 68667.5954 | 66960.7143 | 68633.9518 | 67158.0405 | 67932.3281
2163 | 74669.8423 | 82325.6801 | 80355.9014 | 82835.0215 | 80602.7878 | 80541.2008
2164 | 73994.8742 | 82396.3328 | 79533.215 | 82351.5028 | 79934.8406 | 80767.7425
2165 | 75637.511 | 82066.5363 | 80100.0181 | 81454.1469 | 80430.3803 | 80833.9357
2166 | 63522.7255 | 71163.4719 | 69685.755 | 69819.1588 | 70233.5219 | 68129.2824
2167 | 52797.3839 | 61669.9909 | 59309.6407 | 58427.7064 | 59590.7567 | 56942.5201
2168 | 61622.6089 | 67646.6222 | 62778.396 | 64676.8685 | 65429.8135 | 62912.0746
2169 | 72981.0814 | 81251.8227 | 74668.9187 | 76217.0414 | 79567.5974 | 74378.3096
2170 | 74163.5215 | 81637.8212 | 73865.4408 | 76525.111 | 79122.6913 | 75173.0249
2171 | 76882.4534 | 81549.4351 | 75916.2893 | 77828.1866 | 80632.9548 | 75800.7956
2172 | 64086.1628 | 71270.5743 | 65428.2354 | 66718.1012 | 70376.9795 | 63520.5844
2173 | 52890.7374 | 61052.4066 | 56698.6874 | 55775.6811 | 59970.1032 | 51676.8467
2174 | 59448.3183 | 63560.2044 | 59169.4411 | 58857.5264 | 62790.3439 | 57980.2139
2175 | 72383.8071 | 76142.482 | 71860.274 | 70856.8517 | 74881.6272 | 70632.4061
2176 | 71077.7306 | 75898.9858 | 71952.1343 | 70221.0464 | 75024.2377 | 71056.2207
2177 | 73176.2851 | 78430.4579 | 74095.2373 | 71649.2113 | 77429.1466 | 68840.6579
2178 | 61806.9386 | 69142.9697 | 64629.3893 | 61995.2294 | 68942.512 | 59648.0418
2179 | 53404.9038 | 62503.4711 | 56343.1262 | 55067.3596 | 61154.2279 | 52134.0168
2180 | 56701.2857 | 63502.2401 | 58793.6327 | 57568.7658 | 62051.7322 | 54968.0975
2181 | 70381.5936 | 75957.317 | 71236.0211 | 70258.3251 | 75002.4968 | 68162.3256
2182 | 71700.2964 | 78682.8738 | 73006.9083 | 71660.8671 | 76686.8043 | 69828.2139
2183 | 73164.5027 | 80009.9047 | 75557.9994 | 73596.2511 | 77749.7253 | 72508.3834
2184 | 62029.1925 | 73862.3642 | 67401.9249 | 63905.4363 | 71365.9282 | 62177.4792
2185 | 53972.1329 | 65160.2677 | 58851.0849 | 54839.9509 | 62740.9814 | 53476.0774
2186 | 58582.9989 | 65645.0655 | 60269.0174 | 57966.0251 | 63336.2636 | 56867.9635
2187 | 70972.4128 | 76987.9053 | 72324.0083 | 69520.184 | 75062.3133 | 69404.1389
2188 | 73285.2232 | 80525.1102 | 75362.5044 | 71906.7396 | 77542.7201 | 71953.4886
2189 | 74093.5173 | 82128.343 | 75800.8174 | 73736.8581 | 78890.6813 | 73334.4277
2190 | 62118.3822 | 71399.5497 | 62716.1955 | 62121.7899 | 68419.1141 | 62159.0554

## SOLAR
TimeBlock | WS15 | WS29 | WS36 | WS12 | WS24 | WS09
1 | 0 | 0 | 0 | 0 | 0 | 0
2 | 0 | 0 | 0 | 0 | 0 | 0
3 | 0.071806 | 0.14227 | 0.030156 | 0.080684 | 0.10741 | 0.042184
4 | 0.10796 | 0.2161 | 0.040336 | 0.14415 | 0.17002 | 0.061862
5 | 0 | 0 | 0 | 0 | 0 | 0
6 | 0 | 0 | 0 | 0 | 0 | 0
7 | 0 | 0 | 0 | 0 | 0 | 0
8 | 0 | 0 | 0 | 0 | 0 | 0
9 | 0.058064 | 0.057862 | 0.090168 | 0.10752 | 0.13822 | 0.021556
10 | 0.081342 | 0.090057 | 0.19791 | 0.18636 | 0.21493 | 0.037545
11 | 0 | 0 | 0 | 0 | 0 | 0
12 | 0 | 0 | 0 | 0 | 0 | 0
13 | 0 | 0 | 0 | 0 | 0 | 0
14 | 0 | 0 | 0 | 0 | 0 | 0
15 | 0.097018 | 0.072656 | 0.087196 | 0.10589 | 0.069134 | 0.11493
16 | 0.13767 | 0.13682 | 0.11446 | 0.13175 | 0.08262 | 0.20795
17 | 0 | 0 | 0 | 0 | 0 | 0
18 | 0 | 0 | 0 | 0 | 0 | 0
19 | 0 | 0 | 0 | 0 | 0 | 0
20 | 0 | 0 | 0 | 0 | 0 | 0
21 | 0.090689 | 0.054893 | 0.061025 | 0.16624 | 0.07874 | 0.11792
22 | 0.17827 | 0.081063 | 0.10828 | 0.26134 | 0.11633 | 0.16505
23 | 0 | 0 | 0 | 0 | 0 | 0
24 | 0 | 0 | 0 | 0 | 0 | 0
25 | 0 | 0 | 0 | 0 | 0 | 0
26 | 0 | 0 | 0 | 0 | 0 | 0
27 | 0.14021 | 0.15344 | 0.19103 | 0.13159 | 0.03584 | 0.055153
28 | 0.2191 | 0.25546 | 0.28794 | 0.19134 | 0.026968 | 0.10038
29 | 0 | 0 | 0 | 0 | 0 | 0
30 | 0 | 0 | 0 | 0 | 0 | 0
31 | 0 | 0 | 0 | 0 | 0 | 0
32 | 0 | 0 | 0 | 0 | 0 | 0
33 | 0.13285 | 0.072914 | 0.092832 | 0.14777 | 0.065978 | 0.028592
34 | 0.16986 | 0.098101 | 0.1402 | 0.23351 | 0.092468 | 0.044856
35 | 0 | 0 | 0 | 0 | 0 | 0
36 | 0 | 0 | 0 | 0 | 0 | 0
37 | 0 | 0 | 0 | 0 | 0 | 0
38 | 0 | 0 | 0 | 0 | 0 | 0
39 | 0.060005 | 0.14414 | 0.089878 | 0.12213 | 0.032523 | 0.054733
40 | 0.098204 | 0.234 | 0.14775 | 0.21337 | 0.044613 | 0.079775
41 | 0 | 0 | 0 | 0 | 0 | 0
42 | 0 | 0 | 0 | 0 | 0 | 0
43 | 0 | 0 | 0 | 0 | 0 | 0
44 | 0 | 0 | 0 | 0 | 0 | 0
45 | 0.1266 | 0.14927 | 0.06455 | 0.10681 | 0.044201 | 0.020729
46 | 0.18971 | 0.20969 | 0.08728 | 0.16436 | 0.069446 | 0.033864
47 | 0 | 0 | 0 | 0 | 0 | 0
48 | 0 | 0 | 0 | 0 | 0 | 0
49 | 0 | 0 | 0 | 0 | 0 | 0
50 | 0 | 0 | 0 | 0 | 0 | 0
51 | 0.051793 | 0.087934 | 0.077995 | 0.072033 | 0.13846 | 0.097594
52 | 0.057677 | 0.13769 | 0.11607 | 0.1463 | 0.19237 | 0.13245
53 | 0 | 0 | 0 | 0 | 0 | 0
54 | 0 | 0 | 0 | 0 | 0 | 0
55 | 0 | 0 | 0 | 0 | 0 | 0
56 | 0 | 0 | 0 | 0 | 0 | 0
57 | 0.040049 | 0.037268 | 0.02982 | 0.14885 | 0.043349 | 0.22048
58 | 0.06367 | 0.087059 | 0.054542 | 0.2022 | 0.059475 | 0.31559
59 | 0 | 0 | 0 | 0 | 0 | 0
60 | 0 | 0 | 0 | 0 | 0 | 0
61 | 0 | 0 | 0 | 0 | 0 | 0
62 | 0 | 0 | 0 | 0 | 0 | 0
63 | 0.076447 | 0.15782 | 0.03419 | 0.089694 | 0.11482 | 0.030305
64 | 0.13244 | 0.23813 | 0.042906 | 0.070709 | 0.18332 | 0.03307
65 | 0 | 0 | 0 | 0 | 0 | 0
66 | 0 | 0 | 0 | 0 | 0 | 0
67 | 0 | 0 | 0 | 0 | 0 | 0
68 | 0 | 0 | 0 | 0 | 0 | 0
69 | 0.076152 | 0.14309 | 0.057665 | 0.027804 | 0.11777 | 0.04071
70 | 0.15003 | 0.24692 | 0.12069 | 0.037762 | 0.17967 | 0.084251
71 | 0 | 0 | 0 | 0 | 0 | 0
72 | 0 | 0 | 0 | 0 | 0 | 0
73 | 0 | 0 | 0 | 0 | 0 | 0
74 | 0 | 0 | 0 | 0 | 0 | 0
75 | 0.095577 | 0.22523 | 0.077925 | 0.028356 | 0.078623 | 0.072341
76 | 0.15085 | 0.33027 | 0.11525 | 0.039934 | 0.1211 | 0.13213
77 | 0 | 0 | 0 | 0 | 0 | 0
78 | 0 | 0 | 0 | 0 | 0 | 0
79 | 0 | 0 | 0 | 0 | 0 | 0
80 | 0 | 0 | 0 | 0 | 0 | 0
81 | 0.034967 | 0.099827 | 0.069269 | 0.038044 | 0.095935 | 0.037447
82 | 0.053747 | 0.13284 | 0.12496 | 0.068087 | 0.14679 | 0.066253
83 | 0 | 0 | 0 | 0 | 0 | 0
84 | 0 | 0 | 0 | 0 | 0 | 0
85 | 0 | 0 | 0 | 0 | 0 | 0
86 | 0 | 0 | 0 | 0 | 0 | 0
87 | 0.084027 | 0.029888 | 0.022569 | 0.02586 | 0.10128 | 0.069713
88 | 0.12643 | 0.045528 | 0.03007 | 0.048942 | 0.21484 | 0.11745
89 | 0 | 0 | 0 | 0 | 0 | 0
90 | 0 | 0 | 0 | 0 | 0 | 0
91 | 0 | 0 | 0 | 0 | 0 | 0
92 | 0 | 0 | 0 | 0 | 0 | 0
93 | 0.092545 | 0.029696 | 0.11027 | 0.060892 | 0.12478 | 0.036905
94 | 0.16116 | 0.053905 | 0.16682 | 0.12103 | 0.19861 | 0.050937
95 | 0 | 0 | 0 | 0 | 0 | 0
96 | 0 | 0 | 0 | 0 | 0 | 0
97 | 0 | 0 | 0 | 0 | 0 | 0
98 | 0 | 0 | 0 | 0 | 0 | 0
99 | 0.18673 | 0.067926 | 0.11635 | 0.038681 | 0.13663 | 0.03921
100 | 0.26171 | 0.082082 | 0.17838 | 0.058729 | 0.21508 | 0.081662
101 | 0 | 0 | 0 | 0 | 0 | 0
102 | 0 | 0 | 0 | 0 | 0 | 0
103 | 0 | 0 | 0 | 0 | 0 | 0
104 | 0 | 0 | 0 | 0 | 0 | 0
105 | 0.15616 | 0.012959 | 0.12876 | 0.046366 | 0.074113 | 0.099721
106 | 0.26923 | 0.017637 | 0.20232 | 0.077534 | 0.18087 | 0.13729
107 | 0 | 0 | 0 | 0 | 0 | 0
108 | 0 | 0 | 0 | 0 | 0 | 0
109 | 0 | 0 | 0 | 0 | 0 | 0
110 | 0 | 0 | 0 | 0 | 0 | 0
111 | 0.13732 | 0.043196 | 0.11455 | 0.080642 | 0.099232 | 0.065832
112 | 0.2535 | 0.085139 | 0.19187 | 0.11995 | 0.20233 | 0.091489
113 | 0 | 0 | 0 | 0 | 0 | 0
114 | 0 | 0 | 0 | 0 | 0 | 0
115 | 0 | 0 | 0 | 0 | 0 | 0
116 | 0 | 0 | 0 | 0 | 0 | 0
117 | 0.07413 | 0.068684 | 0.032522 | 0.11319 | 0.066538 | 0.1478
118 | 0.13103 | 0.10806 | 0.036641 | 0.14888 | 0.12177 | 0.16073
119 | 0 | 0 | 0 | 0 | 0 | 0
120 | 0 | 0 | 0 | 0 | 0 | 0
121 | 0 | 0 | 0 | 0 | 0 | 0
122 | 0 | 0 | 0 | 0 | 0 | 0
123 | 0.19461 | 0.11754 | 0.090359 | 0.11307 | 0.040545 | 0.14769
124 | 0.23312 | 0.18845 | 0.12154 | 0.18633 | 0.08561 | 0.23259
125 | 0 | 0 | 0 | 0 | 0 | 0
126 | 0 | 0 | 0 | 0 | 0 | 0
127 | 0 | 0 | 0 | 0 | 0 | 0
128 | 0 | 0 | 0 | 0 | 0 | 0
129 | 0.085924 | 0.13555 | 0.14922 | 0.045969 | 0.097366 | 0.14812
130 | 0.15472 | 0.23115 | 0.19186 | 0.063793 | 0.16007 | 0.1825
131 | 0 | 0 | 0 | 0 | 0 | 0
132 | 0 | 0 | 0 | 0 | 0 | 0
133 | 0 | 0 | 0 | 0 | 0 | 0
134 | 0 | 0 | 0 | 0 | 0 | 0
135 | 0.082189 | 0.30599 | 0.053388 | 0.033276 | 0.080739 | 0.21927
136 | 0.10645 | 0.40878 | 0.090413 | 0.064262 | 0.084392 | 0.28428
137 | 0 | 0.011258 | 0 | 0 | 0 | 0
138 | 0 | 0 | 0 | 0 | 0 | 0
139 | 0 | 0 | 0 | 0 | 0 | 0
140 | 0 | 0 | 0 | 0 | 0 | 0
141 | 0.04799 | 0.13848 | 0.083418 | 0.28998 | 0.11178 | 0.099243
142 | 0.070849 | 0.2106 | 0.14114 | 0.37336 | 0.14147 | 0.16002
143 | 0 | 0 | 0 | 0.010282 | 0 | 0
144 | 0 | 0 | 0 | 0 | 0 | 0
145 | 0 | 0 | 0 | 0 | 0 | 0
146 | 0 | 0 | 0 | 0 | 0 | 0
147 | 0.065693 | 0.025663 | 0.17571 | 0.20289 | 0.071216 | 0.12806
148 | 0.11707 | 0.053402 | 0.26342 | 0.38759 | 0.091694 | 0.19165
149 | 0 | 0 | 0 | 0.012658 | 0 | 0
150 | 0 | 0 | 0 | 0 | 0 | 0
151 | 0 | 0 | 0 | 0 | 0 | 0
152 | 0 | 0 | 0 | 0 | 0 | 0
153 | 0.057158 | 0.13568 | 0.050531 | 0.202 | 0.092785 | 0.29126
154 | 0.10274 | 0.22207 | 0.065337 | 0.26431 | 0.13161 | 0.41008
155 | 0 | 0 | 0 | 0.010111 | 0 | 0.013891
156 | 0 | 0 | 0 | 0 | 0 | 0
157 | 0 | 0 | 0 | 0 | 0 | 0
158 | 0 | 0 | 0 | 0 | 0 | 0
159 | 0.22801 | 0.15259 | 0.18076 | 0.053039 | 0.0314 | 0.3002
160 | 0.3662 | 0.23664 | 0.28895 | 0.12562 | 0.059844 | 0.41955
161 | 0.013306 | 0 | 0.010406 | 0 | 0 | 0.014955
162 | 0 | 0 | 0 | 0 | 0 | 0
163 | 0 | 0 | 0 | 0 | 0 | 0
164 | 0 | 0 | 0 | 0 | 0 | 0
165 | 0.24832 | 0.10806 | 0.14859 | 0.072388 | 0.11395 | 0.3377
166 | 0.37032 | 0.16996 | 0.15305 | 0.087093 | 0.1293 | 0.45292
167 | 0.013681 | 0 | 0 | 0 | 0 | 0.016793
168 | 0 | 0 | 0 | 0 | 0 | 0
169 | 0 | 0 | 0 | 0 | 0 | 0
170 | 0 | 0 | 0 | 0 | 0 | 0
171 | 0.15968 | 0.33986 | 0.14303 | 0.17543 | 0.079303 | 0.33948
172 | 0.2494 | 0.45927 | 0.22805 | 0.26484 | 0.092427 | 0.45654
173 | 0 | 0.016988 | 0 | 0.012121 | 0 | 0.017849
174 | 0 | 0 | 0 | 0 | 0 | 0
175 | 0 | 0 | 0 | 0 | 0 | 0
176 | 0 | 0 | 0 | 0 | 0 | 0
177 | 0.20265 | 0.33801 | 0.032016 | 0.046919 | 0.12879 | 0.34283
178 | 0.28359 | 0.44807 | 0.035857 | 0.092645 | 0.18335 | 0.46084
179 | 0.011423 | 0.017796 | 0 | 0 | 0 | 0.018907
180 | 0 | 0 | 0 | 0 | 0 | 0
181 | 0 | 0 | 0 | 0 | 0 | 0
182 | 0 | 0 | 0 | 0 | 0 | 0
183 | 0.21401 | 0.27851 | 0.12881 | 0.090162 | 0.082693 | 0.22928
184 | 0.34891 | 0.3327 | 0.15444 | 0.1693 | 0.18566 | 0.31734
185 | 0.014965 | 0.013672 | 0 | 0 | 0 | 0.013049
186 | 0 | 0 | 0 | 0 | 0 | 0
187 | 0 | 0 | 0 | 0 | 0 | 0
188 | 0 | 0 | 0 | 0 | 0 | 0
189 | 0.28048 | 0.17861 | 0.03023 | 0.11894 | 0.15937 | 0.31236
190 | 0.41188 | 0.28966 | 0.042642 | 0.14893 | 0.22329 | 0.43961
191 | 0.018709 | 0.016047 | 0 | 0 | 0.014061 | 0.018627
192 | 0 | 0 | 0 | 0 | 0 | 0
193 | 0 | 0 | 0 | 0 | 0 | 0
194 | 0 | 0 | 0 | 0 | 0 | 0
195 | 0.12732 | 0.28073 | 0.16637 | 0.033816 | 0.037652 | 0.34076
196 | 0.19186 | 0.44514 | 0.23491 | 0.051499 | 0.054104 | 0.44143
197 | 0.010828 | 0.021382 | 0.01342 | 0 | 0 | 0.01999
198 | 0 | 0 | 0 | 0 | 0 | 0
199 | 0 | 0 | 0 | 0 | 0 | 0
200 | 0 | 0 | 0 | 0 | 0 | 0
201 | 0.13037 | 0.34069 | 0.087368 | 0.03549 | 0.12035 | 0.24424
202 | 0.20253 | 0.44986 | 0.098561 | 0.06372 | 0.1626 | 0.3113
203 | 0.01296 | 0.022051 | 0 | 0 | 0 | 0.015867
204 | 0 | 0 | 0 | 0 | 0 | 0
205 | 0 | 0 | 0 | 0 | 0 | 0
206 | 0 | 0 | 0 | 0 | 0 | 0
207 | 0.13126 | 0.18964 | 0.050148 | 0.074112 | 0.088855 | 0.25097
208 | 0.20045 | 0.25325 | 0.088801 | 0.095058 | 0.17088 | 0.36992
209 | 0.01561 | 0.014115 | 0 | 0 | 0.013265 | 0.019579
210 | 0 | 0 | 0 | 0 | 0 | 0
211 | 0 | 0 | 0 | 0 | 0 | 0
212 | 0 | 0 | 0 | 0 | 0 | 0
213 | 0.17697 | 0.28424 | 0.09487 | 0.051365 | 0.17001 | 0.29266
214 | 0.2551 | 0.42542 | 0.12062 | 0.072505 | 0.15351 | 0.33775
215 | 0.01597 | 0.023278 | 0 | 0 | 0 | 0.013208
216 | 0 | 0 | 0 | 0 | 0 | 0
217 | 0 | 0 | 0 | 0 | 0 | 0
218 | 0 | 0 | 0 | 0 | 0 | 0
219 | 0.104 | 0.28875 | 0.12651 | 0.36364 | 0.04462 | 0.19959
220 | 0.19864 | 0.3865 | 0.20316 | 0.45082 | 0.084167 | 0.34665
221 | 0.015849 | 0.022027 | 0.012724 | 0.023401 | 0 | 0.021998
222 | 0 | 0 | 0 | 0 | 0 | 0
223 | 0 | 0 | 0 | 0 | 0 | 0
224 | 0 | 0 | 0 | 0 | 0 | 0
225 | 0.19139 | 0.32082 | 0.086132 | 0.11275 | 0.13447 | 0.37157
226 | 0.30336 | 0.43288 | 0.082315 | 0.11728 | 0.20246 | 0.48815
227 | 0.022486 | 0.024073 | 0 | 0 | 0.015839 | 0.026675
228 | 0 | 0 | 0 | 0 | 0 | 0
229 | 0 | 0 | 0 | 0 | 0 | 0
230 | 0 | 0 | 0 | 0 | 0 | 0
231 | 0.2658 | 0.29912 | 0.076727 | 0.08119 | 0.11637 | 0.38656
232 | 0.43073 | 0.42328 | 0.13499 | 0.11144 | 0.15522 | 0.50063
233 | 0.026964 | 0.027487 | 0 | 0 | 0 | 0.028536
234 | 0 | 0 | 0 | 0 | 0 | 0
235 | 0 | 0 | 0 | 0 | 0 | 0
236 | 0 | 0 | 0 | 0 | 0 | 0
237 | 0.26335 | 0.29796 | 0.15213 | 0.089196 | 0.10569 | 0.40221
238 | 0.35079 | 0.40783 | 0.24491 | 0.10284 | 0.16639 | 0.51783
239 | 0.02124 | 0.024354 | 0.019011 | 0 | 0.014529 | 0.030777
240 | 0 | 0 | 0 | 0 | 0 | 0
241 | 0 | 0 | 0 | 0 | 0 | 0
242 | 0 | 0 | 0 | 0 | 0 | 0
243 | 0.23178 | 0.34543 | 0.22246 | 0.057168 | 0.12377 | 0.35261
244 | 0.37532 | 0.4324 | 0.26002 | 0.08014 | 0.19055 | 0.43481
245 | 0.026384 | 0.023331 | 0.013042 | 0 | 0.012355 | 0.026417
246 | 0 | 0 | 0 | 0 | 0 | 0
247 | 0 | 0 | 0 | 0 | 0 | 0
248 | 0 | 0 | 0 | 0 | 0 | 0
249 | 0.14273 | 0.35248 | 0.16142 | 0.050772 | 0.18972 | 0.37961
250 | 0.21924 | 0.49226 | 0.22683 | 0.081876 | 0.20716 | 0.51402
251 | 0.019217 | 0.032481 | 0.016021 | 0 | 0.014043 | 0.03404
252 | 0 | 0 | 0 | 0 | 0 | 0
253 | 0 | 0 | 0 | 0 | 0 | 0
254 | 0 | 0 | 0 | 0 | 0 | 0
255 | 0.17408 | 0.099378 | 0.068117 | 0.1249 | 0.098148 | 0.42493
256 | 0.303 | 0.16628 | 0.10872 | 0.11622 | 0.097131 | 0.54148
257 | 0.024541 | 0.011011 | 0 | 0 | 0 | 0.035739
258 | 0 | 0 | 0 | 0 | 0 | 0
259 | 0 | 0 | 0 | 0 | 0 | 0
260 | 0 | 0 | 0 | 0 | 0 | 0
261 | 0.23891 | 0.071717 | 0.16347 | 0.12357 | 0.1427 | 0.17398
262 | 0.31592 | 0.09225 | 0.19262 | 0.14358 | 0.25509 | 0.18108
263 | 0.025848 | 0 | 0.011036 | 0 | 0.021865 | 0.010045
264 | 0 | 0 | 0 | 0 | 0 | 0
265 | 0 | 0 | 0 | 0 | 0 | 0
266 | 0 | 0 | 0 | 0 | 0 | 0
267 | 0.12529 | 0.15961 | 0.072303 | 0.29546 | 0.13396 | 0.11464
268 | 0.17897 | 0.24318 | 0.11787 | 0.40926 | 0.18464 | 0.16244
269 | 0.013785 | 0.018682 | 0 | 0.0301 | 0.014927 | 0
270 | 0 | 0 | 0 | 0 | 0 | 0
271 | 0 | 0 | 0 | 0 | 0 | 0
272 | 0 | 0 | 0 | 0 | 0 | 0
273 | 0.18004 | 0.14274 | 0.13544 | 0.27406 | 0.21114 | 0.062286
274 | 0.30335 | 0.19471 | 0.21719 | 0.27391 | 0.28955 | 0.1326
275 | 0.026554 | 0.018411 | 0.015175 | 0.014365 | 0.021975 | 0.015724
276 | 0 | 0 | 0 | 0 | 0 | 0
277 | 0 | 0 | 0 | 0 | 0 | 0
278 | 0 | 0 | 0 | 0 | 0 | 0
279 | 0.30186 | 0.38379 | 0.1439 | 0.2654 | 0.16615 | 0.1076
280 | 0.45379 | 0.45107 | 0.24426 | 0.48201 | 0.23843 | 0.15196
281 | 0.035687 | 0.028828 | 0.020275 | 0.041098 | 0.019635 | 0.010694
282 | 0 | 0 | 0 | 0 | 0 | 0
283 | 0 | 0 | 0 | 0 | 0 | 0
284 | 0 | 0 | 0 | 0 | 0 | 0
285 | 0.32642 | 0.11502 | 0.11768 | 0.43394 | 0.33301 | 0.14899
286 | 0.45286 | 0.21323 | 0.15414 | 0.57004 | 0.4464 | 0.16241
287 | 0.035845 | 0.020183 | 0.011877 | 0.044224 | 0.035479 | 0
288 | 0 | 0 | 0 | 0 | 0 | 0
289 | 0 | 0 | 0 | 0 | 0 | 0
290 | 0 | 0 | 0 | 0 | 0 | 0
291 | 0.26741 | 0.1323 | 0.13549 | 0.35428 | 0.15608 | 0.24401
292 | 0.37836 | 0.16418 | 0.17471 | 0.36593 | 0.19192 | 0.24537
293 | 0.032644 | 0.013906 | 0.014384 | 0.023093 | 0.013991 | 0.014363
294 | 0 | 0 | 0 | 0 | 0 | 0
295 | 0 | 0 | 0 | 0 | 0 | 0
296 | 0 | 0 | 0 | 0 | 0 | 0
297 | 0.23368 | 0.16794 | 0.24367 | 0.27453 | 0.10702 | 0.2582
298 | 0.33117 | 0.22888 | 0.33016 | 0.3811 | 0.13641 | 0.30752
299 | 0.028804 | 0.016102 | 0.025664 | 0.03142 | 0.012 | 0.021916
300 | 0 | 0 | 0 | 0 | 0 | 0
301 | 0 | 0 | 0 | 0 | 0 | 0
302 | 0 | 0 | 0 | 0 | 0 | 0
303 | 0.23547 | 0.18542 | 0.26887 | 0.33544 | 0.090408 | 0.32364
304 | 0.37891 | 0.32365 | 0.42905 | 0.47197 | 0.068441 | 0.48126
305 | 0.031348 | 0.02462 | 0.030246 | 0.040099 | 0 | 0.036573
306 | 0 | 0 | 0 | 0 | 0 | 0
307 | 0 | 0 | 0 | 0 | 0 | 0
308 | 0 | 0 | 0 | 0 | 0 | 0
309 | 0.21987 | 0.13702 | 0.14159 | 0.34905 | 0.17636 | 0.084877
310 | 0.33397 | 0.23242 | 0.21698 | 0.4557 | 0.25586 | 0.14239
311 | 0.031867 | 0.021464 | 0.020071 | 0.038493 | 0.022941 | 0.01371
312 | 0 | 0 | 0 | 0 | 0 | 0
313 | 0 | 0 | 0 | 0 | 0 | 0
314 | 0 | 0 | 0 | 0 | 0 | 0
315 | 0.34609 | 0.12606 | 0.21196 | 0.44474 | 0.14735 | 0.30842
316 | 0.47041 | 0.26075 | 0.32466 | 0.57209 | 0.22155 | 0.4485
317 | 0.039625 | 0.034669 | 0.030037 | 0.050641 | 0.020494 | 0.043117
318 | 0 | 0 | 0 | 0 | 0 | 0
319 | 0 | 0 | 0 | 0 | 0 | 0
320 | 0 | 0 | 0 | 0 | 0 | 0
321 | 0.11983 | 0.2949 | 0.21418 | 0.41627 | 0.18979 | 0.36782
322 | 0.12553 | 0.31193 | 0.33909 | 0.5248 | 0.3075 | 0.45947
323 | 0 | 0.023911 | 0.024461 | 0.046646 | 0.028721 | 0.039307
324 | 0 | 0 | 0 | 0 | 0 | 0
325 | 0 | 0 | 0 | 0 | 0 | 0
326 | 0 | 0 | 0 | 0 | 0 | 0
327 | 0.15384 | 0.25652 | 0.24574 | 0.31814 | 0.18038 | 0.35193
328 | 0.23686 | 0.41866 | 0.36872 | 0.42202 | 0.29996 | 0.46313
329 | 0.020813 | 0.044455 | 0.027169 | 0.039779 | 0.029542 | 0.038159
330 | 0 | 0 | 0 | 0 | 0 | 0
331 | 0 | 0 | 0 | 0 | 0 | 0
332 | 0 | 0 | 0 | 0 | 0 | 0
333 | 0.33442 | 0.28917 | 0.095448 | 0.37737 | 0.25651 | 0.43466
334 | 0.44461 | 0.37704 | 0.14195 | 0.51477 | 0.22578 | 0.57778
335 | 0.042169 | 0.029765 | 0.017415 | 0.046512 | 0.016743 | 0.056311
336 | 0 | 0 | 0 | 0 | 0 | 0
337 | 0 | 0 | 0 | 0 | 0 | 0
338 | 0 | 0 | 0 | 0 | 0 | 0
339 | 0.37537 | 0.18418 | 0.16764 | 0.16016 | 0.11051 | 0.46729
340 | 0.46663 | 0.32551 | 0.27735 | 0.20912 | 0.13651 | 0.56507
341 | 0.038245 | 0.032589 | 0.028227 | 0.02034 | 0.012102 | 0.052101
342 | 0 | 0 | 0 | 0 | 0 | 0
343 | 0 | 0 | 0 | 0 | 0 | 0
344 | 0 | 0 | 0 | 0 | 0 | 0
345 | 0.29614 | 0.43987 | 0.12613 | 0.29413 | 0.089845 | 0.40321
346 | 0.41959 | 0.55709 | 0.20263 | 0.42117 | 0.084188 | 0.47817
347 | 0.038631 | 0.047514 | 0.023318 | 0.043765 | 0.010174 | 0.035152
348 | 0 | 0 | 0 | 0 | 0 | 0
349 | 0 | 0 | 0 | 0 | 0 | 0
350 | 0 | 0 | 0 | 0 | 0 | 0
351 | 0.27311 | 0.25082 | 0.17227 | 0.21737 | 0.37696 | 0.23575
352 | 0.40759 | 0.44945 | 0.32944 | 0.30605 | 0.41472 | 0.15857
353 | 0.039455 | 0.055657 | 0.036788 | 0.030205 | 0.037954 | 0
354 | 0 | 0 | 0 | 0 | 0 | 0
355 | 0 | 0 | 0 | 0 | 0 | 0
356 | 0 | 0.015457 | 0 | 0 | 0 | 0
357 | 0.41692 | 0.47553 | 0.078879 | 0.15699 | 0.17358 | 0.27671
358 | 0.55111 | 0.45057 | 0.10346 | 0.21032 | 0.22101 | 0.36259
359 | 0.053841 | 0.036251 | 0.016575 | 0.020921 | 0.023544 | 0.034911
360 | 0 | 0 | 0 | 0 | 0 | 0
361 | 0 | 0 | 0 | 0 | 0 | 0
362 | 0 | 0 | 0 | 0 | 0 | 0
363 | 0.3459 | 0.32358 | 0.17593 | 0.42621 | 0.25472 | 0.34223
364 | 0.41165 | 0.41556 | 0.26364 | 0.48056 | 0.37411 | 0.40497
365 | 0.041169 | 0.039913 | 0.02927 | 0.041769 | 0.040585 | 0.037785
366 | 0 | 0 | 0 | 0 | 0 | 0
367 | 0 | 0 | 0 | 0 | 0 | 0
368 | 0 | 0 | 0 | 0 | 0 | 0
369 | 0.27487 | 0.20274 | 0.12019 | 0.3101 | 0.38626 | 0.25022
370 | 0.36864 | 0.18969 | 0.12106 | 0.3571 | 0.50853 | 0.2131
371 | 0.035192 | 0.014856 | 0.012115 | 0.03446 | 0.051833 | 0.014219
372 | 0 | 0 | 0 | 0 | 0 | 0
373 | 0 | 0 | 0 | 0 | 0 | 0
374 | 0 | 0 | 0 | 0 | 0 | 0
375 | 0.41868 | 0.27288 | 0.33594 | 0.23716 | 0.37835 | 0.18438
376 | 0.54033 | 0.33314 | 0.41571 | 0.24967 | 0.49196 | 0.23209
377 | 0.053232 | 0.034112 | 0.039331 | 0.023146 | 0.048079 | 0.024363
378 | 0 | 0 | 0 | 0 | 0 | 0
379 | 0 | 0 | 0 | 0 | 0 | 0
380 | 0 | 0 | 0.012876 | 0 | 0 | 0
381 | 0.39351 | 0.14169 | 0.3394 | 0.22388 | 0.39086 | 0.20791
382 | 0.50966 | 0.15027 | 0.35903 | 0.20188 | 0.51597 | 0.18927
383 | 0.052615 | 0.012351 | 0.035433 | 0.015155 | 0.055879 | 0.015622
384 | 0 | 0 | 0 | 0 | 0 | 0
385 | 0 | 0 | 0 | 0 | 0 | 0
386 | 0 | 0 | 0 | 0 | 0.010584 | 0
387 | 0.2988 | 0.16284 | 0.23498 | 0.060782 | 0.43077 | 0.25149
388 | 0.35036 | 0.21242 | 0.33553 | 0.072212 | 0.50507 | 0.2793
389 | 0.028145 | 0.021587 | 0.035899 | 0 | 0.047417 | 0.026664
390 | 0 | 0 | 0 | 0 | 0 | 0
391 | 0 | 0 | 0 | 0 | 0 | 0
392 | 0 | 0 | 0 | 0 | 0 | 0
393 | 0.09477 | 0.058189 | 0.18672 | 0.24951 | 0.35024 | 0.11084
394 | 0.13015 | 0.064565 | 0.23873 | 0.34199 | 0.47697 | 0.10724
395 | 0.013545 | 0 | 0.026146 | 0.044335 | 0.055332 | 0
396 | 0 | 0 | 0 | 0 | 0 | 0
397 | 0 | 0 | 0 | 0 | 0 | 0
398 | 0 | 0 | 0 | 0.014593 | 0.013953 | 0
399 | 0.3362 | 0.24073 | 0.21103 | 0.51072 | 0.47328 | 0.06871
400 | 0.4856 | 0.35287 | 0.26594 | 0.54788 | 0.58188 | 0.082927
401 | 0.047618 | 0.042379 | 0.026374 | 0.056117 | 0.066747 | 0
402 | 0 | 0 | 0 | 0 | 0 | 0
403 | 0 | 0 | 0 | 0 | 0 | 0
404 | 0 | 0.017863 | 0.013788 | 0.014755 | 0.011588 | 0
405 | 0.11942 | 0.46708 | 0.29132 | 0.50478 | 0.33592 | 0.057329
406 | 0.24281 | 0.51869 | 0.2954 | 0.5881 | 0.33713 | 0.075689
407 | 0.034737 | 0.055541 | 0.035495 | 0.067927 | 0.026141 | 0
408 | 0 | 0 | 0 | 0 | 0 | 0
409 | 0 | 0 | 0 | 0 | 0 | 0
410 | 0 | 0 | 0 | 0.015316 | 0 | 0
411 | 0.21805 | 0.15101 | 0.18988 | 0.4962 | 0.26713 | 0.22242
412 | 0.28691 | 0.18405 | 0.20899 | 0.55025 | 0.34056 | 0.22496
413 | 0.033527 | 0.020031 | 0.020009 | 0.063468 | 0.0353 | 0.020413
414 | 0 | 0 | 0 | 0 | 0 | 0
415 | 0 | 0 | 0 | 0 | 0 | 0
416 | 0 | 0 | 0.018598 | 0 | 0.013094 | 0
417 | 0.27337 | 0.08074 | 0.414 | 0.27987 | 0.39562 | 0.19216
418 | 0.35016 | 0.13563 | 0.52385 | 0.31842 | 0.47758 | 0.20413
419 | 0.041271 | 0.022022 | 0.067482 | 0.0378 | 0.054022 | 0.021851
420 | 0 | 0 | 0 | 0 | 0 | 0
421 | 0 | 0 | 0 | 0 | 0 | 0
422 | 0.010957 | 0 | 0.0238 | 0.014169 | 0 | 0
423 | 0.26313 | 0.13161 | 0.50499 | 0.42262 | 0.27689 | 0.15948
424 | 0.29621 | 0.17776 | 0.50925 | 0.48697 | 0.32045 | 0.23902
425 | 0.035487 | 0.025514 | 0.057853 | 0.055358 | 0.03229 | 0.034668
426 | 0 | 0 | 0 | 0 | 0 | 0
427 | 0 | 0 | 0 | 0 | 0 | 0
428 | 0 | 0.012681 | 0.022636 | 0 | 0 | 0.015222
429 | 0.20091 | 0.28964 | 0.41711 | 0.15257 | 0.19649 | 0.41347
430 | 0.2906 | 0.33972 | 0.43216 | 0.17045 | 0.28928 | 0.47556
431 | 0.039796 | 0.039791 | 0.04907 | 0.01686 | 0.041629 | 0.052617
432 | 0 | 0 | 0 | 0 | 0 | 0
433 | 0 | 0 | 0 | 0 | 0 | 0
434 | 0.012305 | 0.020764 | 0.02122 | 0 | 0.013508 | 0.018615
435 | 0.33214 | 0.44119 | 0.40864 | 0.1232 | 0.33441 | 0.47359
436 | 0.38336 | 0.50229 | 0.44796 | 0.17987 | 0.45617 | 0.54135
437 | 0.044321 | 0.058326 | 0.053619 | 0.026457 | 0.06352 | 0.061514
438 | 0 | 0 | 0 | 0 | 0 | 0
439 | 0 | 0 | 0 | 0 | 0 | 0
440 | 0 | 0.012748 | 0.021313 | 0.018092 | 0.021816 | 0.016458
441 | 0.22302 | 0.32775 | 0.45575 | 0.43385 | 0.48168 | 0.38721
442 | 0.30511 | 0.42452 | 0.46421 | 0.47134 | 0.57797 | 0.43649
443 | 0.039427 | 0.05489 | 0.051232 | 0.048849 | 0.076305 | 0.050373
444 | 0 | 0 | 0 | 0 | 0 | 0
445 | 0 | 0 | 0 | 0 | 0 | 0
446 | 0.015327 | 0.028717 | 0.011317 | 0.010181 | 0.022327 | 0.021751
447 | 0.41101 | 0.5115 | 0.23999 | 0.22557 | 0.45961 | 0.48715
448 | 0.55768 | 0.5018 | 0.33043 | 0.22366 | 0.51247 | 0.52626
449 | 0.076441 | 0.048676 | 0.049874 | 0.01974 | 0.065852 | 0.056537
450 | 0 | 0 | 0 | 0 | 0 | 0
451 | 0 | 0 | 0 | 0 | 0 | 0
452 | 0.021148 | 0 | 0.017965 | 0 | 0.023459 | 0.017907
453 | 0.43444 | 0.068457 | 0.30958 | 0.15561 | 0.46785 | 0.38571
454 | 0.49306 | 0.099601 | 0.39378 | 0.13335 | 0.5521 | 0.44137
455 | 0.063765 | 0.014255 | 0.054622 | 0.013384 | 0.077105 | 0.046301
456 | 0 | 0 | 0 | 0 | 0 | 0
457 | 0 | 0 | 0 | 0 | 0 | 0
458 | 0.026566 | 0 | 0.018302 | 0 | 0.026187 | 0.010093
459 | 0.51661 | 0.057335 | 0.40014 | 0.25389 | 0.48851 | 0.16925
460 | 0.63467 | 0.048842 | 0.4942 | 0.39412 | 0.55792 | 0.22598
461 | 0.089147 | 0 | 0.057647 | 0.061594 | 0.073084 | 0.036873
462 | 0 | 0 | 0 | 0 | 0 | 0
463 | 0 | 0 | 0 | 0 | 0 | 0
464 | 0.02868 | 0 | 0.013086 | 0.018109 | 0.018332 | 0.010587
465 | 0.52113 | 0.086898 | 0.35595 | 0.31523 | 0.35578 | 0.24218
466 | 0.63989 | 0.13349 | 0.51105 | 0.28766 | 0.43181 | 0.29427
467 | 0.095042 | 0.021743 | 0.071699 | 0.025904 | 0.059102 | 0.043297
468 | 0 | 0 | 0 | 0 | 0 | 0
469 | 0 | 0 | 0 | 0 | 0 | 0
470 | 0.017763 | 0.028596 | 0 | 0.010875 | 0.013985 | 0.018433
471 | 0.30014 | 0.50941 | 0.20049 | 0.25924 | 0.28721 | 0.37222
472 | 0.37448 | 0.62041 | 0.35874 | 0.33252 | 0.37642 | 0.46327
473 | 0.055181 | 0.087212 | 0.055933 | 0.041791 | 0.052511 | 0.063342
474 | 0 | 0 | 0 | 0 | 0 | 0
475 | 0 | 0 | 0 | 0 | 0 | 0
476 | 0.019219 | 0.032621 | 0.017428 | 0.014616 | 0.024284 | 0.012326
477 | 0.37219 | 0.51715 | 0.26075 | 0.20931 | 0.37583 | 0.23854
478 | 0.46966 | 0.56385 | 0.298 | 0.28381 | 0.40098 | 0.28106
479 | 0.074992 | 0.075706 | 0.041438 | 0.052045 | 0.053345 | 0.036297
480 | 0 | 0 | 0 | 0 | 0 | 0
481 | 0 | 0 | 0 | 0 | 0 | 0
482 | 0.027345 | 0.018859 | 0.024472 | 0.018521 | 0.012573 | 0.011578
483 | 0.45139 | 0.33433 | 0.4247 | 0.20865 | 0.23345 | 0.21637
484 | 0.56366 | 0.44161 | 0.50784 | 0.21308 | 0.35706 | 0.25544
485 | 0.081936 | 0.069194 | 0.075578 | 0.032751 | 0.065758 | 0.034491
486 | 0 | 0 | 0 | 0 | 0 | 0
487 | 0 | 0 | 0 | 0 | 0 | 0
488 | 0.030313 | 0.040653 | 0.023412 | 0.026942 | 0.026319 | 0.010563
489 | 0.45312 | 0.57655 | 0.32702 | 0.41188 | 0.39934 | 0.18534
490 | 0.50416 | 0.54449 | 0.41238 | 0.37094 | 0.42621 | 0.21715
491 | 0.074315 | 0.068383 | 0.068273 | 0.034274 | 0.053351 | 0.03191
492 | 0 | 0 | 0 | 0 | 0 | 0
493 | 0 | 0 | 0 | 0 | 0 | 0
494 | 0.017448 | 0.010166 | 0.010679 | 0.019151 | 0.028954 | 0.018202
495 | 0.27525 | 0.20643 | 0.22247 | 0.31732 | 0.44424 | 0.26366
496 | 0.32709 | 0.30482 | 0.38623 | 0.39876 | 0.50623 | 0.31201
497 | 0.052857 | 0.055539 | 0.072394 | 0.049452 | 0.057419 | 0.044098
498 | 0 | 0 | 0 | 0 | 0 | 0
499 | 0 | 0 | 0 | 0 | 0 | 0
500 | 0.019088 | 0.026576 | 0.025363 | 0.010456 | 0.029968 | 0.019091
501 | 0.29341 | 0.44627 | 0.42688 | 0.16803 | 0.39205 | 0.25731
502 | 0.3733 | 0.60873 | 0.54768 | 0.31683 | 0.36113 | 0.2579
503 | 0.061249 | 0.099802 | 0.094261 | 0.066284 | 0.064553 | 0.034368
504 | 0 | 0 | 0 | 0 | 0 | 0
505 | 0 | 0 | 0 | 0 | 0 | 0
506 | 0.024781 | 0.041671 | 0.044182 | 0.011913 | 0.037112 | 0
507 | 0.33753 | 0.57536 | 0.62587 | 0.16207 | 0.49935 | 0.14905
508 | 0.32805 | 0.6433 | 0.70416 | 0.18254 | 0.55767 | 0.19342
509 | 0.043388 | 0.10123 | 0.11046 | 0.029685 | 0.080453 | 0.029929
510 | 0 | 0 | 0 | 0 | 0 | 0
511 | 0 | 0 | 0 | 0 | 0 | 0
512 | 0.018984 | 0.037911 | 0.031969 | 0.021946 | 0.032451 | 0.01828
513 | 0.2817 | 0.58896 | 0.5345 | 0.25488 | 0.44266 | 0.2582
514 | 0.33212 | 0.67575 | 0.659 | 0.29124 | 0.4699 | 0.30842
515 | 0.048731 | 0.10279 | 0.10401 | 0.043125 | 0.079102 | 0.038375
516 | 0 | 0 | 0 | 0 | 0 | 0
517 | 0 | 0 | 0 | 0 | 0 | 0
518 | 0.023766 | 0.026018 | 0.039971 | 0.018934 | 0.02208 | 0.016943
519 | 0.31423 | 0.34375 | 0.59752 | 0.2494 | 0.31379 | 0.19559
520 | 0.39779 | 0.45367 | 0.68872 | 0.19231 | 0.40161 | 0.19343
521 | 0.080105 | 0.071519 | 0.1072 | 0.018469 | 0.066508 | 0.026751
522 | 0 | 0 | 0 | 0 | 0 | 0
523 | 0 | 0 | 0 | 0 | 0 | 0
524 | 0.033619 | 0.020791 | 0.046996 | 0.014894 | 0.029798 | 0.02255
525 | 0.42211 | 0.31221 | 0.6101 | 0.12905 | 0.38723 | 0.21621
526 | 0.47518 | 0.40433 | 0.68789 | 0.15438 | 0.37213 | 0.21947
527 | 0.078064 | 0.064692 | 0.11229 | 0.034217 | 0.064528 | 0.035625
528 | 0 | 0 | 0 | 0 | 0 | 0
529 | 0 | 0 | 0 | 0 | 0 | 0
530 | 0.033004 | 0.048122 | 0.058393 | 0.048344 | 0.031821 | 0.025055
531 | 0.41082 | 0.59618 | 0.68516 | 0.5673 | 0.33718 | 0.2749
532 | 0.45693 | 0.62245 | 0.72878 | 0.56 | 0.28532 | 0.26373
533 | 0.064925 | 0.086313 | 0.11972 | 0.087493 | 0.053307 | 0.033754
534 | 0 | 0 | 0 | 0 | 0 | 0
535 | 0 | 0 | 0 | 0 | 0 | 0
536 | 0.032275 | 0.037197 | 0.058505 | 0.042494 | 0.027007 | 0
537 | 0.41979 | 0.40371 | 0.64942 | 0.51418 | 0.27077 | 0.14874
538 | 0.41362 | 0.37571 | 0.67149 | 0.59617 | 0.25422 | 0.18999
539 | 0.073077 | 0.053946 | 0.1062 | 0.086856 | 0.050142 | 0.026056
540 | 0 | 0 | 0 | 0 | 0 | 0
541 | 0 | 0 | 0 | 0 | 0 | 0
542 | 0.045374 | 0.040315 | 0.028569 | 0.021348 | 0.027931 | 0.034626
543 | 0.54302 | 0.39948 | 0.28157 | 0.26077 | 0.33256 | 0.37632
544 | 0.60248 | 0.34461 | 0.25817 | 0.32101 | 0.355 | 0.38423
545 | 0.082817 | 0.037837 | 0.038278 | 0.054343 | 0.059417 | 0.056646
546 | 0 | 0 | 0 | 0 | 0 | 0
547 | 0 | 0 | 0 | 0 | 0 | 0
548 | 0.044169 | 0.01457 | 0.012974 | 0.055358 | 0.045839 | 0.041116
549 | 0.52401 | 0.17173 | 0.24106 | 0.56207 | 0.47913 | 0.47096
550 | 0.57345 | 0.17858 | 0.40207 | 0.47324 | 0.48333 | 0.53713
551 | 0.086892 | 0.024647 | 0.064521 | 0.056066 | 0.076932 | 0.080526
552 | 0 | 0 | 0 | 0 | 0 | 0
553 | 0 | 0 | 0 | 0 | 0 | 0
554 | 0.032792 | 0.011163 | 0.013405 | 0.014555 | 0.017594 | 0.032871
555 | 0.34487 | 0.13707 | 0.15686 | 0.16266 | 0.17506 | 0.3727
556 | 0.31392 | 0.19457 | 0.21088 | 0.18685 | 0.23229 | 0.3965
557 | 0.050157 | 0.042588 | 0.038921 | 0.03047 | 0.043337 | 0.056973
558 | 0 | 0 | 0 | 0 | 0 | 0
559 | 0 | 0 | 0 | 0 | 0 | 0
560 | 0.04431 | 0.047746 | 0.035896 | 0.023012 | 0.030397 | 0.057532
561 | 0.42605 | 0.49708 | 0.38223 | 0.18701 | 0.26187 | 0.58077
562 | 0.40199 | 0.53066 | 0.35787 | 0.18065 | 0.2353 | 0.58866
563 | 0.071211 | 0.085874 | 0.052004 | 0.030906 | 0.041349 | 0.087564
564 | 0 | 0 | 0 | 0 | 0 | 0
565 | 0 | 0 | 0 | 0 | 0 | 0
566 | 0.044154 | 0.07425 | 0.037006 | 0.040748 | 0.029811 | 0.024644
567 | 0.41049 | 0.67462 | 0.40123 | 0.36056 | 0.35119 | 0.26428
568 | 0.33219 | 0.66244 | 0.45038 | 0.33693 | 0.39295 | 0.3225
569 | 0.043069 | 0.10709 | 0.067559 | 0.055835 | 0.073962 | 0.054897
570 | 0 | 0 | 0 | 0 | 0 | 0
571 | 0 | 0 | 0 | 0 | 0 | 0
572 | 0.036305 | 0.077378 | 0.037277 | 0.050606 | 0.043553 | 0.02728
573 | 0.34072 | 0.69196 | 0.41351 | 0.57147 | 0.45401 | 0.28485
574 | 0.32253 | 0.66003 | 0.47451 | 0.66329 | 0.4338 | 0.32122
575 | 0.042323 | 0.10267 | 0.084046 | 0.10817 | 0.067216 | 0.054159
576 | 0 | 0 | 0 | 0 | 0 | 0
577 | 0 | 0 | 0 | 0 | 0 | 0
578 | 0.035573 | 0.0497 | 0.071065 | 0.059252 | 0.05941 | 0.033466
579 | 0.33521 | 0.45631 | 0.62453 | 0.56542 | 0.56227 | 0.32881
580 | 0.31227 | 0.42991 | 0.59337 | 0.52272 | 0.47068 | 0.32652
581 | 0.04836 | 0.064906 | 0.084247 | 0.061671 | 0.063717 | 0.047732
582 | 0 | 0 | 0 | 0 | 0 | 0
583 | 0 | 0 | 0 | 0 | 0 | 0
584 | 0.047319 | 0.061538 | 0.059062 | 0.025786 | 0.044671 | 0.0516
585 | 0.47671 | 0.56412 | 0.53174 | 0.24181 | 0.46096 | 0.51609
586 | 0.55244 | 0.54242 | 0.52103 | 0.24038 | 0.45619 | 0.54094
587 | 0.10219 | 0.081893 | 0.076533 | 0.047544 | 0.071177 | 0.083805
588 | 0 | 0 | 0 | 0 | 0 | 0
589 | 0 | 0 | 0 | 0 | 0 | 0
590 | 0.060217 | 0.049094 | 0.029474 | 0.032126 | 0.050564 | 0.065873
591 | 0.54058 | 0.39189 | 0.24371 | 0.26942 | 0.40085 | 0.57588
592 | 0.5582 | 0.36438 | 0.28673 | 0.25799 | 0.32936 | 0.54304
593 | 0.10141 | 0.054061 | 0.052822 | 0.044535 | 0.05168 | 0.069511
594 | 0 | 0 | 0 | 0 | 0 | 0
595 | 0 | 0 | 0 | 0 | 0 | 0
596 | 0.047394 | 0.019069 | 0.030681 | 0.043995 | 0.027297 | 0.025224
597 | 0.39845 | 0.14917 | 0.30886 | 0.36077 | 0.2829 | 0.25645
598 | 0.3715 | 0.14951 | 0.38992 | 0.3013 | 0.38856 | 0.25167
599 | 0.058595 | 0.028254 | 0.076372 | 0.044549 | 0.075882 | 0.036201
600 | 0 | 0 | 0 | 0 | 0 | 0
601 | 0 | 0 | 0 | 0 | 0 | 0
602 | 0.018153 | 0.014773 | 0.051345 | 0.022724 | 0.053767 | 0.031756
603 | 0.15225 | 0.12756 | 0.5131 | 0.19302 | 0.44753 | 0.30105
604 | 0.20997 | 0.12848 | 0.61926 | 0.22609 | 0.40768 | 0.27237
605 | 0.042718 | 0.022847 | 0.11739 | 0.051355 | 0.058299 | 0.039865
606 | 0 | 0 | 0 | 0 | 0 | 0
607 | 0 | 0 | 0 | 0 | 0 | 0
608 | 0.047411 | 0.033045 | 0.074079 | 0.023368 | 0.0208 | 0.026347
609 | 0.33638 | 0.32378 | 0.65768 | 0.2287 | 0.19559 | 0.24675
610 | 0.31421 | 0.39663 | 0.67475 | 0.30285 | 0.26491 | 0.25886
611 | 0.062136 | 0.074581 | 0.11949 | 0.065642 | 0.064168 | 0.043773
612 | 0 | 0 | 0 | 0 | 0 | 0
613 | 0 | 0 | 0 | 0 | 0 | 0
614 | 0.061343 | 0.067795 | 0.080119 | 0.042953 | 0.063555 | 0.049483
615 | 0.46663 | 0.4987 | 0.6555 | 0.37754 | 0.51402 | 0.47237
616 | 0.46036 | 0.50385 | 0.63814 | 0.48266 | 0.54413 | 0.51641
617 | 0.088007 | 0.097871 | 0.10908 | 0.091665 | 0.098852 | 0.076007
618 | 0 | 0 | 0 | 0 | 0 | 0
619 | 0 | 0 | 0 | 0 | 0 | 0
620 | 0.050968 | 0.087792 | 0.085676 | 0.070878 | 0.058652 | 0.042465
621 | 0.434 | 0.6608 | 0.67098 | 0.59464 | 0.42507 | 0.34597
622 | 0.50818 | 0.60731 | 0.64591 | 0.62526 | 0.3551 | 0.27202
623 | 0.10219 | 0.089972 | 0.11316 | 0.1183 | 0.054137 | 0.039325
624 | 0 | 0 | 0 | 0 | 0 | 0
625 | 0 | 0 | 0 | 0 | 0 | 0
626 | 0.076735 | 0.045075 | 0.090502 | 0.08021 | 0.045974 | 0.029512
627 | 0.61556 | 0.34581 | 0.67405 | 0.65503 | 0.31943 | 0.25615
628 | 0.6599 | 0.35426 | 0.64655 | 0.68215 | 0.34047 | 0.24182
629 | 0.12634 | 0.06924 | 0.11306 | 0.12564 | 0.068139 | 0.033903
630 | 0 | 0 | 0 | 0 | 0 | 0
631 | 0 | 0 | 0 | 0 | 0 | 0
632 | 0.075239 | 0.056169 | 0.067752 | 0.086397 | 0.061166 | 0.024295
633 | 0.5987 | 0.42398 | 0.48018 | 0.67146 | 0.44372 | 0.17583
634 | 0.6285 | 0.42231 | 0.48258 | 0.67466 | 0.40782 | 0.17698
635 | 0.11481 | 0.078541 | 0.087165 | 0.12035 | 0.080265 | 0.042236
636 | 0 | 0 | 0 | 0 | 0 | 0
637 | 0 | 0 | 0 | 0 | 0 | 0
638 | 0.077093 | 0.051082 | 0.043951 | 0.082031 | 0.067051 | 0.063414
639 | 0.59716 | 0.41958 | 0.37571 | 0.64039 | 0.4644 | 0.44434
640 | 0.62489 | 0.45555 | 0.44889 | 0.67316 | 0.48402 | 0.32978
641 | 0.12208 | 0.078193 | 0.075131 | 0.12437 | 0.084986 | 0.041157
642 | 0 | 0 | 0 | 0 | 0 | 0
643 | 0 | 0 | 0 | 0 | 0 | 0
644 | 0.077145 | 0.067803 | 0.047664 | 0.086399 | 0.059261 | 0.026113
645 | 0.58754 | 0.48117 | 0.33523 | 0.64276 | 0.30693 | 0.31594
646 | 0.62725 | 0.50288 | 0.36001 | 0.65896 | 0.2269 | 0.43682
647 | 0.12578 | 0.096677 | 0.074581 | 0.12233 | 0.044177 | 0.088963
648 | 0 | 0 | 0 | 0 | 0 | 0
649 | 0 | 0 | 0 | 0 | 0 | 0
650 | 0.078763 | 0.085814 | 0.030782 | 0.085637 | 0.046481 | 0.070363
651 | 0.57995 | 0.60558 | 0.2291 | 0.60221 | 0.26914 | 0.50799
652 | 0.62512 | 0.57167 | 0.26139 | 0.56227 | 0.22763 | 0.46445
653 | 0.12117 | 0.10259 | 0.059613 | 0.09623 | 0.056823 | 0.067469
654 | 0 | 0 | 0 | 0 | 0 | 0
655 | 0 | 0 | 0 | 0 | 0 | 0
656 | 0.058754 | 0.043121 | 0.036667 | 0.066207 | 0.03665 | 0.029057
657 | 0.42062 | 0.29189 | 0.27253 | 0.47448 | 0.27257 | 0.23536
658 | 0.4794 | 0.28726 | 0.34512 | 0.499 | 0.40082 | 0.25653
659 | 0.083942 | 0.062526 | 0.070985 | 0.088907 | 0.10537 | 0.057544
660 | 0 | 0 | 0 | 0 | 0 | 0
661 | 0 | 0 | 0 | 0 | 0 | 0
662 | 0.04959 | 0.043351 | 0.040685 | 0.045441 | 0.089485 | 0.058378
663 | 0.29302 | 0.35083 | 0.31279 | 0.31747 | 0.57449 | 0.35034
664 | 0.29062 | 0.45453 | 0.3945 | 0.28245 | 0.51549 | 0.27256
665 | 0.067623 | 0.088643 | 0.08882 | 0.042339 | 0.082815 | 0.049353
666 | 0 | 0 | 0 | 0 | 0 | 0
667 | 0 | 0 | 0 | 0 | 0 | 0
668 | 0.039174 | 0.029489 | 0.048713 | 0.053833 | 0.084688 | 0.078684
669 | 0.26005 | 0.24769 | 0.36246 | 0.42511 | 0.58243 | 0.48236
670 | 0.26635 | 0.31994 | 0.42862 | 0.45919 | 0.53454 | 0.47978
671 | 0.060063 | 0.069597 | 0.091107 | 0.092812 | 0.09489 | 0.095652
672 | 0 | 0 | 0 | 0 | 0 | 0
673 | 0 | 0 | 0 | 0 | 0 | 0
674 | 0.046724 | 0.052998 | 0.038368 | 0.067071 | 0.075471 | 0.096972
675 | 0.30318 | 0.3874 | 0.25644 | 0.51189 | 0.54685 | 0.68376
676 | 0.28622 | 0.44367 | 0.2426 | 0.59788 | 0.61348 | 0.71422
677 | 0.057151 | 0.095082 | 0.053769 | 0.11508 | 0.11313 | 0.13694
678 | 0 | 0 | 0 | 0 | 0 | 0
679 | 0 | 0 | 0 | 0 | 0 | 0
680 | 0.033357 | 0.033566 | 0.035146 | 0.079349 | 0.086303 | 0.090344
681 | 0.19982 | 0.21055 | 0.18008 | 0.54455 | 0.53737 | 0.63199
682 | 0.15853 | 0.26471 | 0.22433 | 0.52054 | 0.49157 | 0.66075
683 | 0.030512 | 0.06816 | 0.073546 | 0.10186 | 0.088725 | 0.12396
684 | 0 | 0 | 0 | 0 | 0 | 0
685 | 0 | 0 | 0 | 0 | 0 | 0
686 | 0.024563 | 0.058185 | 0.043364 | 0.056683 | 0.074265 | 0.086558
687 | 0.20833 | 0.42912 | 0.34228 | 0.45418 | 0.41931 | 0.60526
688 | 0.26491 | 0.48486 | 0.46473 | 0.50291 | 0.38677 | 0.60913
689 | 0.074704 | 0.10022 | 0.10654 | 0.094036 | 0.091236 | 0.10574
690 | 0 | 0 | 0 | 0 | 0 | 0
691 | 0 | 0 | 0 | 0 | 0 | 0
692 | 0.05538 | 0.060647 | 0.10371 | 0.064953 | 0.068848 | 0.089595
693 | 0.37465 | 0.45588 | 0.66307 | 0.51771 | 0.40994 | 0.62608
694 | 0.46524 | 0.51574 | 0.56595 | 0.60505 | 0.44059 | 0.65082
695 | 0.11192 | 0.099837 | 0.1004 | 0.12232 | 0.094498 | 0.13014
696 | 0 | 0 | 0 | 0 | 0 | 0
697 | 0 | 0 | 0 | 0 | 0 | 0
698 | 0.081933 | 0.072241 | 0.047681 | 0.090484 | 0.07217 | 0.086194
699 | 0.50746 | 0.47428 | 0.24247 | 0.58421 | 0.46655 | 0.58486
700 | 0.5267 | 0.50311 | 0.219 | 0.58977 | 0.42166 | 0.6213
701 | 0.10218 | 0.099127 | 0.0505 | 0.10793 | 0.081832 | 0.11148
702 | 0 | 0 | 0 | 0 | 0 | 0
703 | 0 | 0 | 0 | 0 | 0 | 0
704 | 0.092885 | 0.067943 | 0.06556 | 0.048221 | 0.047685 | 0.060479
705 | 0.51905 | 0.43202 | 0.46872 | 0.38352 | 0.24848 | 0.38692
706 | 0.55225 | 0.39968 | 0.5505 | 0.548 | 0.18725 | 0.41105
707 | 0.12363 | 0.078715 | 0.12102 | 0.12362 | 0.040915 | 0.079034
708 | 0 | 0 | 0 | 0 | 0 | 0
709 | 0 | 0 | 0 | 0 | 0 | 0
710 | 0.083122 | 0.083088 | 0.1121 | 0.089108 | 0.021184 | 0.053307
711 | 0.35047 | 0.51381 | 0.71335 | 0.59823 | 0.10823 | 0.37693
712 | 0.18375 | 0.50125 | 0.71335 | 0.65022 | 0.11828 | 0.36793
713 | 0.027695 | 0.093983 | 0.14594 | 0.12661 | 0.029684 | 0.059051
714 | 0 | 0 | 0 | 0 | 0 | 0
715 | 0 | 0 | 0 | 0 | 0 | 0
716 | 0.0396 | 0.052473 | 0.11932 | 0.096469 | 0.021154 | 0.049752
717 | 0.27918 | 0.4304 | 0.72013 | 0.63397 | 0.12928 | 0.35014
718 | 0.32639 | 0.53753 | 0.67573 | 0.65356 | 0.15516 | 0.43901
719 | 0.079621 | 0.11098 | 0.12866 | 0.13014 | 0.035045 | 0.11141
720 | 0 | 0 | 0 | 0 | 0 | 0
721 | 0 | 0 | 0 | 0 | 0 | 0
722 | 0.094801 | 0.06531 | 0.11539 | 0.098276 | 0.039766 | 0.093705
723 | 0.57229 | 0.41926 | 0.64906 | 0.5858 | 0.22864 | 0.48328
724 | 0.56583 | 0.4944 | 0.59561 | 0.57428 | 0.25633 | 0.37838
725 | 0.11454 | 0.11065 | 0.10719 | 0.11363 | 0.053603 | 0.06321
726 | 0 | 0 | 0 | 0 | 0 | 0
727 | 0 | 0 | 0 | 0 | 0 | 0
728 | 0.077393 | 0.10281 | 0.11153 | 0.064683 | 0.064068 | 0.051647
729 | 0.43748 | 0.62406 | 0.63073 | 0.26864 | 0.3181 | 0.26635
730 | 0.41011 | 0.62399 | 0.56417 | 0.18375 | 0.24249 | 0.39249
731 | 0.073201 | 0.12796 | 0.10367 | 0.052154 | 0.047651 | 0.10595
732 | 0 | 0 | 0 | 0 | 0 | 0
733 | 0 | 0 | 0 | 0 | 0 | 0
734 | 0.03623 | 0.086853 | 0.1168 | 0.078898 | 0.056364 | 0.054125
735 | 0.26626 | 0.47926 | 0.64138 | 0.45396 | 0.32305 | 0.35692
736 | 0.26226 | 0.44396 | 0.59135 | 0.56766 | 0.2613 | 0.44347
737 | 0.066388 | 0.095073 | 0.11997 | 0.12399 | 0.051596 | 0.10819
738 | 0 | 0 | 0 | 0 | 0 | 0
739 | 0 | 0 | 0 | 0 | 0 | 0
740 | 0.067854 | 0.10892 | 0.12193 | 0.045832 | 0.057695 | 0.090396
741 | 0.41401 | 0.64991 | 0.67136 | 0.28437 | 0.32173 | 0.50149
742 | 0.53215 | 0.59311 | 0.61318 | 0.31523 | 0.29122 | 0.45378
743 | 0.13074 | 0.10608 | 0.12349 | 0.062197 | 0.054957 | 0.092247
744 | 0 | 0 | 0 | 0 | 0 | 0
745 | 0 | 0 | 0 | 0 | 0 | 0
746 | 0.091147 | 0.093405 | 0.12362 | 0.033344 | 0.067601 | 0.088525
747 | 0.48594 | 0.58588 | 0.66459 | 0.28626 | 0.32987 | 0.46209
748 | 0.43595 | 0.61307 | 0.59046 | 0.34853 | 0.31691 | 0.40682
749 | 0.089318 | 0.12508 | 0.11361 | 0.084581 | 0.067118 | 0.067856
750 | 0 | 0 | 0 | 0 | 0 | 0
751 | 0 | 0 | 0 | 0 | 0 | 0
752 | 0.063789 | 0.11905 | 0.10165 | 0.085948 | 0.047318 | 0.097199
753 | 0.35665 | 0.65767 | 0.58188 | 0.472 | 0.26048 | 0.5912
754 | 0.48092 | 0.62081 | 0.5559 | 0.4782 | 0.29112 | 0.60079
755 | 0.11411 | 0.13005 | 0.11654 | 0.10675 | 0.082192 | 0.11807
756 | 0 | 0 | 0 | 0 | 0 | 0
757 | 0 | 0 | 0 | 0 | 0 | 0
758 | 0.022127 | 0.12598 | 0.11687 | 0.081481 | 0.074706 | 0.078586
759 | 0.15637 | 0.6809 | 0.62459 | 0.52613 | 0.33651 | 0.36758
760 | 0.20652 | 0.64031 | 0.55864 | 0.54964 | 0.38839 | 0.24141
761 | 0.051748 | 0.13466 | 0.10218 | 0.095674 | 0.089903 | 0.044586
762 | 0 | 0 | 0 | 0 | 0 | 0
763 | 0 | 0 | 0 | 0 | 0 | 0
764 | 0.04077 | 0.12816 | 0.12026 | 0.090678 | 0.098271 | 0.051433
765 | 0.22782 | 0.67858 | 0.63345 | 0.51961 | 0.54336 | 0.32158
766 | 0.23467 | 0.62842 | 0.57534 | 0.55013 | 0.55877 | 0.32912
767 | 0.053355 | 0.13228 | 0.11818 | 0.12564 | 0.12679 | 0.080768
768 | 0 | 0 | 0 | 0 | 0 | 0
769 | 0 | 0 | 0 | 0 | 0 | 0
770 | 0.067461 | 0.12567 | 0.12312 | 0.10928 | 0.10704 | 0.088098
771 | 0.26387 | 0.64521 | 0.63103 | 0.61557 | 0.58839 | 0.44017
772 | 0.29176 | 0.57124 | 0.52184 | 0.63511 | 0.58939 | 0.32435
773 | 0.085814 | 0.11852 | 0.10161 | 0.13576 | 0.1335 | 0.05146
774 | 0 | 0 | 0 | 0 | 0 | 0
775 | 0 | 0 | 0 | 0 | 0 | 0
776 | 0.078277 | 0.10887 | 0.10428 | 0.11692 | 0.11155 | 0.076071
777 | 0.47558 | 0.61732 | 0.52106 | 0.63643 | 0.60245 | 0.50344
778 | 0.54694 | 0.63428 | 0.50035 | 0.60527 | 0.60539 | 0.5893
779 | 0.10798 | 0.13951 | 0.1126 | 0.11338 | 0.11754 | 0.1299
780 | 0 | 0 | 0 | 0 | 0 | 0
781 | 0 | 0 | 0 | 0 | 0 | 0
782 | 0.092646 | 0.12855 | 0.11427 | 0.062968 | 0.098707 | 0.12177
783 | 0.38991 | 0.6555 | 0.5517 | 0.38429 | 0.50287 | 0.66155
784 | 0.27811 | 0.5912 | 0.49988 | 0.46171 | 0.464 | 0.66291
785 | 0.059538 | 0.11614 | 0.1071 | 0.11906 | 0.11099 | 0.14278
786 | 0 | 0 | 0 | 0 | 0 | 0
787 | 0 | 0 | 0 | 0 | 0 | 0
788 | 0.07688 | 0.04181 | 0.078786 | 0.11702 | 0.10083 | 0.12188
789 | 0.34871 | 0.19035 | 0.39932 | 0.64663 | 0.51064 | 0.65605
790 | 0.36681 | 0.16017 | 0.37246 | 0.66284 | 0.55767 | 0.65595
791 | 0.094194 | 0.039833 | 0.087875 | 0.14496 | 0.13331 | 0.14253
792 | 0 | 0 | 0 | 0 | 0 | 0
793 | 0 | 0 | 0 | 0 | 0 | 0
794 | 0.09359 | 0.085173 | 0.10104 | 0.12397 | 0.10838 | 0.12182
795 | 0.4621 | 0.47335 | 0.46277 | 0.66092 | 0.54251 | 0.64792
796 | 0.44043 | 0.5194 | 0.40201 | 0.63573 | 0.55659 | 0.63974
797 | 0.09397 | 0.12998 | 0.091697 | 0.13619 | 0.1326 | 0.13601
798 | 0 | 0 | 0 | 0 | 0 | 0
799 | 0 | 0 | 0 | 0 | 0 | 0
800 | 0.11247 | 0.098387 | 0.047309 | 0.12307 | 0.12268 | 0.11328
801 | 0.59715 | 0.42543 | 0.23066 | 0.63744 | 0.6012 | 0.61201
802 | 0.61528 | 0.34954 | 0.25632 | 0.60318 | 0.50779 | 0.6207
803 | 0.13668 | 0.073154 | 0.068376 | 0.1329 | 0.11186 | 0.13307
804 | 0 | 0 | 0 | 0 | 0 | 0
805 | 0 | 0 | 0 | 0 | 0 | 0
806 | 0.10414 | 0.11003 | 0.05806 | 0.09958 | 0.10726 | 0.1213
807 | 0.50508 | 0.55012 | 0.36674 | 0.51113 | 0.54227 | 0.61256
808 | 0.43479 | 0.50392 | 0.42947 | 0.5182 | 0.45646 | 0.57382
809 | 0.096793 | 0.1122 | 0.10667 | 0.11696 | 0.082969 | 0.12986
810 | 0 | 0 | 0 | 0 | 0 | 0
811 | 0 | 0 | 0 | 0 | 0 | 0
812 | 0.098881 | 0.12257 | 0.074469 | 0.11932 | 0.087915 | 0.11782
813 | 0.5328 | 0.59922 | 0.37372 | 0.59962 | 0.40315 | 0.56959
814 | 0.525 | 0.52716 | 0.4246 | 0.55383 | 0.35103 | 0.54742
815 | 0.10748 | 0.11745 | 0.11015 | 0.1123 | 0.076591 | 0.12457
816 | 0 | 0 | 0 | 0 | 0 | 0
817 | 0 | 0 | 0 | 0 | 0 | 0
818 | 0.090404 | 0.10906 | 0.040252 | 0.025538 | 0.085497 | 0.10874
819 | 0.36852 | 0.53356 | 0.22666 | 0.12887 | 0.40501 | 0.51817
820 | 0.31518 | 0.49194 | 0.28091 | 0.18954 | 0.41576 | 0.48156
821 | 0.080624 | 0.10799 | 0.077777 | 0.072329 | 0.10137 | 0.10442
822 | 0 | 0 | 0 | 0 | 0 | 0
823 | 0 | 0 | 0 | 0 | 0 | 0
824 | 0.09326 | 0.094601 | 0.039246 | 0.087173 | 0.088219 | 0.070726
825 | 0.36038 | 0.44112 | 0.21413 | 0.43559 | 0.43623 | 0.30345
826 | 0.25756 | 0.48018 | 0.27066 | 0.41949 | 0.41983 | 0.26459
827 | 0.067045 | 0.11361 | 0.082923 | 0.096355 | 0.10156 | 0.071315
828 | 0 | 0 | 0 | 0 | 0 | 0
829 | 0 | 0 | 0 | 0 | 0 | 0
830 | 0.08403 | 0.12378 | 0.081649 | 0.07718 | 0.077829 | 0.070533
831 | 0.35854 | 0.60876 | 0.38361 | 0.46872 | 0.41563 | 0.35934
832 | 0.35352 | 0.5673 | 0.4365 | 0.52503 | 0.49871 | 0.40544
833 | 0.10313 | 0.12214 | 0.12246 | 0.12125 | 0.12204 | 0.11018
834 | 0 | 0 | 0 | 0 | 0 | 0
835 | 0 | 0 | 0 | 0 | 0 | 0
836 | 0.051666 | 0.1152 | 0.11556 | 0.10515 | 0.095962 | 0.10936
837 | 0.27229 | 0.54296 | 0.58611 | 0.51551 | 0.45863 | 0.4448
838 | 0.39412 | 0.49712 | 0.56648 | 0.60045 | 0.44674 | 0.40035
839 | 0.1209 | 0.11317 | 0.12391 | 0.14156 | 0.12081 | 0.10561
840 | 0 | 0 | 0 | 0 | 0 | 0
841 | 0 | 0 | 0 | 0 | 0 | 0
842 | 0.071961 | 0.13112 | 0.09722 | 0.11275 | 0.10638 | 0.12234
843 | 0.29121 | 0.65158 | 0.42542 | 0.45693 | 0.48594 | 0.53118
844 | 0.31507 | 0.60477 | 0.41641 | 0.3728 | 0.43536 | 0.42869
845 | 0.097961 | 0.12927 | 0.11427 | 0.093268 | 0.11917 | 0.095035
846 | 0 | 0 | 0 | 0 | 0 | 0
847 | 0 | 0 | 0 | 0 | 0 | 0
848 | 0.094336 | 0.14094 | 0.077611 | 0.082725 | 0.12175 | 0.075969
849 | 0.38089 | 0.67556 | 0.28127 | 0.36692 | 0.54613 | 0.45807
850 | 0.38638 | 0.61391 | 0.22323 | 0.37901 | 0.47755 | 0.51919
851 | 0.10751 | 0.14173 | 0.068201 | 0.1074 | 0.10522 | 0.1309
852 | 0 | 0 | 0 | 0 | 0 | 0
853 | 0 | 0 | 0 | 0 | 0 | 0
854 | 0.12101 | 0.12992 | 0.075988 | 0.12086 | 0.10642 | 0.10153
855 | 0.52074 | 0.61356 | 0.43102 | 0.58272 | 0.48418 | 0.4458
856 | 0.43541 | 0.5519 | 0.47788 | 0.56136 | 0.51734 | 0.40061
857 | 0.12101 | 0.1253 | 0.10567 | 0.13126 | 0.12719 | 0.087775
858 | 0 | 0 | 0 | 0 | 0 | 0
859 | 0 | 0 | 0 | 0 | 0 | 0
860 | 0.12633 | 0.11568 | 0.072976 | 0.079713 | 0.11513 | 0.082914
861 | 0.61079 | 0.5774 | 0.39484 | 0.30373 | 0.41379 | 0.37958
862 | 0.60242 | 0.5795 | 0.42431 | 0.22908 | 0.35744 | 0.41003
863 | 0.13441 | 0.13839 | 0.10642 | 0.055193 | 0.10397 | 0.10156
864 | 0 | 0 | 0 | 0 | 0 | 0
865 | 0 | 0 | 0 | 0 | 0 | 0
866 | 0.12329 | 0.14132 | 0.089589 | 0.03473 | 0.11134 | 0.11431
867 | 0.59228 | 0.67685 | 0.51079 | 0.18811 | 0.4666 | 0.57261
868 | 0.6267 | 0.63217 | 0.5989 | 0.24904 | 0.44796 | 0.57107
869 | 0.14635 | 0.1477 | 0.14624 | 0.094968 | 0.1194 | 0.12977
870 | 0 | 0 | 0 | 0 | 0 | 0
871 | 0 | 0 | 0 | 0 | 0 | 0
872 | 0.11 | 0.14319 | 0.12636 | 0.10271 | 0.12762 | 0.12881
873 | 0.51474 | 0.67141 | 0.63999 | 0.44927 | 0.59461 | 0.58262
874 | 0.52966 | 0.61129 | 0.62253 | 0.39622 | 0.5558 | 0.49483
875 | 0.12263 | 0.14029 | 0.14666 | 0.098994 | 0.12765 | 0.095067
876 | 0 | 0 | 0 | 0 | 0 | 0
877 | 0 | 0 | 0 | 0 | 0 | 0
878 | 0.10716 | 0.13136 | 0.14305 | 0.078881 | 0.11246 | 0.067443
879 | 0.50797 | 0.6208 | 0.66966 | 0.43676 | 0.51876 | 0.35824
880 | 0.47607 | 0.56842 | 0.5768 | 0.51187 | 0.56155 | 0.3804
881 | 0.10297 | 0.1379 | 0.12368 | 0.13752 | 0.13305 | 0.10889
882 | 0 | 0 | 0 | 0 | 0 | 0
883 | 0 | 0 | 0 | 0 | 0 | 0
884 | 0.071 | 0.13923 | 0.10855 | 0.1248 | 0.12729 | 0.12759
885 | 0.2241 | 0.64866 | 0.41611 | 0.62488 | 0.60981 | 0.52675
886 | 0.23218 | 0.59366 | 0.33307 | 0.6489 | 0.64305 | 0.43242
887 | 0.086836 | 0.14163 | 0.066386 | 0.15354 | 0.16275 | 0.10583
888 | 0 | 0 | 0 | 0 | 0 | 0
889 | 0 | 0 | 0 | 0 | 0 | 0
890 | 0.12244 | 0.14602 | 0.056356 | 0.13689 | 0.13194 | 0.056488
891 | 0.48916 | 0.68643 | 0.3085 | 0.66128 | 0.6309 | 0.35765
892 | 0.46675 | 0.6376 | 0.34984 | 0.66035 | 0.6702 | 0.51091
893 | 0.13611 | 0.15052 | 0.10865 | 0.15727 | 0.16876 | 0.13172
894 | 0 | 0 | 0 | 0 | 0 | 0
895 | 0 | 0 | 0 | 0 | 0 | 0
896 | 0.11361 | 0.1485 | 0.13232 | 0.13459 | 0.12988 | 0.092626
897 | 0.4866 | 0.68846 | 0.61304 | 0.63447 | 0.62537 | 0.51118
898 | 0.44264 | 0.64447 | 0.55822 | 0.57439 | 0.646 | 0.4349
899 | 0.10235 | 0.15349 | 0.13655 | 0.11994 | 0.16377 | 0.076996
900 | 0 | 0 | 0 | 0 | 0 | 0
901 | 0 | 0 | 0 | 0 | 0 | 0
902 | 0.095125 | 0.1564 | 0.1092 | 0.083208 | 0.132 | 0.045584
903 | 0.41334 | 0.72054 | 0.46948 | 0.34062 | 0.6271 | 0.19799
904 | 0.41493 | 0.66273 | 0.42625 | 0.37077 | 0.61192 | 0.27683
905 | 0.11769 | 0.15748 | 0.10897 | 0.11167 | 0.14179 | 0.11085
906 | 0 | 0 | 0 | 0 | 0 | 0
907 | 0 | 0 | 0 | 0 | 0 | 0
908 | 0.10653 | 0.14013 | 0.11917 | 0.11379 | 0.12106 | 0.085839
909 | 0.45359 | 0.62366 | 0.55489 | 0.52091 | 0.58043 | 0.40093
910 | 0.40197 | 0.57636 | 0.57517 | 0.49871 | 0.63403 | 0.46996
911 | 0.12625 | 0.14938 | 0.14702 | 0.12748 | 0.165 | 0.14302
912 | 0 | 0 | 0 | 0 | 0 | 0
913 | 0 | 0 | 0 | 0 | 0 | 0
914 | 0.12281 | 0.13881 | 0.095382 | 0.11209 | 0.12319 | 0.12705
915 | 0.54056 | 0.61318 | 0.39813 | 0.46434 | 0.5566 | 0.5355
916 | 0.58613 | 0.58039 | 0.40042 | 0.41021 | 0.57116 | 0.5276
917 | 0.15319 | 0.14964 | 0.1022 | 0.1033 | 0.13593 | 0.13225
918 | 0 | 0 | 0 | 0 | 0 | 0
919 | 0 | 0 | 0 | 0 | 0 | 0
920 | 0.11058 | 0.13981 | 0.073401 | 0.062408 | 0.11606 | 0.065772
921 | 0.48802 | 0.63442 | 0.36898 | 0.28251 | 0.4678 | 0.26824
922 | 0.51677 | 0.60343 | 0.4363 | 0.23977 | 0.39609 | 0.24419
923 | 0.12089 | 0.15458 | 0.12737 | 0.048876 | 0.1164 | 0.065192
924 | 0 | 0 | 0 | 0 | 0 | 0
925 | 0 | 0 | 0 | 0 | 0 | 0
926 | 0.094497 | 0.14214 | 0.082815 | 0.034249 | 0.12117 | 0.06735
927 | 0.41931 | 0.63788 | 0.45088 | 0.12753 | 0.52461 | 0.2594
928 | 0.34861 | 0.59539 | 0.5488 | 0.11143 | 0.48649 | 0.18797
929 | 0.091159 | 0.15201 | 0.15275 | 0.029692 | 0.11932 | 0.037776
930 | 0 | 0 | 0 | 0 | 0 | 0
931 | 0 | 0 | 0 | 0 | 0 | 0
932 | 0.084862 | 0.14118 | 0.12368 | 0.038466 | 0.11542 | 0.053403
933 | 0.36032 | 0.63125 | 0.53922 | 0.18913 | 0.51577 | 0.2197
934 | 0.37042 | 0.56388 | 0.51604 | 0.21423 | 0.59431 | 0.19116
935 | 0.10629 | 0.13758 | 0.14327 | 0.073788 | 0.1545 | 0.046602
936 | 0 | 0 | 0 | 0 | 0 | 0
937 | 0 | 0 | 0 | 0 | 0 | 0
938 | 0.10005 | 0.13595 | 0.068331 | 0.06265 | 0.12674 | 0.027986
939 | 0.41744 | 0.60553 | 0.21036 | 0.29096 | 0.57556 | 0.11585
940 | 0.39797 | 0.56009 | 0.21361 | 0.2997 | 0.55343 | 0.12493
941 | 0.10734 | 0.14546 | 0.072124 | 0.091079 | 0.12225 | 0.0386
942 | 0 | 0 | 0 | 0 | 0 | 0
943 | 0 | 0 | 0 | 0 | 0 | 0
944 | 0.10468 | 0.13365 | 0.083511 | 0.080297 | 0.092879 | 0.05731
945 | 0.48534 | 0.58484 | 0.36132 | 0.35325 | 0.39585 | 0.24117
946 | 0.53606 | 0.54033 | 0.29347 | 0.401 | 0.43979 | 0.2521
947 | 0.14333 | 0.14315 | 0.057899 | 0.11383 | 0.13319 | 0.084818
948 | 0 | 0 | 0 | 0 | 0 | 0
949 | 0 | 0 | 0 | 0 | 0 | 0
950 | 0.10464 | 0.12174 | 0.060928 | 0.073006 | 0.099141 | 0.068976
951 | 0.38156 | 0.47233 | 0.34876 | 0.279 | 0.42769 | 0.25987
952 | 0.37874 | 0.37881 | 0.42799 | 0.29003 | 0.41244 | 0.23934
953 | 0.09873 | 0.10208 | 0.12872 | 0.10168 | 0.087358 | 0.071415
954 | 0 | 0 | 0 | 0 | 0 | 0
955 | 0 | 0 | 0 | 0 | 0 | 0
956 | 0.043031 | 0.060778 | 0.096417 | 0.13001 | 0.089799 | 0.067696
957 | 0.15465 | 0.29441 | 0.40248 | 0.60613 | 0.37853 | 0.27348
958 | 0.20158 | 0.35565 | 0.41694 | 0.61143 | 0.38506 | 0.29589
959 | 0.074493 | 0.11759 | 0.12702 | 0.15284 | 0.086106 | 0.097337
960 | 0 | 0 | 0 | 0 | 0 | 0
961 | 0 | 0 | 0 | 0 | 0 | 0
962 | 0.034757 | 0.13711 | 0.092215 | 0.09393 | 0.082545 | 0.080397
963 | 0.17228 | 0.59999 | 0.35013 | 0.39753 | 0.35949 | 0.33964
964 | 0.21953 | 0.55149 | 0.36441 | 0.39027 | 0.3717 | 0.3605
965 | 0.077461 | 0.14231 | 0.11258 | 0.12609 | 0.11094 | 0.10654
966 | 0 | 0 | 0 | 0 | 0 | 0
967 | 0 | 0 | 0 | 0 | 0 | 0
968 | 0.087868 | 0.13158 | 0.044255 | 0.058588 | 0.09884 | 0.083042
969 | 0.39447 | 0.58546 | 0.26564 | 0.23035 | 0.35059 | 0.31078
970 | 0.37704 | 0.54874 | 0.37626 | 0.19689 | 0.3422 | 0.33508
971 | 0.10463 | 0.14988 | 0.12721 | 0.0567 | 0.097786 | 0.11566
972 | 0 | 0 | 0 | 0 | 0 | 0
973 | 0 | 0 | 0 | 0 | 0 | 0
974 | 0.069957 | 0.13045 | 0.1142 | 0.088137 | 0.075617 | 0.10556
975 | 0.25848 | 0.61273 | 0.4743 | 0.40005 | 0.33997 | 0.48287
976 | 0.21358 | 0.60493 | 0.45452 | 0.42327 | 0.40683 | 0.48251
977 | 0.060498 | 0.16095 | 0.14295 | 0.11972 | 0.10888 | 0.13295
978 | 0 | 0 | 0 | 0 | 0 | 0
979 | 0 | 0 | 0 | 0 | 0 | 0
980 | 0.047488 | 0.13249 | 0.13367 | 0.1172 | 0.11012 | 0.095932
981 | 0.20596 | 0.56897 | 0.61088 | 0.43707 | 0.47284 | 0.44493
982 | 0.18378 | 0.52463 | 0.58981 | 0.32695 | 0.50554 | 0.46269
983 | 0.062609 | 0.12655 | 0.1567 | 0.095462 | 0.13901 | 0.12102
984 | 0 | 0 | 0 | 0 | 0 | 0
985 | 0 | 0 | 0 | 0 | 0 | 0
986 | 0.090314 | 0.10566 | 0.11948 | 0.047875 | 0.10829 | 0.068468
987 | 0.31721 | 0.44075 | 0.53248 | 0.22182 | 0.43842 | 0.27439
988 | 0.24825 | 0.41888 | 0.52179 | 0.29221 | 0.48323 | 0.26207
989 | 0.07539 | 0.11622 | 0.14077 | 0.11871 | 0.13433 | 0.073587
990 | 0 | 0 | 0 | 0 | 0 | 0
991 | 0 | 0 | 0 | 0 | 0 | 0
992 | 0.09721 | 0.10189 | 0.10736 | 0.095435 | 0.12412 | 0.084136
993 | 0.35478 | 0.43307 | 0.48868 | 0.37682 | 0.52448 | 0.31732
994 | 0.25484 | 0.4494 | 0.50372 | 0.39761 | 0.45149 | 0.29834
995 | 0.081867 | 0.12879 | 0.14949 | 0.13204 | 0.12686 | 0.077753
996 | 0 | 0 | 0 | 0 | 0 | 0
997 | 0 | 0 | 0 | 0 | 0 | 0
998 | 0.09248 | 0.13284 | 0.12463 | 0.1109 | 0.12368 | 0.060443
999 | 0.37388 | 0.58824 | 0.52897 | 0.46019 | 0.54297 | 0.25624
1000 | 0.37072 | 0.53593 | 0.48365 | 0.42909 | 0.5565 | 0.30362
1001 | 0.12409 | 0.14004 | 0.12665 | 0.12034 | 0.14442 | 0.1084
1002 | 0 | 0 | 0 | 0 | 0 | 0
1003 | 0 | 0 | 0 | 0 | 0 | 0
1004 | 0.12137 | 0.1345 | 0.095492 | 0.10758 | 0.11515 | 0.11601
1005 | 0.5075 | 0.58296 | 0.42068 | 0.47496 | 0.48003 | 0.54393
1006 | 0.50229 | 0.53336 | 0.41567 | 0.45563 | 0.46621 | 0.563
1007 | 0.13959 | 0.14162 | 0.12744 | 0.12216 | 0.12299 | 0.14881
1008 | 0 | 0 | 0 | 0 | 0 | 0
1009 | 0 | 0 | 0 | 0 | 0 | 0
1010 | 0.10948 | 0.10523 | 0.082398 | 0.077129 | 0.083242 | 0.10054
1011 | 0.40337 | 0.47672 | 0.40113 | 0.32803 | 0.33325 | 0.43588
1012 | 0.38193 | 0.46789 | 0.47062 | 0.37881 | 0.35803 | 0.34203
1013 | 0.12015 | 0.13976 | 0.1401 | 0.13463 | 0.10196 | 0.070301
1014 | 0 | 0 | 0 | 0 | 0 | 0
1015 | 0 | 0 | 0 | 0 | 0 | 0
1016 | 0.10225 | 0.11404 | 0.066447 | 0.11451 | 0.083817 | 0.097194
1017 | 0.38734 | 0.46463 | 0.23977 | 0.4641 | 0.38832 | 0.43382
1018 | 0.3874 | 0.43002 | 0.25371 | 0.42944 | 0.4567 | 0.44904
1019 | 0.1031 | 0.13654 | 0.086233 | 0.123 | 0.12743 | 0.13554
1020 | 0 | 0 | 0 | 0 | 0 | 0
1021 | 0 | 0 | 0 | 0 | 0 | 0
1022 | 0.087794 | 0.12838 | 0.10944 | 0.096944 | 0.10155 | 0.091994
1023 | 0.3691 | 0.56493 | 0.51322 | 0.41249 | 0.46105 | 0.35067
1024 | 0.33662 | 0.52571 | 0.4495 | 0.32134 | 0.47403 | 0.31637
1025 | 0.10211 | 0.1308 | 0.10971 | 0.076927 | 0.13078 | 0.079426
1026 | 0 | 0 | 0 | 0 | 0 | 0
1027 | 0 | 0 | 0 | 0 | 0 | 0
1028 | 0.10147 | 0.11736 | 0.11295 | 0.1033 | 0.10989 | 0.046069
1029 | 0.38956 | 0.53811 | 0.49907 | 0.44561 | 0.42904 | 0.17852
1030 | 0.30247 | 0.5373 | 0.48107 | 0.45068 | 0.35845 | 0.16946
1031 | 0.074223 | 0.14733 | 0.13659 | 0.12921 | 0.10675 | 0.050788
1032 | 0 | 0 | 0 | 0 | 0 | 0
1033 | 0 | 0 | 0 | 0 | 0 | 0
1034 | 0.077621 | 0.11314 | 0.12903 | 0.09759 | 0.11504 | 0.046567
1035 | 0.30967 | 0.44704 | 0.57149 | 0.46567 | 0.47758 | 0.20912
1036 | 0.30465 | 0.4137 | 0.55192 | 0.51558 | 0.47789 | 0.22011
1037 | 0.12862 | 0.11318 | 0.14845 | 0.14855 | 0.1358 | 0.062654
1038 | 0 | 0 | 0 | 0 | 0 | 0
1039 | 0 | 0 | 0 | 0 | 0 | 0
1040 | 0.10815 | 0.11766 | 0.10367 | 0.12474 | 0.084586 | 0.046076
1041 | 0.4024 | 0.54042 | 0.49406 | 0.55725 | 0.35456 | 0.2316
1042 | 0.39655 | 0.52766 | 0.45652 | 0.53109 | 0.29647 | 0.25682
1043 | 0.13273 | 0.15239 | 0.10818 | 0.14189 | 0.069322 | 0.076706
1044 | 0 | 0 | 0 | 0 | 0 | 0
1045 | 0 | 0 | 0 | 0 | 0 | 0
1046 | 0.08292 | 0.13377 | 0.057649 | 0.12154 | 0.052402 | 0.044018
1047 | 0.29997 | 0.60086 | 0.2945 | 0.54347 | 0.30935 | 0.21147
1048 | 0.31355 | 0.56007 | 0.36828 | 0.5227 | 0.41483 | 0.25237
1049 | 0.10268 | 0.15309 | 0.1335 | 0.14412 | 0.12903 | 0.07954
1050 | 0 | 0 | 0 | 0 | 0 | 0
1051 | 0 | 0 | 0 | 0 | 0 | 0
1052 | 0.072685 | 0.1285 | 0.063084 | 0.1154 | 0.11619 | 0.064885
1053 | 0.30293 | 0.56841 | 0.27066 | 0.47811 | 0.49308 | 0.35672
1054 | 0.31053 | 0.51878 | 0.34001 | 0.40953 | 0.41458 | 0.48972
1055 | 0.12323 | 0.13303 | 0.11455 | 0.10006 | 0.12621 | 0.1503
1056 | 0 | 0 | 0 | 0 | 0 | 0
1057 | 0 | 0 | 0 | 0 | 0 | 0
1058 | 0.096791 | 0.10377 | 0.1109 | 0.083185 | 0.11527 | 0.10293
1059 | 0.32208 | 0.48732 | 0.54425 | 0.33875 | 0.47618 | 0.47961
1060 | 0.26399 | 0.46363 | 0.53505 | 0.32468 | 0.44396 | 0.53244
1061 | 0.073941 | 0.11758 | 0.13526 | 0.088827 | 0.12152 | 0.15449
1062 | 0 | 0 | 0 | 0 | 0 | 0
1063 | 0 | 0 | 0 | 0 | 0 | 0
1064 | 0.050358 | 0.051201 | 0.075609 | 0.088695 | 0.11333 | 0.11499
1065 | 0.24419 | 0.27567 | 0.38736 | 0.3921 | 0.45163 | 0.5386
1066 | 0.34323 | 0.36072 | 0.45756 | 0.36656 | 0.44298 | 0.56897
1067 | 0.13469 | 0.12897 | 0.14935 | 0.095785 | 0.12918 | 0.15625
1068 | 0 | 0 | 0 | 0 | 0 | 0
1069 | 0 | 0 | 0 | 0 | 0 | 0
1070 | 0.10009 | 0.097684 | 0.13029 | 0.089758 | 0.12002 | 0.10893
1071 | 0.39629 | 0.42022 | 0.58651 | 0.3912 | 0.53092 | 0.52249
1072 | 0.43746 | 0.42539 | 0.52499 | 0.36266 | 0.51268 | 0.57202
1073 | 0.14537 | 0.12715 | 0.13625 | 0.096945 | 0.15862 | 0.15859
1074 | 0 | 0 | 0 | 0 | 0 | 0
1075 | 0 | 0 | 0 | 0 | 0 | 0
1076 | 0.10825 | 0.11786 | 0.10504 | 0.053906 | 0.12106 | 0.11843
1077 | 0.41157 | 0.54502 | 0.4705 | 0.28609 | 0.57299 | 0.55206
1078 | 0.34916 | 0.50705 | 0.45116 | 0.35592 | 0.64728 | 0.56081
1079 | 0.11205 | 0.13885 | 0.13045 | 0.12079 | 0.18074 | 0.1511
1080 | 0 | 0 | 0 | 0 | 0 | 0
1081 | 0 | 0 | 0 | 0 | 0 | 0
1082 | 0.0948 | 0.10351 | 0.11548 | 0.101 | 0.11921 | 0.089121
1083 | 0.39671 | 0.41471 | 0.54841 | 0.46696 | 0.56063 | 0.39026
1084 | 0.43148 | 0.33865 | 0.55302 | 0.52704 | 0.61917 | 0.37101
1085 | 0.1302 | 0.088333 | 0.15473 | 0.14805 | 0.16513 | 0.10215
1086 | 0 | 0 | 0 | 0 | 0 | 0
1087 | 0 | 0 | 0 | 0 | 0 | 0
1088 | 0.080304 | 0.0301 | 0.1226 | 0.06629 | 0.078924 | 0.048487
1089 | 0.35229 | 0.1634 | 0.57331 | 0.22154 | 0.34962 | 0.21601
1090 | 0.41639 | 0.23182 | 0.5563 | 0.19735 | 0.45085 | 0.25828
1091 | 0.13218 | 0.097286 | 0.151 | 0.07134 | 0.13939 | 0.084321
1092 | 0 | 0 | 0 | 0 | 0 | 0
1093 | 0 | 0 | 0 | 0 | 0 | 0
1094 | 0.090853 | 0.058499 | 0.086214 | 0.096479 | 0.084494 | 0.047012
1095 | 0.35142 | 0.27799 | 0.48657 | 0.43036 | 0.37983 | 0.23021
1096 | 0.32492 | 0.29667 | 0.53408 | 0.4304 | 0.43927 | 0.28795
1097 | 0.09932 | 0.091773 | 0.15257 | 0.11818 | 0.12001 | 0.089565
1098 | 0 | 0 | 0 | 0 | 0 | 0
1099 | 0 | 0 | 0 | 0 | 0 | 0
1100 | 0.078295 | 0.095996 | 0.093274 | 0.071613 | 0.10626 | 0.029341
1101 | 0.3813 | 0.46227 | 0.43965 | 0.28925 | 0.45929 | 0.16753
1102 | 0.4163 | 0.47786 | 0.43262 | 0.35454 | 0.41655 | 0.24444
1103 | 0.12443 | 0.14112 | 0.10878 | 0.12198 | 0.14041 | 0.084345
1104 | 0 | 0 | 0 | 0 | 0 | 0
1105 | 0 | 0 | 0 | 0 | 0 | 0
1106 | 0.092878 | 0.11586 | 0.056533 | 0.059368 | 0.10999 | 0.034491
1107 | 0.35359 | 0.5256 | 0.31757 | 0.26784 | 0.48284 | 0.18231
1108 | 0.37846 | 0.49979 | 0.39233 | 0.33789 | 0.35815 | 0.24977
1109 | 0.14114 | 0.14582 | 0.13002 | 0.11987 | 0.12491 | 0.085212
1110 | 0 | 0 | 0 | 0 | 0 | 0
1111 | 0 | 0 | 0 | 0 | 0 | 0
1112 | 0.090517 | 0.050728 | 0.1223 | 0.079238 | 0.089307 | 0.063406
1113 | 0.34221 | 0.17364 | 0.56898 | 0.29416 | 0.37889 | 0.30743
1114 | 0.29132 | 0.22813 | 0.54512 | 0.27408 | 0.29128 | 0.33332
1115 | 0.11271 | 0.091522 | 0.15409 | 0.079581 | 0.1103 | 0.1111
1116 | 0 | 0 | 0 | 0 | 0 | 0
1117 | 0 | 0 | 0 | 0 | 0 | 0
1118 | 0.056651 | 0.071361 | 0.12323 | 0.028048 | 0.092484 | 0.10426
1119 | 0.24883 | 0.36586 | 0.58227 | 0.13691 | 0.35406 | 0.52002
1120 | 0.29966 | 0.38272 | 0.55394 | 0.1605 | 0.31882 | 0.5676
1121 | 0.094641 | 0.091876 | 0.1517 | 0.050487 | 0.12007 | 0.15865
1122 | 0 | 0 | 0 | 0 | 0 | 0
1123 | 0 | 0 | 0 | 0 | 0 | 0
1124 | 0.077991 | 0.064979 | 0.099917 | 0.040575 | 0.074395 | 0.11484
1125 | 0.34651 | 0.30801 | 0.44997 | 0.22534 | 0.35627 | 0.54984
1126 | 0.43103 | 0.28929 | 0.458 | 0.30297 | 0.34754 | 0.56561
1127 | 0.13227 | 0.076112 | 0.13085 | 0.10144 | 0.11562 | 0.15532
1128 | 0 | 0 | 0 | 0 | 0 | 0
1129 | 0 | 0 | 0 | 0 | 0 | 0
1130 | 0.058635 | 0.09489 | 0.090167 | 0.073559 | 0.077283 | 0.1122
1131 | 0.26412 | 0.48633 | 0.44159 | 0.38726 | 0.29394 | 0.53879
1132 | 0.30054 | 0.50978 | 0.46071 | 0.44916 | 0.31188 | 0.55903
1133 | 0.1088 | 0.14738 | 0.14456 | 0.13333 | 0.10294 | 0.15258
1134 | 0 | 0 | 0 | 0 | 0 | 0
1135 | 0 | 0 | 0 | 0 | 0 | 0
1136 | 0.10281 | 0.10632 | 0.1022 | 0.10107 | 0.055379 | 0.093352
1137 | 0.38786 | 0.49679 | 0.44233 | 0.50671 | 0.26198 | 0.42475
1138 | 0.33839 | 0.43148 | 0.43337 | 0.54656 | 0.29993 | 0.44943
1139 | 0.095187 | 0.11709 | 0.13279 | 0.15203 | 0.099715 | 0.13919
1140 | 0 | 0 | 0 | 0 | 0 | 0
1141 | 0 | 0 | 0 | 0 | 0 | 0
1142 | 0.081373 | 0.10072 | 0.088032 | 0.10307 | 0.03714 | 0.093871
1143 | 0.38823 | 0.50833 | 0.4836 | 0.48832 | 0.18004 | 0.45736
1144 | 0.36561 | 0.49454 | 0.53818 | 0.4774 | 0.21407 | 0.49961
1145 | 0.12576 | 0.13033 | 0.15351 | 0.12737 | 0.077321 | 0.14463
1146 | 0 | 0 | 0 | 0 | 0 | 0
1147 | 0 | 0 | 0 | 0 | 0 | 0
1148 | 0.10773 | 0.082562 | 0.11249 | 0.086704 | 0.056454 | 0.10408
1149 | 0.49996 | 0.37508 | 0.52695 | 0.40208 | 0.23191 | 0.51441
1150 | 0.48553 | 0.32955 | 0.45321 | 0.40265 | 0.25719 | 0.52194
1151 | 0.13209 | 0.075202 | 0.12457 | 0.11254 | 0.091441 | 0.14063
1152 | 0 | 0 | 0 | 0 | 0 | 0
1153 | 0 | 0 | 0 | 0 | 0 | 0
1154 | 0.11157 | 0.041773 | 0.099056 | 0.06168 | 0.056242 | 0.10598
1155 | 0.56768 | 0.23527 | 0.50638 | 0.34789 | 0.28248 | 0.511
1156 | 0.58624 | 0.27373 | 0.5274 | 0.41865 | 0.2679 | 0.52792
1157 | 0.14762 | 0.098896 | 0.14872 | 0.12556 | 0.085981 | 0.14508
1158 | 0 | 0 | 0 | 0 | 0 | 0
1159 | 0 | 0 | 0 | 0 | 0 | 0
1160 | 0.10851 | 0.091153 | 0.095039 | 0.081073 | 0.06159 | 0.094962
1161 | 0.54454 | 0.40335 | 0.50144 | 0.39894 | 0.28508 | 0.40451
1162 | 0.58947 | 0.39031 | 0.53729 | 0.42659 | 0.32718 | 0.39638
1163 | 0.15748 | 0.11521 | 0.14955 | 0.12993 | 0.11215 | 0.12526
1164 | 0 | 0 | 0 | 0 | 0 | 0
1165 | 0 | 0 | 0 | 0 | 0 | 0
1166 | 0.10419 | 0.11099 | 0.085548 | 0.072465 | 0.056874 | 0.088229
1167 | 0.51406 | 0.58057 | 0.45909 | 0.28868 | 0.25717 | 0.41467
1168 | 0.56591 | 0.58756 | 0.51226 | 0.283 | 0.33223 | 0.47588
1169 | 0.15718 | 0.15703 | 0.14391 | 0.075086 | 0.10533 | 0.14347
1170 | 0 | 0 | 0 | 0 | 0 | 0
1171 | 0 | 0 | 0 | 0 | 0 | 0
1172 | 0.096101 | 0.11918 | 0.10809 | 0.04091 | 0.046933 | 0.095479
1173 | 0.44656 | 0.60092 | 0.55359 | 0.23892 | 0.25479 | 0.46691
1174 | 0.52913 | 0.56473 | 0.5328 | 0.30419 | 0.25287 | 0.45418
1175 | 0.14138 | 0.14838 | 0.14183 | 0.10689 | 0.091357 | 0.11807
1176 | 0 | 0 | 0 | 0 | 0 | 0
1177 | 0 | 0 | 0 | 0 | 0 | 0
1178 | 0.095313 | 0.11575 | 0.091828 | 0.042852 | 0.065831 | 0.0941
1179 | 0.46883 | 0.58167 | 0.46928 | 0.22309 | 0.32686 | 0.48454
1180 | 0.47565 | 0.54062 | 0.48733 | 0.27394 | 0.33529 | 0.51267
1181 | 0.12284 | 0.1437 | 0.13481 | 0.09507 | 0.12435 | 0.14086
1182 | 0 | 0 | 0 | 0 | 0 | 0
1183 | 0 | 0 | 0 | 0 | 0 | 0
1184 | 0.10293 | 0.11036 | 0.066198 | 0.039465 | 0.080433 | 0.094994
1185 | 0.53052 | 0.57008 | 0.31449 | 0.2389 | 0.32252 | 0.4863
1186 | 0.57055 | 0.56013 | 0.34844 | 0.28943 | 0.32228 | 0.51803
1187 | 0.14729 | 0.14906 | 0.10483 | 0.096362 | 0.11511 | 0.14231
1188 | 0 | 0 | 0 | 0 | 0 | 0
1189 | 0 | 0 | 0 | 0 | 0 | 0
1190 | 0.098503 | 0.097416 | 0.064288 | 0.090225 | 0.05951 | 0.096046
1191 | 0.49352 | 0.51769 | 0.34361 | 0.48088 | 0.22975 | 0.49641
1192 | 0.4942 | 0.50191 | 0.38207 | 0.5336 | 0.27569 | 0.51425
1193 | 0.10497 | 0.13538 | 0.12166 | 0.14713 | 0.094207 | 0.13809
1194 | 0 | 0 | 0 | 0 | 0 | 0
1195 | 0 | 0 | 0 | 0 | 0 | 0
1196 | 0.079903 | 0.091775 | 0.050855 | 0.095502 | 0.093748 | 0.087405
1197 | 0.38021 | 0.46778 | 0.2075 | 0.45971 | 0.44292 | 0.43211
1198 | 0.36942 | 0.44272 | 0.23364 | 0.42109 | 0.46424 | 0.4152
1199 | 0.13261 | 0.11707 | 0.075712 | 0.10052 | 0.13965 | 0.11353
1200 | 0 | 0 | 0 | 0 | 0 | 0
1201 | 0 | 0 | 0 | 0 | 0 | 0
1202 | 0.076474 | 0.080851 | 0.04411 | 0.063479 | 0.084217 | 0.097705
1203 | 0.3445 | 0.4362 | 0.25412 | 0.35105 | 0.36974 | 0.48161
1204 | 0.35642 | 0.45257 | 0.37097 | 0.3523 | 0.41777 | 0.45662
1205 | 0.08873 | 0.13325 | 0.12183 | 0.082944 | 0.12058 | 0.11518
1206 | 0 | 0 | 0 | 0 | 0 | 0
1207 | 0 | 0 | 0 | 0 | 0 | 0
1208 | 0.084564 | 0.098412 | 0.090182 | 0.070773 | 0.083063 | 0.063428
1209 | 0.43489 | 0.50958 | 0.48937 | 0.3523 | 0.3889 | 0.25231
1210 | 0.44163 | 0.48836 | 0.51547 | 0.36383 | 0.35276 | 0.20494
1211 | 0.12211 | 0.13431 | 0.13456 | 0.10493 | 0.098466 | 0.060741
1212 | 0 | 0 | 0 | 0 | 0 | 0
1213 | 0 | 0 | 0 | 0 | 0 | 0
1214 | 0.086115 | 0.10062 | 0.060518 | 0.095699 | 0.093967 | 0.072392
1215 | 0.37177 | 0.522 | 0.2913 | 0.48537 | 0.49203 | 0.37874
1216 | 0.36115 | 0.5113 | 0.2972 | 0.49818 | 0.52635 | 0.43258
1217 | 0.094662 | 0.12616 | 0.089142 | 0.12888 | 0.15565 | 0.11579
1218 | 0 | 0 | 0 | 0 | 0 | 0
1219 | 0 | 0 | 0 | 0 | 0 | 0
1220 | 0.07452 | 0.075555 | 0.063819 | 0.085285 | 0.10296 | 0.065642
1221 | 0.37743 | 0.35842 | 0.35241 | 0.43311 | 0.5792 | 0.27863
1222 | 0.39685 | 0.32474 | 0.38773 | 0.43844 | 0.65876 | 0.25166
1223 | 0.12496 | 0.084207 | 0.12166 | 0.12141 | 0.16901 | 0.071073
1224 | 0 | 0 | 0 | 0 | 0 | 0
1225 | 0 | 0 | 0 | 0 | 0 | 0
1226 | 0.086398 | 0.069247 | 0.074523 | 0.039448 | 0.095589 | 0.067473
1227 | 0.38712 | 0.38302 | 0.37768 | 0.17884 | 0.52771 | 0.34487
1228 | 0.37036 | 0.43163 | 0.39285 | 0.15896 | 0.51657 | 0.37721
1229 | 0.12287 | 0.12002 | 0.11281 | 0.044944 | 0.12215 | 0.11061
1230 | 0 | 0 | 0 | 0 | 0 | 0
1231 | 0 | 0 | 0 | 0 | 0 | 0
1232 | 0.094664 | 0.085193 | 0.10393 | 0.060791 | 0.069149 | 0.069539
1233 | 0.45878 | 0.41683 | 0.57631 | 0.39456 | 0.35997 | 0.38677
1234 | 0.35725 | 0.39982 | 0.56469 | 0.51058 | 0.41811 | 0.41971
1235 | 0.095331 | 0.10993 | 0.13641 | 0.14091 | 0.11911 | 0.12066
1236 | 0 | 0 | 0 | 0 | 0 | 0
1237 | 0 | 0 | 0 | 0 | 0 | 0
1238 | 0.08 | 0.083125 | 0.060367 | 0.09091 | 0.084508 | 0.07693
1239 | 0.43004 | 0.4001 | 0.30157 | 0.48756 | 0.40592 | 0.41535
1240 | 0.43227 | 0.40944 | 0.31976 | 0.44146 | 0.33382 | 0.46422
1241 | 0.10431 | 0.12213 | 0.095787 | 0.084073 | 0.10376 | 0.12686
1242 | 0 | 0 | 0 | 0 | 0 | 0
1243 | 0 | 0 | 0 | 0 | 0 | 0
1244 | 0.072718 | 0.099488 | 0.016316 | 0.039247 | 0.080739 | 0.073325
1245 | 0.44656 | 0.5442 | 0.1186 | 0.17803 | 0.39019 | 0.39681
1246 | 0.51614 | 0.55026 | 0.19951 | 0.20332 | 0.39744 | 0.38338
1247 | 0.13426 | 0.14122 | 0.078132 | 0.071534 | 0.1132 | 0.085784
1248 | 0 | 0 | 0 | 0 | 0 | 0
1249 | 0 | 0 | 0 | 0 | 0 | 0
1250 | 0.087997 | 0.10738 | 0.049252 | 0.076526 | 0.085202 | 0.066392
1251 | 0.45039 | 0.58748 | 0.33141 | 0.42951 | 0.43309 | 0.357
1252 | 0.44056 | 0.56244 | 0.40641 | 0.46153 | 0.38404 | 0.3935
1253 | 0.10172 | 0.1381 | 0.11328 | 0.12053 | 0.10987 | 0.11162
1254 | 0 | 0 | 0 | 0 | 0 | 0
1255 | 0 | 0 | 0 | 0 | 0 | 0
1256 | 0.053965 | 0.078789 | 0.048697 | 0.085395 | 0.089797 | 0.048027
1257 | 0.29588 | 0.42518 | 0.31418 | 0.47456 | 0.46365 | 0.24207
1258 | 0.34809 | 0.39342 | 0.41163 | 0.49492 | 0.39947 | 0.27096
1259 | 0.10908 | 0.1029 | 0.11536 | 0.12048 | 0.12068 | 0.082094
1260 | 0 | 0 | 0 | 0 | 0 | 0
1261 | 0 | 0 | 0 | 0 | 0 | 0
1262 | 0.072695 | 0.074187 | 0.077384 | 0.085661 | 0.092065 | 0.074579
1263 | 0.38348 | 0.42204 | 0.39401 | 0.48326 | 0.4481 | 0.37337
1264 | 0.37949 | 0.48 | 0.41197 | 0.46783 | 0.32721 | 0.39224
1265 | 0.11559 | 0.11552 | 0.10501 | 0.093435 | 0.073562 | 0.11194
1266 | 0 | 0 | 0 | 0 | 0 | 0
1267 | 0 | 0 | 0 | 0 | 0 | 0
1268 | 0.086085 | 0.095561 | 0.069172 | 0.061227 | 0.075576 | 0.070107
1269 | 0.40094 | 0.53828 | 0.41204 | 0.40275 | 0.43964 | 0.37166
1270 | 0.35663 | 0.51027 | 0.45619 | 0.46702 | 0.35947 | 0.44463
1271 | 0.10199 | 0.12379 | 0.11746 | 0.122 | 0.082402 | 0.1209
1272 | 0 | 0 | 0 | 0 | 0 | 0
1273 | 0 | 0 | 0 | 0 | 0 | 0
1274 | 0.075621 | 0.076253 | 0.063196 | 0.063654 | 0.084025 | 0.044197
1275 | 0.41448 | 0.43971 | 0.30177 | 0.37057 | 0.47569 | 0.2619
1276 | 0.42563 | 0.43211 | 0.29401 | 0.4328 | 0.51633 | 0.32906
1277 | 0.098686 | 0.10586 | 0.081343 | 0.11687 | 0.13438 | 0.10277
1278 | 0 | 0 | 0 | 0 | 0 | 0
1279 | 0 | 0 | 0 | 0 | 0 | 0
1280 | 0.083194 | 0.044217 | 0.081163 | 0.06596 | 0.091303 | 0.057772
1281 | 0.47957 | 0.35375 | 0.40188 | 0.39188 | 0.57181 | 0.2991
1282 | 0.48816 | 0.46372 | 0.28671 | 0.45293 | 0.66543 | 0.34399
1283 | 0.11956 | 0.12047 | 0.057466 | 0.11322 | 0.17344 | 0.091633
1284 | 0 | 0 | 0 | 0 | 0 | 0
1285 | 0 | 0 | 0 | 0 | 0 | 0
1286 | 0.090763 | 0.033301 | 0.032862 | 0.075298 | 0.090606 | 0.026408
1287 | 0.55145 | 0.1488 | 0.24501 | 0.47741 | 0.55138 | 0.16741
1288 | 0.61287 | 0.13181 | 0.36332 | 0.50498 | 0.59375 | 0.20756
1289 | 0.15207 | 0.031808 | 0.10524 | 0.11437 | 0.13308 | 0.059757
1290 | 0 | 0 | 0 | 0 | 0 | 0
1291 | 0 | 0 | 0 | 0 | 0 | 0
1292 | 0.087563 | 0.038104 | 0.051106 | 0.068627 | 0.063176 | 0.032263
1293 | 0.53808 | 0.2516 | 0.29737 | 0.43462 | 0.36831 | 0.21429
1294 | 0.57745 | 0.30636 | 0.34153 | 0.49334 | 0.39877 | 0.30101
1295 | 0.14612 | 0.084644 | 0.089478 | 0.12136 | 0.088597 | 0.09604
1296 | 0 | 0 | 0 | 0 | 0 | 0
1297 | 0 | 0 | 0 | 0 | 0 | 0
1298 | 0.086627 | 0.074015 | 0.054624 | 0.074207 | 0.056694 | 0.058649
1299 | 0.52417 | 0.44157 | 0.39196 | 0.4043 | 0.27688 | 0.41148
1300 | 0.58572 | 0.43028 | 0.50127 | 0.33405 | 0.3808 | 0.46
1301 | 0.14918 | 0.091278 | 0.12886 | 0.066861 | 0.11228 | 0.11085
1302 | 0 | 0 | 0 | 0 | 0 | 0
1303 | 0 | 0 | 0 | 0 | 0 | 0
1304 | 0.084304 | 0.052498 | 0.09832 | 0.028843 | 0.086774 | 0.073493
1305 | 0.53026 | 0.32986 | 0.5906 | 0.13884 | 0.54044 | 0.45592
1306 | 0.57995 | 0.37149 | 0.54666 | 0.16677 | 0.58377 | 0.43679
1307 | 0.13703 | 0.09387 | 0.11956 | 0.064661 | 0.14342 | 0.087719
1308 | 0 | 0 | 0 | 0 | 0 | 0
1309 | 0 | 0 | 0 | 0 | 0 | 0
1310 | 0.072458 | 0.033201 | 0.044152 | 0.086454 | 0.061854 | 0.057128
1311 | 0.51001 | 0.25361 | 0.22014 | 0.5291 | 0.40176 | 0.3733
1312 | 0.60175 | 0.33208 | 0.20329 | 0.49829 | 0.50337 | 0.42739
1313 | 0.14412 | 0.083118 | 0.048925 | 0.095731 | 0.11041 | 0.11065
1314 | 0 | 0 | 0 | 0 | 0 | 0
1315 | 0 | 0 | 0 | 0 | 0 | 0
1316 | 0.072122 | 0.046442 | 0.042895 | 0.07212 | 0.07353 | 0.066747
1317 | 0.48903 | 0.32905 | 0.29865 | 0.4786 | 0.4929 | 0.42882
1318 | 0.58445 | 0.38963 | 0.39514 | 0.49346 | 0.55548 | 0.45277
1319 | 0.12841 | 0.098217 | 0.10046 | 0.1061 | 0.12735 | 0.10455
1320 | 0 | 0 | 0 | 0 | 0 | 0
1321 | 0 | 0 | 0 | 0 | 0 | 0
1322 | 0.076706 | 0.039535 | 0.019344 | 0.052361 | 0.078239 | 0.03922
1323 | 0.50302 | 0.24074 | 0.16262 | 0.34337 | 0.53737 | 0.20101
1324 | 0.51988 | 0.32716 | 0.24313 | 0.40987 | 0.61127 | 0.18566
1325 | 0.11883 | 0.099286 | 0.071141 | 0.10637 | 0.13834 | 0.044151
1326 | 0 | 0 | 0 | 0 | 0 | 0
1327 | 0 | 0 | 0 | 0 | 0 | 0
1328 | 0.066371 | 0.050314 | 0.031224 | 0.075031 | 0.063596 | 0.049775
1329 | 0.40991 | 0.33649 | 0.16482 | 0.47781 | 0.3983 | 0.262
1330 | 0.33622 | 0.38791 | 0.15817 | 0.49237 | 0.46463 | 0.20711
1331 | 0.081314 | 0.097879 | 0.045469 | 0.11325 | 0.11274 | 0.042443
1332 | 0 | 0 | 0 | 0 | 0 | 0
1333 | 0 | 0 | 0 | 0 | 0 | 0
1334 | 0.053975 | 0.052742 | 0.076394 | 0.066612 | 0.071096 | 0.03705
1335 | 0.33369 | 0.35359 | 0.41913 | 0.37926 | 0.4634 | 0.25065
1336 | 0.39167 | 0.36446 | 0.28596 | 0.27933 | 0.54107 | 0.30716
1337 | 0.099545 | 0.081656 | 0.052856 | 0.045657 | 0.1216 | 0.086837
1338 | 0 | 0 | 0 | 0 | 0 | 0
1339 | 0 | 0 | 0 | 0 | 0 | 0
1340 | 0.055825 | 0.045418 | 0.05167 | 0.033094 | 0.076999 | 0.055508
1341 | 0.38812 | 0.25502 | 0.36153 | 0.21873 | 0.50391 | 0.41643
1342 | 0.44458 | 0.27402 | 0.42075 | 0.269 | 0.47706 | 0.46597
1343 | 0.087921 | 0.066832 | 0.10785 | 0.073742 | 0.10755 | 0.10529
1344 | 0 | 0 | 0 | 0 | 0 | 0
1345 | 0 | 0 | 0 | 0 | 0 | 0
1346 | 0.071155 | 0.047943 | 0.047425 | 0.032187 | 0.065784 | 0.07405
1347 | 0.45217 | 0.37562 | 0.30582 | 0.21923 | 0.46548 | 0.46523
1348 | 0.45268 | 0.45915 | 0.31957 | 0.26678 | 0.50621 | 0.4552
1349 | 0.097637 | 0.10846 | 0.08444 | 0.06492 | 0.099346 | 0.10434
1350 | 0 | 0 | 0 | 0 | 0 | 0
1351 | 0 | 0 | 0 | 0 | 0 | 0
1352 | 0.075006 | 0.05493 | 0.05095 | 0.050653 | 0.066605 | 0.04279
1353 | 0.4839 | 0.34385 | 0.3653 | 0.39594 | 0.42457 | 0.27975
1354 | 0.46188 | 0.35858 | 0.36435 | 0.46606 | 0.45699 | 0.29069
1355 | 0.10462 | 0.081437 | 0.064102 | 0.099595 | 0.11358 | 0.070121
1356 | 0 | 0 | 0 | 0 | 0 | 0
1357 | 0 | 0 | 0 | 0 | 0 | 0
1358 | 0.072467 | 0.052059 | 0.05765 | 0.071738 | 0.077435 | 0.049955
1359 | 0.48328 | 0.38304 | 0.36355 | 0.49526 | 0.54462 | 0.35786
1360 | 0.50812 | 0.41463 | 0.28959 | 0.48629 | 0.59585 | 0.4105
1361 | 0.11192 | 0.088607 | 0.055698 | 0.093543 | 0.12537 | 0.098143
1362 | 0 | 0 | 0 | 0 | 0 | 0
1363 | 0 | 0 | 0 | 0 | 0 | 0
1364 | 0.066184 | 0.048921 | 0.026172 | 0.049536 | 0.074062 | 0.057919
1365 | 0.48208 | 0.35896 | 0.18974 | 0.34264 | 0.50924 | 0.3645
1366 | 0.50275 | 0.4157 | 0.26215 | 0.31953 | 0.47642 | 0.39569
1367 | 0.099895 | 0.092694 | 0.069901 | 0.055441 | 0.085663 | 0.098102
1368 | 0 | 0 | 0 | 0 | 0 | 0
1369 | 0 | 0 | 0 | 0 | 0 | 0
1370 | 0.067843 | 0.058042 | 0.046789 | 0.026773 | 0.068117 | 0.056132
1371 | 0.46191 | 0.39164 | 0.31402 | 0.1834 | 0.47874 | 0.4081
1372 | 0.45147 | 0.40813 | 0.33025 | 0.18238 | 0.4931 | 0.43875
1373 | 0.088937 | 0.092838 | 0.070313 | 0.037936 | 0.099587 | 0.09605
1374 | 0 | 0 | 0 | 0 | 0 | 0
1375 | 0 | 0 | 0 | 0 | 0 | 0
1376 | 0.047043 | 0.05533 | 0.029895 | 0.021866 | 0.037157 | 0.060027
1377 | 0.31067 | 0.40919 | 0.25984 | 0.1622 | 0.22499 | 0.4189
1378 | 0.36354 | 0.48176 | 0.3353 | 0.18022 | 0.2586 | 0.44192
1379 | 0.089577 | 0.10307 | 0.084673 | 0.037528 | 0.078429 | 0.096234
1380 | 0 | 0 | 0 | 0 | 0 | 0
1381 | 0 | 0 | 0 | 0 | 0 | 0
1382 | 0.059276 | 0.047221 | 0.037703 | 0.027904 | 0.068741 | 0.069376
1383 | 0.44 | 0.28505 | 0.20308 | 0.21318 | 0.50597 | 0.50307
1384 | 0.44782 | 0.27174 | 0.20528 | 0.23141 | 0.52243 | 0.47696
1385 | 0.10243 | 0.061344 | 0.057848 | 0.048655 | 0.080673 | 0.088794
1386 | 0 | 0 | 0 | 0 | 0 | 0
1387 | 0 | 0 | 0 | 0 | 0 | 0
1388 | 0.027466 | 0.044182 | 0.020199 | 0.029587 | 0.041639 | 0.065015
1389 | 0.17558 | 0.32573 | 0.13028 | 0.21442 | 0.32518 | 0.49176
1390 | 0.23291 | 0.35552 | 0.16233 | 0.25725 | 0.3983 | 0.50555
1391 | 0.059892 | 0.075162 | 0.044751 | 0.059594 | 0.090072 | 0.09443
1392 | 0 | 0 | 0 | 0 | 0 | 0
1393 | 0 | 0 | 0 | 0 | 0 | 0
1394 | 0.048747 | 0.038538 | 0.017749 | 0.023265 | 0.054133 | 0.042421
1395 | 0.34774 | 0.25126 | 0.12239 | 0.19052 | 0.44808 | 0.30177
1396 | 0.38459 | 0.22599 | 0.17005 | 0.27252 | 0.41945 | 0.29449
1397 | 0.083692 | 0.037375 | 0.049524 | 0.063117 | 0.091311 | 0.056905
1398 | 0 | 0 | 0 | 0 | 0 | 0
1399 | 0 | 0 | 0 | 0 | 0 | 0
1400 | 0.053452 | 0.019019 | 0.05703 | 0.023165 | 0.062513 | 0.029499
1401 | 0.42223 | 0.19719 | 0.46876 | 0.19138 | 0.48061 | 0.2274
1402 | 0.45603 | 0.33515 | 0.50562 | 0.23968 | 0.55359 | 0.21951
1403 | 0.087525 | 0.08151 | 0.087631 | 0.048492 | 0.11026 | 0.040894
1404 | 0 | 0 | 0 | 0 | 0 | 0
1405 | 0 | 0 | 0 | 0 | 0 | 0
1406 | 0.052699 | 0.03821 | 0.039899 | 0.026513 | 0.065654 | 0.030362
1407 | 0.41906 | 0.29046 | 0.3192 | 0.19561 | 0.52509 | 0.2418
1408 | 0.47375 | 0.33763 | 0.3297 | 0.23959 | 0.58969 | 0.28996
1409 | 0.094951 | 0.075606 | 0.061348 | 0.05525 | 0.11224 | 0.062817
1410 | 0 | 0 | 0 | 0 | 0 | 0
1411 | 0 | 0 | 0 | 0 | 0 | 0
1412 | 0.06236 | 0.046009 | 0.041052 | 0.04238 | 0.060883 | 0.049439
1413 | 0.46818 | 0.40145 | 0.31334 | 0.36173 | 0.48309 | 0.37887
1414 | 0.36243 | 0.50418 | 0.29522 | 0.46555 | 0.52495 | 0.40606
1415 | 0.064436 | 0.10457 | 0.046458 | 0.096147 | 0.1021 | 0.075548
1416 | 0 | 0 | 0 | 0 | 0 | 0
1417 | 0 | 0 | 0 | 0 | 0 | 0
1418 | 0.038446 | 0.076525 | 0.042308 | 0.051716 | 0.059298 | 0.049083
1419 | 0.32876 | 0.57219 | 0.37097 | 0.37635 | 0.46271 | 0.37969
1420 | 0.41507 | 0.54371 | 0.42787 | 0.35201 | 0.38344 | 0.39598
1421 | 0.08719 | 0.098229 | 0.081693 | 0.059732 | 0.071693 | 0.074482
1422 | 0 | 0 | 0 | 0 | 0 | 0
1423 | 0 | 0 | 0 | 0 | 0 | 0
1424 | 0.058741 | 0.05914 | 0.054542 | 0.037376 | 0.045985 | 0.047142
1425 | 0.45313 | 0.43046 | 0.42998 | 0.33293 | 0.34569 | 0.41583
1426 | 0.38547 | 0.40256 | 0.42619 | 0.39272 | 0.38159 | 0.48859
1427 | 0.079569 | 0.074791 | 0.077167 | 0.075629 | 0.074616 | 0.094358
1428 | 0 | 0 | 0 | 0 | 0 | 0
1429 | 0 | 0 | 0 | 0 | 0 | 0
1430 | 0.062357 | 0.064816 | 0.046615 | 0.045072 | 0.031543 | 0.05858
1431 | 0.47914 | 0.47928 | 0.34491 | 0.36122 | 0.28397 | 0.47545
1432 | 0.55311 | 0.44399 | 0.32689 | 0.31039 | 0.34222 | 0.44314
1433 | 0.11047 | 0.078248 | 0.063546 | 0.05154 | 0.068397 | 0.065667
1434 | 0 | 0 | 0 | 0 | 0 | 0
1435 | 0 | 0 | 0 | 0 | 0 | 0
1436 | 0.054237 | 0.056451 | 0.026274 | 0.034213 | 0.036415 | 0.041846
1437 | 0.45348 | 0.45696 | 0.27181 | 0.26432 | 0.3267 | 0.37473
1438 | 0.53562 | 0.42676 | 0.40051 | 0.32167 | 0.25895 | 0.45414
1439 | 0.092238 | 0.071545 | 0.085779 | 0.075269 | 0.032491 | 0.092457
1440 | 0 | 0 | 0 | 0 | 0 | 0
1441 | 0 | 0 | 0 | 0 | 0 | 0
1442 | 0.051367 | 0.03571 | 0.053283 | 0.048077 | 0.037886 | 0.062444
1443 | 0.42426 | 0.33847 | 0.41163 | 0.40695 | 0.31178 | 0.52762
1444 | 0.47459 | 0.4189 | 0.37924 | 0.41675 | 0.33125 | 0.54388
1445 | 0.065505 | 0.087879 | 0.064358 | 0.073307 | 0.061488 | 0.095182
1446 | 0 | 0 | 0 | 0 | 0 | 0
1447 | 0 | 0 | 0 | 0 | 0 | 0
1448 | 0.053143 | 0.046784 | 0.019104 | 0.050674 | 0.045068 | 0.039867
1449 | 0.44853 | 0.40296 | 0.14036 | 0.40161 | 0.41333 | 0.32971
1450 | 0.43474 | 0.40671 | 0.12286 | 0.39114 | 0.45325 | 0.32069
1451 | 0.068937 | 0.066913 | 0.017993 | 0.068703 | 0.075795 | 0.054916
1452 | 0 | 0 | 0 | 0 | 0 | 0
1453 | 0 | 0 | 0 | 0 | 0 | 0
1454 | 0.040486 | 0.04159 | 0.011572 | 0.031719 | 0.052019 | 0.047583
1455 | 0.36604 | 0.39947 | 0.10722 | 0.20072 | 0.4397 | 0.41265
1456 | 0.27256 | 0.40536 | 0.1508 | 0.16586 | 0.34394 | 0.39925
1457 | 0.034646 | 0.068743 | 0.032617 | 0.027598 | 0.04875 | 0.066447
1458 | 0 | 0 | 0 | 0 | 0 | 0
1459 | 0 | 0 | 0 | 0 | 0 | 0
1460 | 0.030644 | 0.038083 | 0.032799 | 0.028832 | 0.04639 | 0.042426
1461 | 0.25082 | 0.33828 | 0.24372 | 0.23578 | 0.38523 | 0.31226
1462 | 0.22523 | 0.32932 | 0.25681 | 0.26758 | 0.38568 | 0.26106
1463 | 0.055483 | 0.047165 | 0.047236 | 0.050309 | 0.074111 | 0.034913
1464 | 0 | 0 | 0 | 0 | 0 | 0
1465 | 0 | 0 | 0 | 0 | 0 | 0
1466 | 0.049272 | 0.038886 | 0.047709 | 0.042542 | 0.041118 | 0.029246
1467 | 0.43515 | 0.30836 | 0.39653 | 0.37094 | 0.35665 | 0.27254
1468 | 0.48813 | 0.29793 | 0.38464 | 0.36038 | 0.38327 | 0.33646
1469 | 0.091109 | 0.040074 | 0.058697 | 0.053967 | 0.075608 | 0.054044
1470 | 0 | 0 | 0 | 0 | 0 | 0
1471 | 0 | 0 | 0 | 0 | 0 | 0
1472 | 0.047358 | 0.048246 | 0.025386 | 0.042225 | 0.04076 | 0.031604
1473 | 0.44319 | 0.45175 | 0.20569 | 0.39851 | 0.37276 | 0.27333
1474 | 0.49987 | 0.47677 | 0.19535 | 0.41635 | 0.39107 | 0.26718
1475 | 0.083882 | 0.075146 | 0.024134 | 0.058904 | 0.065046 | 0.036825
1476 | 0 | 0 | 0 | 0 | 0 | 0
1477 | 0 | 0 | 0 | 0 | 0 | 0
1478 | 0.041548 | 0.056212 | 0.037383 | 0.032163 | 0.034815 | 0.043138
1479 | 0.36714 | 0.48302 | 0.38749 | 0.27672 | 0.26606 | 0.33037
1480 | 0.35263 | 0.44958 | 0.43868 | 0.23991 | 0.29271 | 0.30517
1481 | 0.050828 | 0.064012 | 0.068153 | 0.030129 | 0.04921 | 0.051304
1482 | 0 | 0 | 0 | 0 | 0 | 0
1483 | 0 | 0 | 0 | 0 | 0 | 0
1484 | 0.038076 | 0.056474 | 0.02495 | 0.036574 | 0.033431 | 0.030967
1485 | 0.35344 | 0.46175 | 0.25248 | 0.38399 | 0.31807 | 0.32785
1486 | 0.37217 | 0.38439 | 0.30478 | 0.37682 | 0.3617 | 0.37063
1487 | 0.061118 | 0.048786 | 0.046439 | 0.051242 | 0.05579 | 0.058507
1488 | 0 | 0 | 0 | 0 | 0 | 0
1489 | 0 | 0 | 0 | 0 | 0 | 0
1490 | 0.030736 | 0.032503 | 0.019287 | 0.042762 | 0.030857 | 0.022936
1491 | 0.29642 | 0.28913 | 0.1497 | 0.35935 | 0.24072 | 0.2083
1492 | 0.30607 | 0.27258 | 0.14149 | 0.35358 | 0.21925 | 0.24402
1493 | 0.040924 | 0.036033 | 0.023743 | 0.0483 | 0.03804 | 0.044943
1494 | 0 | 0 | 0 | 0 | 0 | 0
1495 | 0 | 0 | 0 | 0 | 0 | 0
1496 | 0.022315 | 0.031582 | 0.0284 | 0.023308 | 0.033856 | 0.036637
1497 | 0.23 | 0.34217 | 0.33486 | 0.22376 | 0.32195 | 0.34716
1498 | 0.28898 | 0.41768 | 0.34914 | 0.2519 | 0.35166 | 0.36668
1499 | 0.058912 | 0.07066 | 0.048661 | 0.039693 | 0.065436 | 0.054225
1500 | 0 | 0 | 0 | 0 | 0 | 0
1501 | 0 | 0 | 0 | 0 | 0 | 0
1502 | 0.042053 | 0.045234 | 0.025169 | 0.024797 | 0.037188 | 0.030255
1503 | 0.36123 | 0.35195 | 0.30248 | 0.22635 | 0.38462 | 0.26081
1504 | 0.35887 | 0.33811 | 0.40069 | 0.30448 | 0.46667 | 0.26199
1505 | 0.057433 | 0.050804 | 0.060093 | 0.052707 | 0.075774 | 0.037937
1506 | 0 | 0 | 0 | 0 | 0 | 0
1507 | 0 | 0 | 0 | 0 | 0 | 0
1508 | 0.044196 | 0.027465 | 0.021325 | 0.041413 | 0.041189 | 0.023611
1509 | 0.43567 | 0.24947 | 0.20334 | 0.39645 | 0.4248 | 0.22859
1510 | 0.45224 | 0.2163 | 0.21619 | 0.41489 | 0.4405 | 0.25756
1511 | 0.075333 | 0.024947 | 0.034174 | 0.060086 | 0.058077 | 0.039705
1512 | 0 | 0 | 0 | 0 | 0 | 0
1513 | 0 | 0 | 0 | 0 | 0 | 0
1514 | 0.042954 | 0.033787 | 0.034451 | 0.041365 | 0.029149 | 0.042376
1515 | 0.46159 | 0.37817 | 0.38624 | 0.36649 | 0.31724 | 0.38178
1516 | 0.51393 | 0.35555 | 0.44268 | 0.29239 | 0.31842 | 0.31924
1517 | 0.07695 | 0.043087 | 0.065358 | 0.030662 | 0.040912 | 0.038219
1518 | 0 | 0 | 0 | 0 | 0 | 0
1519 | 0 | 0 | 0 | 0 | 0 | 0
1520 | 0.022143 | 0.031378 | 0.047067 | 0.021086 | 0.033608 | 0.029212
1521 | 0.2121 | 0.29764 | 0.45379 | 0.2109 | 0.37794 | 0.30052
1522 | 0.19714 | 0.28911 | 0.41278 | 0.17229 | 0.30951 | 0.29941
1523 | 0.030006 | 0.031741 | 0.051551 | 0.015196 | 0.041261 | 0.037436
1524 | 0 | 0 | 0 | 0 | 0 | 0
1525 | 0 | 0 | 0 | 0 | 0 | 0
1526 | 0.023925 | 0.033134 | 0.020892 | 0.015641 | 0.022584 | 0.033484
1527 | 0.25289 | 0.34314 | 0.23738 | 0.19125 | 0.23544 | 0.37948
1528 | 0.25323 | 0.33559 | 0.20302 | 0.24559 | 0.24544 | 0.35079
1529 | 0.033036 | 0.047442 | 0.026538 | 0.040157 | 0.030905 | 0.036218
1530 | 0 | 0 | 0 | 0 | 0 | 0
1531 | 0 | 0 | 0 | 0 | 0 | 0
1532 | 0.018503 | 0.043735 | 0.036227 | 0.034838 | 0.01669 | 0.011756
1533 | 0.20794 | 0.50187 | 0.3938 | 0.37124 | 0.20859 | 0.17431
1534 | 0.16993 | 0.51606 | 0.38471 | 0.3917 | 0.25172 | 0.31204
1535 | 0.01907 | 0.066165 | 0.05182 | 0.049207 | 0.035068 | 0.051088
1536 | 0 | 0 | 0 | 0 | 0 | 0
1537 | 0 | 0 | 0 | 0 | 0 | 0
1538 | 0.023693 | 0.039568 | 0.037119 | 0.014768 | 0.03055 | 0.030603
1539 | 0.26596 | 0.378 | 0.44271 | 0.15334 | 0.2918 | 0.37999
1540 | 0.29738 | 0.35457 | 0.46242 | 0.15917 | 0.24767 | 0.46044
1541 | 0.043787 | 0.043 | 0.059579 | 0.019718 | 0.028199 | 0.060484
1542 | 0 | 0 | 0 | 0 | 0 | 0
1543 | 0 | 0 | 0 | 0 | 0 | 0
1544 | 0.03068 | 0.045257 | 0.034337 | 0.011923 | 0.029765 | 0.041732
1545 | 0.28442 | 0.49189 | 0.44371 | 0.11559 | 0.2942 | 0.47622
1546 | 0.18356 | 0.48696 | 0.49106 | 0.10894 | 0.2403 | 0.48709
1547 | 0.024357 | 0.062032 | 0.062495 | 0.01602 | 0.030604 | 0.061728
1548 | 0 | 0 | 0 | 0 | 0 | 0
1549 | 0 | 0 | 0 | 0 | 0 | 0
1550 | 0.01861 | 0.049345 | 0.023312 | 0.014592 | 0.02443 | 0.02996
1551 | 0.18618 | 0.52308 | 0.34995 | 0.17318 | 0.29817 | 0.33255
1552 | 0.14443 | 0.47784 | 0.43442 | 0.19511 | 0.26841 | 0.23666
1553 | 0.01982 | 0.052861 | 0.056226 | 0.030026 | 0.03265 | 0.016852
1554 | 0 | 0 | 0 | 0 | 0 | 0
1555 | 0 | 0 | 0 | 0 | 0 | 0
1556 | 0 | 0.037611 | 0.027646 | 0.016698 | 0.031955 | 0.031329
1557 | 0.090338 | 0.41989 | 0.43043 | 0.21573 | 0.4106 | 0.39852
1558 | 0.10185 | 0.41939 | 0.49345 | 0.25075 | 0.46411 | 0.43818
1559 | 0.01383 | 0.050362 | 0.058627 | 0.03319 | 0.059082 | 0.056635
1560 | 0 | 0 | 0 | 0 | 0 | 0
1561 | 0 | 0 | 0 | 0 | 0 | 0
1562 | 0.011542 | 0.045855 | 0.025446 | 0.013499 | 0.036707 | 0.03171
1563 | 0.15717 | 0.50265 | 0.389 | 0.16329 | 0.46716 | 0.3967
1564 | 0.20496 | 0.45855 | 0.41192 | 0.16052 | 0.51107 | 0.41016
1565 | 0.021206 | 0.051881 | 0.045551 | 0.018731 | 0.060663 | 0.047212
1566 | 0 | 0 | 0 | 0 | 0 | 0
1567 | 0 | 0 | 0 | 0 | 0 | 0
1568 | 0.025646 | 0.045919 | 0.040647 | 0.018988 | 0.035591 | 0
1569 | 0.34399 | 0.53488 | 0.48528 | 0.25786 | 0.4537 | 0.08278
1570 | 0.31974 | 0.50445 | 0.46094 | 0.25712 | 0.47227 | 0.081228
1571 | 0.035427 | 0.058504 | 0.052678 | 0.026465 | 0.052937 | 0.011465
1572 | 0 | 0 | 0 | 0 | 0 | 0
1573 | 0 | 0 | 0 | 0 | 0 | 0
1574 | 0.025013 | 0.046787 | 0.021709 | 0.022654 | 0.025952 | 0.018025
1575 | 0.34093 | 0.54744 | 0.26085 | 0.33688 | 0.30079 | 0.23466
1576 | 0.38918 | 0.51151 | 0.26261 | 0.3717 | 0.21746 | 0.24657
1577 | 0.045694 | 0.058647 | 0.032112 | 0.045109 | 0.022738 | 0.035468
1578 | 0 | 0 | 0 | 0 | 0 | 0
1579 | 0 | 0 | 0 | 0 | 0 | 0
1580 | 0.031477 | 0.038983 | 0 | 0.031824 | 0.018242 | 0.011092
1581 | 0.41323 | 0.48109 | 0.11822 | 0.42578 | 0.27255 | 0.17539
1582 | 0.43954 | 0.4629 | 0.17432 | 0.3883 | 0.26995 | 0.22223
1583 | 0.04615 | 0.053031 | 0.027965 | 0.037355 | 0.024711 | 0.03038
1584 | 0 | 0 | 0 | 0 | 0 | 0
1585 | 0 | 0 | 0 | 0 | 0 | 0
1586 | 0.025259 | 0.044458 | 0.017582 | 0.016946 | 0.029399 | 0.01296
1587 | 0.34817 | 0.55187 | 0.27578 | 0.24755 | 0.40213 | 0.19909
1588 | 0.35615 | 0.52207 | 0.3283 | 0.2339 | 0.42865 | 0.21851
1589 | 0.037822 | 0.058105 | 0.043901 | 0.024242 | 0.044989 | 0.025987
1590 | 0 | 0 | 0 | 0 | 0 | 0
1591 | 0 | 0 | 0 | 0 | 0 | 0
1592 | 0.024625 | 0.042356 | 0.024696 | 0.012804 | 0.031434 | 0.016137
1593 | 0.31975 | 0.5411 | 0.4316 | 0.22399 | 0.44093 | 0.25078
1594 | 0.32815 | 0.50658 | 0.47912 | 0.28399 | 0.48095 | 0.2621
1595 | 0.035643 | 0.05522 | 0.053661 | 0.035868 | 0.048487 | 0.028079
1596 | 0 | 0 | 0 | 0 | 0 | 0
1597 | 0 | 0 | 0 | 0 | 0 | 0
1598 | 0.022217 | 0.026504 | 0.020807 | 0.013028 | 0.030175 | 0
1599 | 0.31841 | 0.37212 | 0.36005 | 0.19595 | 0.41487 | 0.080107
1600 | 0.31442 | 0.32737 | 0.42287 | 0.20173 | 0.43055 | 0.084804
1601 | 0.02967 | 0.028588 | 0.049194 | 0.022507 | 0.036879 | 0.01191
1602 | 0 | 0 | 0 | 0 | 0 | 0
1603 | 0 | 0 | 0 | 0 | 0 | 0
1604 | 0.020906 | 0.018867 | 0.021624 | 0 | 0.0229 | 0.010872
1605 | 0.29169 | 0.32501 | 0.41348 | 0.17928 | 0.33841 | 0.22706
1606 | 0.28926 | 0.37305 | 0.47431 | 0.23058 | 0.33393 | 0.32102
1607 | 0.023782 | 0.038423 | 0.051698 | 0.030463 | 0.030873 | 0.041863
1608 | 0 | 0 | 0 | 0 | 0 | 0
1609 | 0 | 0 | 0 | 0 | 0 | 0
1610 | 0.012743 | 0 | 0.023188 | 0 | 0.024051 | 0.019685
1611 | 0.19594 | 0.098032 | 0.3963 | 0.20001 | 0.35789 | 0.33692
1612 | 0.20523 | 0.13791 | 0.43547 | 0.26769 | 0.32684 | 0.34579
1613 | 0.015653 | 0.019946 | 0.045063 | 0.032986 | 0.024677 | 0.039705
1614 | 0 | 0 | 0 | 0 | 0 | 0
1615 | 0 | 0 | 0 | 0 | 0 | 0
1616 | 0 | 0 | 0.018567 | 0.014898 | 0.015324 | 0.024358
1617 | 0.16551 | 0.21469 | 0.30748 | 0.27183 | 0.21102 | 0.40339
1618 | 0.17088 | 0.29116 | 0.29483 | 0.30522 | 0.15374 | 0.32335
1619 | 0.014681 | 0.032978 | 0.026006 | 0.035677 | 0 | 0.031755
1620 | 0 | 0 | 0 | 0 | 0 | 0
1621 | 0 | 0 | 0 | 0 | 0 | 0
1622 | 0.012276 | 0.016395 | 0 | 0.016605 | 0.012681 | 0
1623 | 0.18003 | 0.33969 | 0.069248 | 0.31817 | 0.21134 | 0.17015
1624 | 0.17083 | 0.42698 | 0.080055 | 0.35836 | 0.17557 | 0.14233
1625 | 0.014324 | 0.04355 | 0.010271 | 0.039932 | 0.012502 | 0.013255
1626 | 0 | 0 | 0 | 0 | 0 | 0
1627 | 0 | 0 | 0 | 0 | 0 | 0
1628 | 0.01655 | 0 | 0 | 0.018182 | 0.018997 | 0
1629 | 0.24902 | 0.17775 | 0.085652 | 0.35364 | 0.27727 | 0.12262
1630 | 0.23362 | 0.23001 | 0.090316 | 0.34944 | 0.24863 | 0.11564
1631 | 0.016813 | 0.024002 | 0 | 0.032226 | 0.018835 | 0.010456
1632 | 0 | 0 | 0 | 0 | 0 | 0
1633 | 0 | 0 | 0 | 0 | 0 | 0
1634 | 0.015591 | 0 | 0.01397 | 0.01505 | 0.016218 | 0
1635 | 0.26502 | 0.095401 | 0.27256 | 0.32306 | 0.28181 | 0.13016
1636 | 0.27798 | 0.10526 | 0.22901 | 0.35341 | 0.25276 | 0.1849
1637 | 0.023079 | 0 | 0.013657 | 0.036651 | 0.022152 | 0.021744
1638 | 0 | 0 | 0 | 0 | 0 | 0
1639 | 0 | 0 | 0 | 0 | 0 | 0
1640 | 0.022585 | 0 | 0.022083 | 0.028537 | 0.02391 | 0.017398
1641 | 0.39287 | 0.20763 | 0.37298 | 0.46988 | 0.39987 | 0.27536
1642 | 0.44907 | 0.27159 | 0.40959 | 0.46843 | 0.4462 | 0.32582
1643 | 0.033613 | 0.020165 | 0.031671 | 0.037358 | 0.034569 | 0.029374
1644 | 0 | 0 | 0 | 0 | 0 | 0
1645 | 0 | 0 | 0 | 0 | 0 | 0
1646 | 0 | 0.010449 | 0.014167 | 0.03083 | 0.023857 | 0.024628
1647 | 0.10648 | 0.12459 | 0.21106 | 0.50829 | 0.39219 | 0.39877
1648 | 0.14312 | 0.10651 | 0.15719 | 0.49756 | 0.4063 | 0.37315
1649 | 0.01479 | 0 | 0 | 0.035817 | 0.028844 | 0.025691
1650 | 0 | 0 | 0 | 0 | 0 | 0
1651 | 0 | 0 | 0 | 0 | 0 | 0
1652 | 0.026426 | 0 | 0.011168 | 0.027394 | 0.021617 | 0.017188
1653 | 0.43544 | 0.19044 | 0.19414 | 0.47517 | 0.37335 | 0.3085
1654 | 0.46431 | 0.25075 | 0.20827 | 0.46408 | 0.3891 | 0.32861
1655 | 0.03341 | 0.017252 | 0.014297 | 0.031902 | 0.027949 | 0.026615
1656 | 0 | 0 | 0 | 0 | 0 | 0
1657 | 0 | 0 | 0 | 0 | 0 | 0
1658 | 0.01629 | 0.020816 | 0.016351 | 0.016581 | 0.011069 | 0.019481
1659 | 0.26654 | 0.33926 | 0.29059 | 0.3044 | 0.1623 | 0.38596
1660 | 0.25762 | 0.30164 | 0.31101 | 0.28989 | 0.15885 | 0.40013
1661 | 0.018896 | 0.014637 | 0.021364 | 0.016949 | 0.01293 | 0.028997
1662 | 0 | 0 | 0 | 0 | 0 | 0
1663 | 0 | 0 | 0 | 0 | 0 | 0
1664 | 0.012456 | 0.013036 | 0 | 0 | 0 | 0.019617
1665 | 0.2635 | 0.19159 | 0.17299 | 0.12103 | 0.18138 | 0.38502
1666 | 0.25895 | 0.18323 | 0.17696 | 0.1529 | 0.19787 | 0.39831
1667 | 0.019708 | 0.011628 | 0 | 0.011638 | 0.013091 | 0.029727
1668 | 0 | 0 | 0 | 0 | 0 | 0
1669 | 0 | 0 | 0 | 0 | 0 | 0
1670 | 0.013051 | 0.016113 | 0 | 0 | 0.010165 | 0.021814
1671 | 0.21645 | 0.31284 | 0.14129 | 0.19613 | 0.2124 | 0.44089
1672 | 0.25137 | 0.31911 | 0.19121 | 0.24313 | 0.26765 | 0.45224
1673 | 0.018266 | 0.022963 | 0.012429 | 0.021104 | 0.021704 | 0.031974
1674 | 0 | 0 | 0 | 0 | 0 | 0
1675 | 0 | 0 | 0 | 0 | 0 | 0
1676 | 0 | 0.018957 | 0.03012 | 0.011778 | 0.012673 | 0.023918
1677 | 0.19547 | 0.35161 | 0.52766 | 0.25369 | 0.27425 | 0.47512
1678 | 0.21201 | 0.32088 | 0.52594 | 0.23871 | 0.2724 | 0.47435
1679 | 0.015686 | 0.01723 | 0.034243 | 0.016282 | 0.01857 | 0.031979
1680 | 0 | 0 | 0 | 0 | 0 | 0
1681 | 0 | 0 | 0 | 0 | 0 | 0
1682 | 0.016419 | 0 | 0.03102 | 0.010721 | 0.010463 | 0.018197
1683 | 0.30891 | 0.10188 | 0.52724 | 0.24826 | 0.21071 | 0.37563
1684 | 0.27276 | 0.090559 | 0.46331 | 0.26502 | 0.17206 | 0.35343
1685 | 0.014721 | 0 | 0.026606 | 0.019668 | 0.010337 | 0.018854
1686 | 0 | 0 | 0 | 0 | 0 | 0
1687 | 0 | 0 | 0 | 0 | 0 | 0
1688 | 0 | 0 | 0.015625 | 0.01214 | 0 | 0
1689 | 0.17146 | 0.081136 | 0.32278 | 0.28121 | 0.24021 | 0.14804
1690 | 0.21218 | 0.072607 | 0.28363 | 0.30196 | 0.24212 | 0.17989
1691 | 0.014941 | 0 | 0.01182 | 0.021266 | 0.016117 | 0.01437
1692 | 0 | 0 | 0 | 0 | 0 | 0
1693 | 0 | 0 | 0 | 0 | 0 | 0
1694 | 0.014679 | 0.011719 | 0 | 0.01478 | 0.010923 | 0
1695 | 0.31368 | 0.28496 | 0.18423 | 0.33476 | 0.2983 | 0.15111
1696 | 0.26834 | 0.30358 | 0.23308 | 0.36761 | 0.27254 | 0.24102
1697 | 0.016537 | 0.0153 | 0.01596 | 0.025705 | 0.01401 | 0.018462
1698 | 0 | 0 | 0 | 0 | 0 | 0
1699 | 0 | 0 | 0 | 0 | 0 | 0
1700 | 0.014893 | 0 | 0 | 0.016503 | 0 | 0
1701 | 0.32259 | 0.21075 | 0.16574 | 0.37305 | 0.21753 | 0.19987
1702 | 0.27806 | 0.27864 | 0.16171 | 0.3561 | 0.19688 | 0.16856
1703 | 0.012931 | 0.01631 | 0 | 0.017917 | 0.010073 | 0
1704 | 0 | 0 | 0 | 0 | 0 | 0
1705 | 0 | 0 | 0 | 0 | 0 | 0
1706 | 0 | 0 | 0 | 0 | 0 | 0
1707 | 0.17145 | 0.17078 | 0.18675 | 0.12097 | 0.11113 | 0.14267
1708 | 0.18085 | 0.13297 | 0.20577 | 0.081412 | 0.12968 | 0.18097
1709 | 0.010967 | 0 | 0.010662 | 0 | 0 | 0.01214
1710 | 0 | 0 | 0 | 0 | 0 | 0
1711 | 0 | 0 | 0 | 0 | 0 | 0
1712 | 0 | 0 | 0 | 0.010783 | 0 | 0.013996
1713 | 0.21209 | 0.10144 | 0.059567 | 0.2757 | 0.28108 | 0.36187
1714 | 0.23537 | 0.076713 | 0.04252 | 0.30381 | 0.34186 | 0.3796
1715 | 0.014496 | 0 | 0 | 0.020574 | 0.020581 | 0.021815
1716 | 0 | 0 | 0 | 0 | 0 | 0
1717 | 0 | 0 | 0 | 0 | 0 | 0
1718 | 0 | 0 | 0.010306 | 0.011466 | 0.013196 | 0.010316
1719 | 0.14646 | 0.22801 | 0.28611 | 0.2393 | 0.36187 | 0.25668
1720 | 0.13971 | 0.28482 | 0.3145 | 0.21041 | 0.38594 | 0.22472
1721 | 0 | 0.015244 | 0.017954 | 0.0104 | 0.020562 | 0
1722 | 0 | 0 | 0 | 0 | 0 | 0
1723 | 0 | 0 | 0 | 0 | 0 | 0
1724 | 0 | 0.010274 | 0.012348 | 0 | 0 | 0
1725 | 0.1474 | 0.28427 | 0.33192 | 0.083586 | 0.26411 | 0.22376
1726 | 0.16925 | 0.30285 | 0.28714 | 0.097675 | 0.28514 | 0.26513
1727 | 0 | 0.019225 | 0.011437 | 0 | 0.014605 | 0.015274
1728 | 0 | 0 | 0 | 0 | 0 | 0
1729 | 0 | 0 | 0 | 0 | 0 | 0
1730 | 0 | 0.011772 | 0 | 0 | 0 | 0.014461
1731 | 0.18038 | 0.35075 | 0.17242 | 0.082473 | 0.31232 | 0.40716
1732 | 0.22248 | 0.37911 | 0.21669 | 0.12186 | 0.29415 | 0.41887
1733 | 0.011131 | 0.018757 | 0.01287 | 0 | 0.013155 | 0.020813
1734 | 0 | 0 | 0 | 0 | 0 | 0
1735 | 0 | 0 | 0 | 0 | 0 | 0
1736 | 0 | 0 | 0.010345 | 0 | 0 | 0.015014
1737 | 0.26801 | 0.25221 | 0.38436 | 0.14693 | 0.14162 | 0.4136
1738 | 0.27439 | 0.19562 | 0.44492 | 0.13535 | 0.15428 | 0.43102
1739 | 0.014737 | 0 | 0.02178 | 0 | 0 | 0.021457
1740 | 0 | 0 | 0 | 0 | 0 | 0
1741 | 0 | 0 | 0 | 0 | 0 | 0
1742 | 0 | 0 | 0 | 0 | 0 | 0.012962
1743 | 0.34848 | 0.10854 | 0.22018 | 0.073751 | 0.20981 | 0.34456
1744 | 0.38074 | 0.17879 | 0.15624 | 0.060315 | 0.2097 | 0.31654
1745 | 0.018136 | 0.012543 | 0 | 0 | 0 | 0.013182
1746 | 0 | 0 | 0 | 0 | 0 | 0
1747 | 0 | 0 | 0 | 0 | 0 | 0
1748 | 0 | 0 | 0 | 0 | 0 | 0
1749 | 0.1938 | 0.14703 | 0.28892 | 0.13735 | 0.16124 | 0.17484
1750 | 0.22079 | 0.2119 | 0.31584 | 0.12243 | 0.13518 | 0.27199
1751 | 0.012128 | 0.01375 | 0.013915 | 0 | 0 | 0.01611
1752 | 0 | 0 | 0 | 0 | 0 | 0
1753 | 0 | 0 | 0 | 0 | 0 | 0
1754 | 0 | 0 | 0 | 0 | 0 | 0.012622
1755 | 0.14154 | 0.28389 | 0.068613 | 0.073959 | 0.082826 | 0.39345
1756 | 0.16352 | 0.30757 | 0.077622 | 0.075902 | 0.10043 | 0.40284
1757 | 0 | 0.012632 | 0 | 0 | 0 | 0.01705
1758 | 0 | 0 | 0 | 0 | 0 | 0
1759 | 0 | 0 | 0 | 0 | 0 | 0
1760 | 0 | 0 | 0 | 0 | 0 | 0
1761 | 0.23258 | 0.23775 | 0.1046 | 0.12929 | 0.18268 | 0.21282
1762 | 0.23043 | 0.19103 | 0.13063 | 0.2181 | 0.15758 | 0.22153
1763 | 0.011114 | 0 | 0 | 0.013645 | 0 | 0
1764 | 0 | 0 | 0 | 0 | 0 | 0
1765 | 0 | 0 | 0 | 0 | 0 | 0
1766 | 0 | 0 | 0 | 0 | 0 | 0
1767 | 0.22926 | 0.050311 | 0.077482 | 0.14263 | 0.27941 | 0.21729
1768 | 0.2586 | 0.0487 | 0.099641 | 0.17983 | 0.31719 | 0.24971
1769 | 0.013285 | 0 | 0 | 0 | 0.012888 | 0.010656
1770 | 0 | 0 | 0 | 0 | 0 | 0
1771 | 0 | 0 | 0 | 0 | 0 | 0
1772 | 0 | 0 | 0 | 0 | 0 | 0
1773 | 0.13374 | 0.18776 | 0.15109 | 0.31534 | 0.35552 | 0.33505
1774 | 0.20449 | 0.25531 | 0.19974 | 0.37704 | 0.3901 | 0.39417
1775 | 0.011031 | 0.012243 | 0 | 0.014336 | 0.014271 | 0.01627
1776 | 0 | 0 | 0 | 0 | 0 | 0
1777 | 0 | 0 | 0 | 0 | 0 | 0
1778 | 0 | 0 | 0 | 0 | 0 | 0
1779 | 0.10139 | 0.20224 | 0.040161 | 0.14056 | 0.20603 | 0.29324
1780 | 0.068795 | 0.22958 | 0.051309 | 0.16982 | 0.23464 | 0.22613
1781 | 0 | 0 | 0 | 0 | 0 | 0
1782 | 0 | 0 | 0 | 0 | 0 | 0
1783 | 0 | 0 | 0 | 0 | 0 | 0
1784 | 0 | 0 | 0 | 0 | 0 | 0
1785 | 0.12965 | 0.14023 | 0.073443 | 0.38427 | 0.31291 | 0.23683
1786 | 0.14128 | 0.16262 | 0.15208 | 0.36547 | 0.33376 | 0.30704
1787 | 0 | 0 | 0 | 0.01096 | 0.010941 | 0.013206
1788 | 0 | 0 | 0 | 0 | 0 | 0
1789 | 0 | 0 | 0 | 0 | 0 | 0
1790 | 0 | 0 | 0 | 0 | 0 | 0
1791 | 0.082936 | 0.094951 | 0.1819 | 0.26075 | 0.28144 | 0.17719
1792 | 0.078887 | 0.12937 | 0.13576 | 0.29456 | 0.30729 | 0.17671
1793 | 0 | 0 | 0 | 0.010871 | 0.010286 | 0
1794 | 0 | 0 | 0 | 0 | 0 | 0
1795 | 0 | 0 | 0 | 0 | 0 | 0
1796 | 0 | 0 | 0 | 0 | 0 | 0
1797 | 0.20706 | 0.2295 | 0.15075 | 0.11533 | 0.22911 | 0.05858
1798 | 0.22993 | 0.29387 | 0.1677 | 0.090978 | 0.29094 | 0.051968
1799 | 0 | 0.011532 | 0 | 0 | 0 | 0
1800 | 0 | 0 | 0 | 0 | 0 | 0
1801 | 0 | 0 | 0 | 0 | 0 | 0
1802 | 0 | 0 | 0 | 0 | 0 | 0
1803 | 0.20197 | 0.26285 | 0.13632 | 0.060114 | 0.19389 | 0.092233
1804 | 0.19243 | 0.3023 | 0.14314 | 0.091502 | 0.21896 | 0.11116
1805 | 0 | 0.012002 | 0 | 0 | 0 | 0
1806 | 0 | 0 | 0 | 0 | 0 | 0
1807 | 0 | 0 | 0 | 0 | 0 | 0
1808 | 0 | 0 | 0 | 0 | 0 | 0
1809 | 0.27176 | 0.35274 | 0.12327 | 0.066257 | 0.11067 | 0.10441
1810 | 0.28895 | 0.39149 | 0.11854 | 0.094442 | 0.10675 | 0.090853
1811 | 0.010117 | 0.011873 | 0 | 0 | 0 | 0
1812 | 0 | 0 | 0 | 0 | 0 | 0
1813 | 0 | 0 | 0 | 0 | 0 | 0
1814 | 0 | 0 | 0 | 0 | 0 | 0
1815 | 0.29426 | 0.3636 | 0.038865 | 0.12085 | 0.15092 | 0.14272
1816 | 0.3004 | 0.38439 | 0.041424 | 0.18525 | 0.17706 | 0.17859
1817 | 0 | 0.011124 | 0 | 0 | 0 | 0
1818 | 0 | 0 | 0 | 0 | 0 | 0
1819 | 0 | 0 | 0 | 0 | 0 | 0
1820 | 0 | 0 | 0 | 0 | 0 | 0
1821 | 0.11491 | 0.288 | 0.06272 | 0.14075 | 0.10709 | 0.065764
1822 | 0.10484 | 0.31926 | 0.079643 | 0.16904 | 0.1483 | 0.070678
1823 | 0 | 0 | 0 | 0 | 0 | 0
1824 | 0 | 0 | 0 | 0 | 0 | 0
1825 | 0 | 0 | 0 | 0 | 0 | 0
1826 | 0 | 0 | 0 | 0 | 0 | 0
1827 | 0.087909 | 0.24532 | 0.19982 | 0.18869 | 0.22926 | 0.19517
1828 | 0.11053 | 0.16119 | 0.21899 | 0.24527 | 0.25747 | 0.24058
1829 | 0 | 0 | 0 | 0 | 0 | 0
1830 | 0 | 0 | 0 | 0 | 0 | 0
1831 | 0 | 0 | 0 | 0 | 0 | 0
1832 | 0 | 0 | 0 | 0 | 0 | 0
1833 | 0.096475 | 0.040251 | 0.15978 | 0.16887 | 0.18227 | 0.21494
1834 | 0.077231 | 0.043365 | 0.18249 | 0.20381 | 0.17332 | 0.18784
1835 | 0 | 0 | 0 | 0 | 0 | 0
1836 | 0 | 0 | 0 | 0 | 0 | 0
1837 | 0 | 0 | 0 | 0 | 0 | 0
1838 | 0 | 0 | 0 | 0 | 0 | 0
1839 | 0.1163 | 0.10035 | 0.19405 | 0.12917 | 0.14944 | 0.30076
1840 | 0.15419 | 0.12918 | 0.19398 | 0.16155 | 0.16377 | 0.3251
1841 | 0 | 0 | 0 | 0 | 0 | 0
1842 | 0 | 0 | 0 | 0 | 0 | 0
1843 | 0 | 0 | 0 | 0 | 0 | 0
1844 | 0 | 0 | 0 | 0 | 0 | 0
1845 | 0.12137 | 0.14347 | 0.32276 | 0.12737 | 0.12697 | 0.31354
1846 | 0.14255 | 0.18592 | 0.31781 | 0.14444 | 0.13005 | 0.30522
1847 | 0 | 0 | 0 | 0 | 0 | 0
1848 | 0 | 0 | 0 | 0 | 0 | 0
1849 | 0 | 0 | 0 | 0 | 0 | 0
1850 | 0 | 0 | 0 | 0 | 0 | 0
1851 | 0.14153 | 0.21412 | 0.24065 | 0.13085 | 0.09733 | 0.15939
1852 | 0.11638 | 0.24024 | 0.21429 | 0.20073 | 0.11698 | 0.26884
1853 | 0 | 0 | 0 | 0 | 0 | 0
1854 | 0 | 0 | 0 | 0 | 0 | 0
1855 | 0 | 0 | 0 | 0 | 0 | 0
1856 | 0 | 0 | 0 | 0 | 0 | 0
1857 | 0.12317 | 0.073608 | 0.12425 | 0.26294 | 0.13054 | 0.14084
1858 | 0.12755 | 0.09811 | 0.16209 | 0.28914 | 0.15537 | 0.13098
1859 | 0 | 0 | 0 | 0 | 0 | 0
1860 | 0 | 0 | 0 | 0 | 0 | 0
1861 | 0 | 0 | 0 | 0 | 0 | 0
1862 | 0 | 0 | 0 | 0 | 0 | 0
1863 | 0.16631 | 0.12235 | 0.17433 | 0.34736 | 0.15204 | 0.15426
1864 | 0.19522 | 0.1046 | 0.22007 | 0.36842 | 0.16068 | 0.21797
1865 | 0 | 0 | 0 | 0 | 0 | 0
1866 | 0 | 0 | 0 | 0 | 0 | 0
1867 | 0 | 0 | 0 | 0 | 0 | 0
1868 | 0 | 0 | 0 | 0 | 0 | 0
1869 | 0.27221 | 0.081338 | 0.238 | 0.13836 | 0.091964 | 0.15543
1870 | 0.30879 | 0.072036 | 0.28663 | 0.1296 | 0.10906 | 0.15827
1871 | 0 | 0 | 0 | 0 | 0 | 0
1872 | 0 | 0 | 0 | 0 | 0 | 0
1873 | 0 | 0 | 0 | 0 | 0 | 0
1874 | 0 | 0 | 0 | 0 | 0 | 0
1875 | 0.086376 | 0.085359 | 0.31819 | 0.27578 | 0.10196 | 0.089408
1876 | 0.084385 | 0.11699 | 0.36879 | 0.30368 | 0.149 | 0.09805
1877 | 0 | 0 | 0 | 0 | 0 | 0
1878 | 0 | 0 | 0 | 0 | 0 | 0
1879 | 0 | 0 | 0 | 0 | 0 | 0
1880 | 0 | 0 | 0 | 0 | 0 | 0
1881 | 0.064221 | 0.11611 | 0.40677 | 0.22068 | 0.164 | 0.12628
1882 | 0.048653 | 0.092042 | 0.39094 | 0.25875 | 0.17042 | 0.13699
1883 | 0 | 0 | 0 | 0 | 0 | 0
1884 | 0 | 0 | 0 | 0 | 0 | 0
1885 | 0 | 0 | 0 | 0 | 0 | 0
1886 | 0 | 0 | 0 | 0 | 0 | 0
1887 | 0.041836 | 0.046908 | 0.30359 | 0.21067 | 0.16734 | 0.20026
1888 | 0.04775 | 0.069995 | 0.29919 | 0.23128 | 0.20641 | 0.21803
1889 | 0 | 0 | 0 | 0 | 0 | 0
1890 | 0 | 0 | 0 | 0 | 0 | 0
1891 | 0 | 0 | 0 | 0 | 0 | 0
1892 | 0 | 0 | 0 | 0 | 0 | 0
1893 | 0.093545 | 0.053713 | 0.18313 | 0.09073 | 0.095619 | 0.25472
1894 | 0.076788 | 0.05146 | 0.20285 | 0.094388 | 0.098681 | 0.30254
1895 | 0 | 0 | 0 | 0 | 0 | 0
1896 | 0 | 0 | 0 | 0 | 0 | 0
1897 | 0 | 0 | 0 | 0 | 0 | 0
1898 | 0 | 0 | 0 | 0 | 0 | 0
1899 | 0.0565 | 0.13753 | 0.072228 | 0.029521 | 0.13924 | 0.33206
1900 | 0.066585 | 0.1397 | 0.077918 | 0.023785 | 0.16919 | 0.35353
1901 | 0 | 0 | 0 | 0 | 0 | 0
1902 | 0 | 0 | 0 | 0 | 0 | 0
1903 | 0 | 0 | 0 | 0 | 0 | 0
1904 | 0 | 0 | 0 | 0 | 0 | 0
1905 | 0.11329 | 0.19117 | 0.19075 | 0.086735 | 0.15607 | 0.26243
1906 | 0.12168 | 0.21091 | 0.16221 | 0.11064 | 0.1591 | 0.28935
1907 | 0 | 0 | 0 | 0 | 0 | 0
1908 | 0 | 0 | 0 | 0 | 0 | 0
1909 | 0 | 0 | 0 | 0 | 0 | 0
1910 | 0 | 0 | 0 | 0 | 0 | 0
1911 | 0.094653 | 0.029951 | 0.033019 | 0.12582 | 0.094923 | 0.079164
1912 | 0.089886 | 0.031611 | 0.038373 | 0.23267 | 0.10728 | 0.084131
1913 | 0 | 0 | 0 | 0 | 0 | 0
1914 | 0 | 0 | 0 | 0 | 0 | 0
1915 | 0 | 0 | 0 | 0 | 0 | 0
1916 | 0 | 0 | 0 | 0 | 0 | 0
1917 | 0.088322 | 0.032516 | 0.096373 | 0.11426 | 0.13853 | 0.089148
1918 | 0.089623 | 0.039274 | 0.12972 | 0.13286 | 0.18053 | 0.10904
1919 | 0 | 0 | 0 | 0 | 0 | 0
1920 | 0 | 0 | 0 | 0 | 0 | 0
1921 | 0 | 0 | 0 | 0 | 0 | 0
1922 | 0 | 0 | 0 | 0 | 0 | 0
1923 | 0.045254 | 0.18665 | 0.087421 | 0.0529 | 0.19645 | 0.19164
1924 | 0.058453 | 0.19537 | 0.075749 | 0.042093 | 0.21695 | 0.22107
1925 | 0 | 0 | 0 | 0 | 0 | 0
1926 | 0 | 0 | 0 | 0 | 0 | 0
1927 | 0 | 0 | 0 | 0 | 0 | 0
1928 | 0 | 0 | 0 | 0 | 0 | 0
1929 | 0.13052 | 0.055468 | 0.041911 | 0.040489 | 0.10948 | 0.093953
1930 | 0.16919 | 0.063077 | 0.045919 | 0.05216 | 0.18329 | 0.10734
1931 | 0 | 0 | 0 | 0 | 0 | 0
1932 | 0 | 0 | 0 | 0 | 0 | 0
1933 | 0 | 0 | 0 | 0 | 0 | 0
1934 | 0 | 0 | 0 | 0 | 0 | 0
1935 | 0.044548 | 0.20703 | 0.046932 | 0.067154 | 0.1262 | 0.053767
1936 | 0.063117 | 0.16239 | 0.054637 | 0.059213 | 0.12799 | 0.057213
1937 | 0 | 0 | 0 | 0 | 0 | 0
1938 | 0 | 0 | 0 | 0 | 0 | 0
1939 | 0 | 0 | 0 | 0 | 0 | 0
1940 | 0 | 0 | 0 | 0 | 0 | 0
1941 | 0.076135 | 0.066759 | 0.035372 | 0.19398 | 0.082944 | 0.071502
1942 | 0.10566 | 0.066272 | 0.038049 | 0.24001 | 0.088566 | 0.071021
1943 | 0 | 0 | 0 | 0 | 0 | 0
1944 | 0 | 0 | 0 | 0 | 0 | 0
1945 | 0 | 0 | 0 | 0 | 0 | 0
1946 | 0 | 0 | 0 | 0 | 0 | 0
1947 | 0.049653 | 0.095734 | 0.1032 | 0.10227 | 0.10676 | 0.2177
1948 | 0.072592 | 0.080503 | 0.1256 | 0.10138 | 0.13995 | 0.27213
1949 | 0 | 0 | 0 | 0 | 0 | 0
1950 | 0 | 0 | 0 | 0 | 0 | 0
1951 | 0 | 0 | 0 | 0 | 0 | 0
1952 | 0 | 0 | 0 | 0 | 0 | 0
1953 | 0.10448 | 0.036872 | 0.051809 | 0.1661 | 0.2332 | 0.13127
1954 | 0.10516 | 0.037683 | 0.067668 | 0.18038 | 0.23098 | 0.10921
1955 | 0 | 0 | 0 | 0 | 0 | 0
1956 | 0 | 0 | 0 | 0 | 0 | 0
1957 | 0 | 0 | 0 | 0 | 0 | 0
1958 | 0 | 0 | 0 | 0 | 0 | 0
1959 | 0.089736 | 0.042888 | 0.14785 | 0.062495 | 0.20879 | 0.076239
1960 | 0.12475 | 0.060368 | 0.12182 | 0.064936 | 0.22755 | 0.082963
1961 | 0 | 0 | 0 | 0 | 0 | 0
1962 | 0 | 0 | 0 | 0 | 0 | 0
1963 | 0 | 0 | 0 | 0 | 0 | 0
1964 | 0 | 0 | 0 | 0 | 0 | 0
1965 | 0.051873 | 0.086468 | 0.047636 | 0.13714 | 0.11293 | 0.21397
1966 | 0.067508 | 0.080185 | 0.074383 | 0.14077 | 0.084971 | 0.21308
1967 | 0 | 0 | 0 | 0 | 0 | 0
1968 | 0 | 0 | 0 | 0 | 0 | 0
1969 | 0 | 0 | 0 | 0 | 0 | 0
1970 | 0 | 0 | 0 | 0 | 0 | 0
1971 | 0.10355 | 0.048827 | 0.036096 | 0.057359 | 0.056003 | 0.11102
1972 | 0.13351 | 0.065968 | 0.051699 | 0.060144 | 0.091909 | 0.071994
1973 | 0 | 0 | 0 | 0 | 0 | 0
1974 | 0 | 0 | 0 | 0 | 0 | 0
1975 | 0 | 0 | 0 | 0 | 0 | 0
1976 | 0 | 0 | 0 | 0 | 0 | 0
1977 | 0.097123 | 0.055316 | 0.10373 | 0.1276 | 0.025756 | 0.027943
1978 | 0.11307 | 0.066604 | 0.12631 | 0.18713 | 0.04067 | 0.029846
1979 | 0 | 0 | 0 | 0 | 0 | 0
1980 | 0 | 0 | 0 | 0 | 0 | 0
1981 | 0 | 0 | 0 | 0 | 0 | 0
1982 | 0 | 0 | 0 | 0 | 0 | 0
1983 | 0.059793 | 0.084394 | 0.027542 | 0.054881 | 0.090141 | 0.10729
1984 | 0.081265 | 0.11506 | 0.038096 | 0.085776 | 0.087155 | 0.102
1985 | 0 | 0 | 0 | 0 | 0 | 0
1986 | 0 | 0 | 0 | 0 | 0 | 0
1987 | 0 | 0 | 0 | 0 | 0 | 0
1988 | 0 | 0 | 0 | 0 | 0 | 0
1989 | 0.038884 | 0.099416 | 0.1561 | 0.046264 | 0.047824 | 0.076277
1990 | 0.038032 | 0.084689 | 0.11037 | 0.063165 | 0.054097 | 0.093954
1991 | 0 | 0 | 0 | 0 | 0 | 0
1992 | 0 | 0 | 0 | 0 | 0 | 0
1993 | 0 | 0 | 0 | 0 | 0 | 0
1994 | 0 | 0 | 0 | 0 | 0 | 0
1995 | 0.064025 | 0.074757 | 0.08766 | 0.10336 | 0.077017 | 0.14513
1996 | 0.083951 | 0.078843 | 0.12552 | 0.16713 | 0.12853 | 0.13225
1997 | 0 | 0 | 0 | 0 | 0 | 0
1998 | 0 | 0 | 0 | 0 | 0 | 0
1999 | 0 | 0 | 0 | 0 | 0 | 0
2000 | 0 | 0 | 0 | 0 | 0 | 0
2001 | 0.13323 | 0.016149 | 0.052187 | 0.072777 | 0.13691 | 0.053694
2002 | 0.18229 | 0.022012 | 0.0448 | 0.10375 | 0.13267 | 0.05333
2003 | 0 | 0 | 0 | 0 | 0 | 0
2004 | 0 | 0 | 0 | 0 | 0 | 0
2005 | 0 | 0 | 0 | 0 | 0 | 0
2006 | 0 | 0 | 0 | 0 | 0 | 0
2007 | 0.20254 | 0.064676 | 0.031636 | 0.13981 | 0.03069 | 0.07316
2008 | 0.23093 | 0.079037 | 0.052897 | 0.19827 | 0.039456 | 0.12386
2009 | 0 | 0 | 0 | 0 | 0 | 0
2010 | 0 | 0 | 0 | 0 | 0 | 0
2011 | 0 | 0 | 0 | 0 | 0 | 0
2012 | 0 | 0 | 0 | 0 | 0 | 0
2013 | 0.15508 | 0.014683 | 0.10738 | 0.10526 | 0.15544 | 0.044831
2014 | 0.20817 | 0.02295 | 0.17491 | 0.12687 | 0.16476 | 0.051904
2015 | 0 | 0 | 0 | 0 | 0 | 0
2016 | 0 | 0 | 0 | 0 | 0 | 0
2017 | 0 | 0 | 0 | 0 | 0 | 0
2018 | 0 | 0 | 0 | 0 | 0 | 0
2019 | 0.10912 | 0.057562 | 0.15619 | 0.06119 | 0.035473 | 0.034315
2020 | 0.11302 | 0.074119 | 0.23027 | 0.11953 | 0.037035 | 0.04125
2021 | 0 | 0 | 0 | 0 | 0 | 0
2022 | 0 | 0 | 0 | 0 | 0 | 0
2023 | 0 | 0 | 0 | 0 | 0 | 0
2024 | 0 | 0 | 0 | 0 | 0 | 0
2025 | 0.06415 | 0.13977 | 0.16164 | 0.033382 | 0.12133 | 0.046522
2026 | 0.092701 | 0.22021 | 0.18662 | 0.03708 | 0.16119 | 0.052875
2027 | 0 | 0 | 0 | 0 | 0 | 0
2028 | 0 | 0 | 0 | 0 | 0 | 0
2029 | 0 | 0 | 0 | 0 | 0 | 0
2030 | 0 | 0 | 0 | 0 | 0 | 0
2031 | 0.048997 | 0.069843 | 0.088163 | 0.019496 | 0.073211 | 0.098516
2032 | 0.067321 | 0.1186 | 0.11359 | 0.018548 | 0.12422 | 0.16518
2033 | 0 | 0 | 0 | 0 | 0 | 0
2034 | 0 | 0 | 0 | 0 | 0 | 0
2035 | 0 | 0 | 0 | 0 | 0 | 0
2036 | 0 | 0 | 0 | 0 | 0 | 0
2037 | 0.1036 | 0.16921 | 0.019088 | 0.093879 | 0.13734 | 0.046712
2038 | 0.10513 | 0.22503 | 0.014885 | 0.081701 | 0.16614 | 0.064385
2039 | 0 | 0 | 0 | 0 | 0 | 0
2040 | 0 | 0 | 0 | 0 | 0 | 0
2041 | 0 | 0 | 0 | 0 | 0 | 0
2042 | 0 | 0 | 0 | 0 | 0 | 0
2043 | 0.061516 | 0.038544 | 0.026827 | 0.021341 | 0.089029 | 0.023975
2044 | 0.060391 | 0.047013 | 0.055419 | 0.024615 | 0.068874 | 0.048108
2045 | 0 | 0 | 0 | 0 | 0 | 0
2046 | 0 | 0 | 0 | 0 | 0 | 0
2047 | 0 | 0 | 0 | 0 | 0 | 0
2048 | 0 | 0 | 0 | 0 | 0 | 0
2049 | 0.026482 | 0.081028 | 0.089295 | 0.15015 | 0.1174 | 0.050862
2050 | 0.032312 | 0.12151 | 0.10904 | 0.20898 | 0.17324 | 0.073114
2051 | 0 | 0 | 0 | 0 | 0 | 0
2052 | 0 | 0 | 0 | 0 | 0 | 0
2053 | 0 | 0 | 0 | 0 | 0 | 0
2054 | 0 | 0 | 0 | 0 | 0 | 0
2055 | 0.016992 | 0.021837 | 0.10711 | 0.22973 | 0.17628 | 0.058481
2056 | 0.025002 | 0.030432 | 0.15191 | 0.29509 | 0.20207 | 0.10084
2057 | 0 | 0 | 0 | 0 | 0 | 0
2058 | 0 | 0 | 0 | 0 | 0 | 0
2059 | 0 | 0 | 0 | 0 | 0 | 0
2060 | 0 | 0 | 0 | 0 | 0 | 0
2061 | 0.01505 | 0.049736 | 0.11783 | 0.14484 | 0.10336 | 0.10855
2062 | 0.017014 | 0.080915 | 0.16246 | 0.15944 | 0.12585 | 0.13924
2063 | 0 | 0 | 0 | 0 | 0 | 0
2064 | 0 | 0 | 0 | 0 | 0 | 0
2065 | 0 | 0 | 0 | 0 | 0 | 0
2066 | 0 | 0 | 0 | 0 | 0 | 0
2067 | 0.027224 | 0.057062 | 0.027542 | 0.040934 | 0.062172 | 0.16384
2068 | 0.042728 | 0.076481 | 0.027479 | 0.053844 | 0.053931 | 0.2148
2069 | 0 | 0 | 0 | 0 | 0 | 0
2070 | 0 | 0 | 0 | 0 | 0 | 0
2071 | 0 | 0 | 0 | 0 | 0 | 0
2072 | 0 | 0 | 0 | 0 | 0 | 0
2073 | 0.11733 | 0.031465 | 0.089044 | 0.058621 | 0.097793 | 0.17189
2074 | 0.16239 | 0.035814 | 0.12355 | 0.078258 | 0.11898 | 0.21887
2075 | 0 | 0 | 0 | 0 | 0 | 0
2076 | 0 | 0 | 0 | 0 | 0 | 0
2077 | 0 | 0 | 0 | 0 | 0 | 0
2078 | 0 | 0 | 0 | 0 | 0 | 0
2079 | 0.174 | 0.029086 | 0.11441 | 0.079215 | 0.05194 | 0.11056
2080 | 0.23561 | 0.043025 | 0.14191 | 0.11155 | 0.059884 | 0.14874
2081 | 0 | 0 | 0 | 0 | 0 | 0
2082 | 0 | 0 | 0 | 0 | 0 | 0
2083 | 0 | 0 | 0 | 0 | 0 | 0
2084 | 0 | 0 | 0 | 0 | 0 | 0
2085 | 0.13471 | 0.038648 | 0.1139 | 0.071431 | 0.038377 | 0.13677
2086 | 0.15285 | 0.052755 | 0.15174 | 0.12333 | 0.044795 | 0.1843
2087 | 0 | 0 | 0 | 0 | 0 | 0
2088 | 0 | 0 | 0 | 0 | 0 | 0
2089 | 0 | 0 | 0 | 0 | 0 | 0
2090 | 0 | 0 | 0 | 0 | 0 | 0
2091 | 0.040583 | 0.0796 | 0.12878 | 0.048412 | 0.045778 | 0.040593
2092 | 0.058684 | 0.11068 | 0.18337 | 0.061942 | 0.070958 | 0.089008
2093 | 0 | 0 | 0 | 0 | 0 | 0
2094 | 0 | 0 | 0 | 0 | 0 | 0
2095 | 0 | 0 | 0 | 0 | 0 | 0
2096 | 0 | 0 | 0 | 0 | 0 | 0
2097 | 0.063822 | 0.082139 | 0.10714 | 0.1301 | 0.087375 | 0.047504
2098 | 0.084335 | 0.099574 | 0.14212 | 0.12291 | 0.12683 | 0.065522
2099 | 0 | 0 | 0 | 0 | 0 | 0
2100 | 0 | 0 | 0 | 0 | 0 | 0
2101 | 0 | 0 | 0 | 0 | 0 | 0
2102 | 0 | 0 | 0 | 0 | 0 | 0
2103 | 0.10401 | 0.14043 | 0.1678 | 0.13943 | 0.14858 | 0.062305
2104 | 0.16214 | 0.19494 | 0.22492 | 0.19459 | 0.18904 | 0.11284
2105 | 0 | 0 | 0 | 0 | 0 | 0
2106 | 0 | 0 | 0 | 0 | 0 | 0
2107 | 0 | 0 | 0 | 0 | 0 | 0
2108 | 0 | 0 | 0 | 0 | 0 | 0
2109 | 0.048614 | 0.18051 | 0.14008 | 0.10165 | 0.091792 | 0.19309
2110 | 0.051431 | 0.20425 | 0.17122 | 0.18409 | 0.11124 | 0.24215
2111 | 0 | 0 | 0 | 0 | 0 | 0
2112 | 0 | 0 | 0 | 0 | 0 | 0
2113 | 0 | 0 | 0 | 0 | 0 | 0
2114 | 0 | 0 | 0 | 0 | 0 | 0
2115 | 0.052494 | 0.031219 | 0.13344 | 0.023835 | 0.16488 | 0.042454
2116 | 0.074681 | 0.030833 | 0.1624 | 0.030178 | 0.25319 | 0.048114
2117 | 0 | 0 | 0 | 0 | 0 | 0
2118 | 0 | 0 | 0 | 0 | 0 | 0
2119 | 0 | 0 | 0 | 0 | 0 | 0
2120 | 0 | 0 | 0 | 0 | 0 | 0
2121 | 0.09495 | 0.027314 | 0.12509 | 0.0614 | 0.13655 | 0.053334
2122 | 0.13165 | 0.03572 | 0.16439 | 0.069547 | 0.1852 | 0.067776
2123 | 0 | 0 | 0 | 0 | 0 | 0
2124 | 0 | 0 | 0 | 0 | 0 | 0
2125 | 0 | 0 | 0 | 0 | 0 | 0
2126 | 0 | 0 | 0 | 0 | 0 | 0
2127 | 0.035409 | 0.026204 | 0.13018 | 0.15551 | 0.20913 | 0.094902
2128 | 0.049403 | 0.02858 | 0.16387 | 0.20111 | 0.28171 | 0.084691
2129 | 0 | 0 | 0 | 0 | 0 | 0
2130 | 0 | 0 | 0 | 0 | 0 | 0
2131 | 0 | 0 | 0 | 0 | 0 | 0
2132 | 0 | 0 | 0 | 0 | 0 | 0
2133 | 0.087384 | 0.11813 | 0.11793 | 0.070691 | 0.21165 | 0.098288
2134 | 0.17687 | 0.17086 | 0.1636 | 0.095689 | 0.27722 | 0.12816
2135 | 0 | 0 | 0 | 0 | 0 | 0
2136 | 0 | 0 | 0 | 0 | 0 | 0
2137 | 0 | 0 | 0 | 0 | 0 | 0
2138 | 0 | 0 | 0 | 0 | 0 | 0
2139 | 0.062376 | 0.059927 | 0.09214 | 0.15185 | 0.10801 | 0.065193
2140 | 0.07567 | 0.089409 | 0.109 | 0.1578 | 0.11856 | 0.082128
2141 | 0 | 0 | 0 | 0 | 0 | 0
2142 | 0 | 0 | 0 | 0 | 0 | 0
2143 | 0 | 0 | 0 | 0 | 0 | 0
2144 | 0 | 0 | 0 | 0 | 0 | 0
2145 | 0.12015 | 0.041009 | 0.090766 | 0.055655 | 0.019653 | 0.093357
2146 | 0.18554 | 0.05174 | 0.1304 | 0.082814 | 0.031877 | 0.12581
2147 | 0 | 0 | 0 | 0 | 0 | 0
2148 | 0 | 0 | 0 | 0 | 0 | 0
2149 | 0 | 0 | 0 | 0 | 0 | 0
2150 | 0 | 0 | 0 | 0 | 0 | 0
2151 | 0.11553 | 0.04997 | 0.041358 | 0.021905 | 0.035611 | 0.052652
2152 | 0.11046 | 0.06297 | 0.050886 | 0.030006 | 0.044065 | 0.071926
2153 | 0 | 0 | 0 | 0 | 0 | 0
2154 | 0 | 0 | 0 | 0 | 0 | 0
2155 | 0 | 0 | 0 | 0 | 0 | 0
2156 | 0 | 0 | 0 | 0 | 0 | 0
2157 | 0.12975 | 0.065168 | 0.049843 | 0.019355 | 0.033863 | 0.063304
2158 | 0.1806 | 0.097216 | 0.081618 | 0.024386 | 0.060839 | 0.096607
2159 | 0 | 0 | 0 | 0 | 0 | 0
2160 | 0 | 0 | 0 | 0 | 0 | 0
2161 | 0 | 0 | 0 | 0 | 0 | 0
2162 | 0 | 0 | 0 | 0 | 0 | 0
2163 | 0.06287 | 0.084765 | 0.041292 | 0.068644 | 0.054085 | 0.14331
2164 | 0.069294 | 0.10567 | 0.034341 | 0.072567 | 0.083104 | 0.16758
2165 | 0 | 0 | 0 | 0 | 0 | 0
2166 | 0 | 0 | 0 | 0 | 0 | 0
2167 | 0 | 0 | 0 | 0 | 0 | 0
2168 | 0 | 0 | 0 | 0 | 0 | 0
2169 | 0.070092 | 0.042653 | 0.094312 | 0.084192 | 0.038076 | 0.042169
2170 | 0.090556 | 0.051753 | 0.15076 | 0.10764 | 0.049395 | 0.051674
2171 | 0 | 0 | 0 | 0 | 0 | 0
2172 | 0 | 0 | 0 | 0 | 0 | 0
2173 | 0 | 0 | 0 | 0 | 0 | 0
2174 | 0 | 0 | 0 | 0 | 0 | 0
2175 | 0.067343 | 0.042599 | 0.16238 | 0.068292 | 0.061473 | 0.032127
2176 | 0.11277 | 0.049198 | 0.21092 | 0.080848 | 0.11962 | 0.034242
2177 | 0 | 0 | 0 | 0 | 0 | 0
2178 | 0 | 0 | 0 | 0 | 0 | 0
2179 | 0 | 0 | 0 | 0 | 0 | 0
2180 | 0 | 0 | 0 | 0 | 0 | 0
2181 | 0.031605 | 0.052572 | 0.14164 | 0.080064 | 0.076109 | 0.060273
2182 | 0.061726 | 0.067207 | 0.16931 | 0.083259 | 0.13198 | 0.057347
2183 | 0 | 0 | 0 | 0 | 0 | 0
2184 | 0 | 0 | 0 | 0 | 0 | 0
2185 | 0 | 0 | 0 | 0 | 0 | 0
2186 | 0 | 0 | 0 | 0 | 0 | 0
2187 | 0.064174 | 0.1064 | 0.11369 | 0.11848 | 0.10508 | 0.032918
2188 | 0.090008 | 0.13655 | 0.17264 | 0.15752 | 0.15582 | 0.04095
2189 | 0 | 0 | 0 | 0 | 0 | 0
2190 | 0 | 0 | 0 | 0 | 0 | 0

## ONWIND
TimeBlock | WS15 | WS29 | WS36 | WS12 | WS24 | WS09
1 | 0.30117 | 0.22393 | 0.64137 | 0.15538 | 0.12134 | 0.70778
2 | 0.24922 | 0.30527 | 0.60912 | 0.18876 | 0.13217 | 0.55549
3 | 0.1811 | 0.33242 | 0.61765 | 0.11261 | 0.13983 | 0.4075
4 | 0.095548 | 0.35864 | 0.61874 | 0.10315 | 0.1045 | 0.3959
5 | 0.1021 | 0.54011 | 0.66685 | 0.20164 | 0.16674 | 0.42584
6 | 0.082436 | 0.55319 | 0.55614 | 0.23924 | 0.23527 | 0.41351
7 | 0.05826 | 0.55646 | 0.56074 | 0.23561 | 0.27291 | 0.51344
8 | 0.047761 | 0.55389 | 0.60864 | 0.16649 | 0.27716 | 0.57044
9 | 0.038667 | 0.45744 | 0.61041 | 0.07662 | 0.25806 | 0.46937
10 | 0.030371 | 0.34034 | 0.6008 | 0.035216 | 0.20056 | 0.46194
11 | 0.067702 | 0.35388 | 0.66296 | 0.055131 | 0.31488 | 0.66178
12 | 0.10873 | 0.23924 | 0.66646 | 0.054627 | 0.51134 | 0.66837
13 | 0.12251 | 0.17916 | 0.63187 | 0.09506 | 0.67617 | 0.70355
14 | 0.1434 | 0.15002 | 0.58759 | 0.14161 | 0.78911 | 0.68866
15 | 0.17164 | 0.093769 | 0.51663 | 0.14072 | 0.81278 | 0.67568
16 | 0.14193 | 0.055993 | 0.48679 | 0.16 | 0.83718 | 0.72158
17 | 0.24152 | 0.051993 | 0.54691 | 0.26114 | 0.8427 | 0.69297
18 | 0.26301 | 0.026569 | 0.56958 | 0.29655 | 0.84095 | 0.6349
19 | 0.23676 | 0.025717 | 0.59546 | 0.31183 | 0.83864 | 0.5641
20 | 0.22445 | 0.037411 | 0.62567 | 0.26205 | 0.82507 | 0.47073
21 | 0.18806 | 0.051587 | 0.56853 | 0.12616 | 0.77261 | 0.4319
22 | 0.12021 | 0.057404 | 0.57207 | 0.051862 | 0.70088 | 0.40844
23 | 0.20163 | 0.073972 | 0.6588 | 0.058828 | 0.55973 | 0.33376
24 | 0.22148 | 0.059221 | 0.67873 | 0.078708 | 0.41934 | 0.2671
25 | 0.2133 | 0.067743 | 0.67992 | 0.13369 | 0.31193 | 0.19322
26 | 0.23173 | 0.12496 | 0.64137 | 0.24802 | 0.42197 | 0.13871
27 | 0.24507 | 0.17278 | 0.54563 | 0.17005 | 0.71488 | 0.098751
28 | 0.18318 | 0.18276 | 0.42451 | 0.059181 | 0.81877 | 0.074737
29 | 0.2717 | 0.28288 | 0.33449 | 0.10849 | 0.83318 | 0.076888
30 | 0.27437 | 0.31697 | 0.2061 | 0.11267 | 0.82883 | 0.054374
31 | 0.26141 | 0.32112 | 0.10591 | 0.18317 | 0.79045 | 0.10659
32 | 0.31415 | 0.29124 | 0.10611 | 0.34074 | 0.73853 | 0.19125
33 | 0.44504 | 0.20181 | 0.13457 | 0.58981 | 0.72991 | 0.15781
34 | 0.404 | 0.096247 | 0.16861 | 0.68191 | 0.80654 | 0.14914
35 | 0.37692 | 0.084531 | 0.36837 | 0.8266 | 0.73627 | 0.15249
36 | 0.24495 | 0.037585 | 0.57543 | 0.83832 | 0.76509 | 0.16225
37 | 0.14494 | 0.02524 | 0.65905 | 0.78029 | 0.64589 | 0.31282
38 | 0.14296 | 0.047913 | 0.60757 | 0.74212 | 0.42464 | 0.4938
39 | 0.14948 | 0.072858 | 0.4831 | 0.61262 | 0.30517 | 0.53714
40 | 0.13501 | 0.078195 | 0.36929 | 0.55035 | 0.34713 | 0.44817
41 | 0.26311 | 0.16445 | 0.26507 | 0.66546 | 0.52333 | 0.54507
42 | 0.24669 | 0.16364 | 0.11902 | 0.81289 | 0.59726 | 0.48497
43 | 0.17122 | 0.14817 | 0.049966 | 0.75064 | 0.47986 | 0.45406
44 | 0.1283 | 0.17064 | 0.090153 | 0.5049 | 0.40165 | 0.44949
45 | 0.094749 | 0.15108 | 0.1651 | 0.45762 | 0.45115 | 0.43067
46 | 0.032297 | 0.10162 | 0.27182 | 0.6212 | 0.529 | 0.50713
47 | 0.039389 | 0.14058 | 0.60985 | 0.66853 | 0.60358 | 0.69749
48 | 0.031505 | 0.12796 | 0.70401 | 0.756 | 0.61919 | 0.6442
49 | 0.053901 | 0.13274 | 0.65995 | 0.81645 | 0.61902 | 0.59551
50 | 0.18725 | 0.13895 | 0.62882 | 0.81787 | 0.53521 | 0.6177
51 | 0.40083 | 0.093252 | 0.64776 | 0.83139 | 0.28388 | 0.64833
52 | 0.33844 | 0.051467 | 0.56623 | 0.81648 | 0.11777 | 0.68465
53 | 0.38066 | 0.11817 | 0.43206 | 0.80853 | 0.10268 | 0.72538
54 | 0.28998 | 0.19293 | 0.29126 | 0.77907 | 0.13316 | 0.71745
55 | 0.2325 | 0.19505 | 0.38799 | 0.68476 | 0.11786 | 0.70009
56 | 0.25162 | 0.26507 | 0.47589 | 0.52046 | 0.14662 | 0.598
57 | 0.18048 | 0.2603 | 0.36106 | 0.5681 | 0.10234 | 0.45001
58 | 0.087151 | 0.38629 | 0.43768 | 0.69722 | 0.081949 | 0.31111
59 | 0.11122 | 0.67955 | 0.59965 | 0.833 | 0.22154 | 0.26568
60 | 0.029452 | 0.78037 | 0.49125 | 0.84005 | 0.2404 | 0.40063
61 | 0 | 0.75023 | 0.26133 | 0.79849 | 0.23753 | 0.53651
62 | 0 | 0.62682 | 0.32379 | 0.76273 | 0.25219 | 0.60318
63 | 0 | 0.45612 | 0.43314 | 0.82563 | 0.19521 | 0.46541
64 | 0 | 0.36545 | 0.49462 | 0.82518 | 0.2327 | 0.26533
65 | 0 | 0.41502 | 0.612 | 0.72012 | 0.45949 | 0.27744
66 | 0.010797 | 0.4221 | 0.57512 | 0.69446 | 0.54103 | 0.18182
67 | 0.017494 | 0.43379 | 0.54079 | 0.77308 | 0.48964 | 0.26919
68 | 0.016403 | 0.44235 | 0.56161 | 0.81609 | 0.41325 | 0.4917
69 | 0.022391 | 0.35153 | 0.69335 | 0.76012 | 0.28151 | 0.59098
70 | 0.015286 | 0.26907 | 0.80579 | 0.71553 | 0.17293 | 0.6661
71 | 0.022521 | 0.1943 | 0.77202 | 0.72285 | 0.18396 | 0.73601
72 | 0.035258 | 0.086755 | 0.74986 | 0.62668 | 0.11352 | 0.6923
73 | 0.078894 | 0.052897 | 0.79737 | 0.54483 | 0.045559 | 0.40648
74 | 0.1428 | 0.081877 | 0.76585 | 0.405 | 0.038975 | 0.14828
75 | 0.25342 | 0.14798 | 0.76386 | 0.16842 | 0.021442 | 0.067723
76 | 0.29886 | 0.18557 | 0.80937 | 0.13286 | 0.018029 | 0.036988
77 | 0.50543 | 0.34707 | 0.80622 | 0.19173 | 0.057888 | 0.10096
78 | 0.53697 | 0.43377 | 0.77431 | 0.17839 | 0.096069 | 0.37183
79 | 0.47174 | 0.48864 | 0.74188 | 0.15478 | 0.19316 | 0.60237
80 | 0.39679 | 0.50374 | 0.67233 | 0.068334 | 0.18358 | 0.67097
81 | 0.35426 | 0.38123 | 0.55068 | 0.015828 | 0.20831 | 0.50663
82 | 0.33863 | 0.20917 | 0.49963 | 0.018486 | 0.20158 | 0.50578
83 | 0.52606 | 0.21308 | 0.53076 | 0.099403 | 0.27722 | 0.71571
84 | 0.60355 | 0.15982 | 0.41759 | 0.27214 | 0.25787 | 0.51826
85 | 0.54774 | 0.16024 | 0.29896 | 0.36861 | 0.22474 | 0.23402
86 | 0.45902 | 0.13835 | 0.2289 | 0.37095 | 0.21267 | 0.08934
87 | 0.39202 | 0.084662 | 0.20642 | 0.2484 | 0.12956 | 0.19804
88 | 0.33703 | 0.035582 | 0.31991 | 0.33187 | 0.06706 | 0.41768
89 | 0.44207 | 0.032938 | 0.46743 | 0.44303 | 0.19 | 0.65639
90 | 0.48069 | 0.069318 | 0.56371 | 0.43808 | 0.22582 | 0.48228
91 | 0.47554 | 0.15258 | 0.60792 | 0.47533 | 0.21637 | 0.24979
92 | 0.45106 | 0.20465 | 0.52415 | 0.48788 | 0.2058 | 0.10987
93 | 0.32881 | 0.18088 | 0.37486 | 0.36407 | 0.084547 | 0.048344
94 | 0.20807 | 0.1183 | 0.28256 | 0.22296 | 0.046211 | 0.031493
95 | 0.22647 | 0.10168 | 0.24438 | 0.1701 | 0.1675 | 0.070528
96 | 0.21995 | 0.080204 | 0.21843 | 0.16234 | 0.25981 | 0.078899
97 | 0.15603 | 0.11737 | 0.24569 | 0.256 | 0.27548 | 0.091613
98 | 0.10594 | 0.28684 | 0.26884 | 0.45915 | 0.31812 | 0.16956
99 | 0.090734 | 0.30471 | 0.2873 | 0.5818 | 0.27076 | 0.16482
100 | 0.05778 | 0.20144 | 0.32106 | 0.58338 | 0.25299 | 0.16507
101 | 0.17218 | 0.15615 | 0.32327 | 0.6299 | 0.49323 | 0.29926
102 | 0.21004 | 0.13403 | 0.26463 | 0.50891 | 0.58538 | 0.39259
103 | 0.20982 | 0.23565 | 0.2123 | 0.46128 | 0.58339 | 0.40103
104 | 0.2097 | 0.45109 | 0.18982 | 0.48307 | 0.54646 | 0.49671
105 | 0.10153 | 0.64313 | 0.13528 | 0.40597 | 0.43235 | 0.60355
106 | 0.05961 | 0.72198 | 0.10146 | 0.38928 | 0.34992 | 0.59271
107 | 0.35214 | 0.82152 | 0.046496 | 0.34556 | 0.49144 | 0.62968
108 | 0.55763 | 0.8261 | 0.012083 | 0.23639 | 0.51351 | 0.56623
109 | 0.59317 | 0.80296 | 0 | 0.20943 | 0.39842 | 0.43082
110 | 0.54893 | 0.76588 | 0 | 0.34752 | 0.32641 | 0.31242
111 | 0.43831 | 0.60486 | 0 | 0.637 | 0.18773 | 0.35147
112 | 0.30668 | 0.39983 | 0 | 0.80961 | 0.086437 | 0.6045
113 | 0.34954 | 0.26808 | 0.029448 | 0.83848 | 0.19592 | 0.67893
114 | 0.30465 | 0.15055 | 0.093378 | 0.77522 | 0.24176 | 0.5153
115 | 0.16957 | 0.14346 | 0.20868 | 0.51458 | 0.23409 | 0.35552
116 | 0.11761 | 0.27842 | 0.3261 | 0.39153 | 0.21313 | 0.25738
117 | 0.056839 | 0.30698 | 0.37146 | 0.39767 | 0.1687 | 0.43825
118 | 0.076201 | 0.32774 | 0.44866 | 0.49171 | 0.15281 | 0.64043
119 | 0.17991 | 0.3984 | 0.58745 | 0.54363 | 0.33983 | 0.72996
120 | 0.3068 | 0.37475 | 0.64223 | 0.59848 | 0.35658 | 0.61298
121 | 0.38042 | 0.30705 | 0.60807 | 0.62319 | 0.3807 | 0.60689
122 | 0.4288 | 0.23815 | 0.38928 | 0.5346 | 0.3672 | 0.70212
123 | 0.45317 | 0.12284 | 0.17769 | 0.47238 | 0.25115 | 0.68421
124 | 0.50939 | 0.073081 | 0.16148 | 0.52248 | 0.20917 | 0.53164
125 | 0.57602 | 0.073617 | 0.45748 | 0.52679 | 0.4894 | 0.47366
126 | 0.56641 | 0.070676 | 0.61952 | 0.50061 | 0.61637 | 0.24452
127 | 0.56122 | 0.11788 | 0.58414 | 0.43098 | 0.64579 | 0.14281
128 | 0.62019 | 0.19065 | 0.64523 | 0.2975 | 0.62553 | 0.15141
129 | 0.57957 | 0.19115 | 0.73789 | 0.1313 | 0.55294 | 0.23032
130 | 0.4854 | 0.17539 | 0.71076 | 0.059213 | 0.54237 | 0.36411
131 | 0.55347 | 0.21893 | 0.72683 | 0.058817 | 0.64013 | 0.36044
132 | 0.44509 | 0.22185 | 0.72099 | 0.059756 | 0.6287 | 0.2584
133 | 0.26197 | 0.22241 | 0.66314 | 0.13889 | 0.48981 | 0.18008
134 | 0.1605 | 0.25266 | 0.56933 | 0.24883 | 0.37413 | 0.29679
135 | 0.10258 | 0.25729 | 0.36155 | 0.26464 | 0.45996 | 0.65575
136 | 0.088197 | 0.27215 | 0.20628 | 0.241 | 0.52893 | 0.77178
137 | 0.18016 | 0.36977 | 0.14955 | 0.32241 | 0.62975 | 0.79156
138 | 0.17309 | 0.39881 | 0.098482 | 0.35905 | 0.61333 | 0.75459
139 | 0.15515 | 0.38511 | 0.14199 | 0.37201 | 0.60823 | 0.67036
140 | 0.17724 | 0.36658 | 0.20283 | 0.38832 | 0.58312 | 0.49003
141 | 0.19135 | 0.31178 | 0.23822 | 0.40135 | 0.59448 | 0.33383
142 | 0.22011 | 0.30256 | 0.23187 | 0.36748 | 0.60819 | 0.23416
143 | 0.32653 | 0.33446 | 0.2664 | 0.35165 | 0.70182 | 0.1365
144 | 0.33071 | 0.41751 | 0.227 | 0.29707 | 0.70745 | 0.096816
145 | 0.23412 | 0.55025 | 0.18894 | 0.23844 | 0.67673 | 0.065426
146 | 0.18051 | 0.6925 | 0.11581 | 0.25185 | 0.63338 | 0.057058
147 | 0.11233 | 0.73178 | 0.14738 | 0.32217 | 0.59091 | 0.062319
148 | 0.085946 | 0.71845 | 0.25199 | 0.36491 | 0.54283 | 0.043161
149 | 0.12414 | 0.76058 | 0.52673 | 0.367 | 0.56337 | 0.056541
150 | 0.12335 | 0.62939 | 0.6481 | 0.57519 | 0.43822 | 0.050896
151 | 0.16428 | 0.56989 | 0.63065 | 0.71511 | 0.27723 | 0.070959
152 | 0.39086 | 0.44142 | 0.59396 | 0.75469 | 0.15567 | 0.083044
153 | 0.65424 | 0.30827 | 0.4988 | 0.72833 | 0.15318 | 0.11748
154 | 0.78547 | 0.28055 | 0.4114 | 0.59489 | 0.29952 | 0.067386
155 | 0.74094 | 0.29064 | 0.45894 | 0.57449 | 0.59539 | 0.099532
156 | 0.53859 | 0.39162 | 0.4649 | 0.56992 | 0.75508 | 0.073514
157 | 0.45693 | 0.56355 | 0.43927 | 0.55453 | 0.79011 | 0.04315
158 | 0.46842 | 0.67432 | 0.31938 | 0.54744 | 0.80103 | 0.036121
159 | 0.55885 | 0.68486 | 0.2077 | 0.46482 | 0.67104 | 0.054144
160 | 0.55658 | 0.63694 | 0.092784 | 0.31088 | 0.4361 | 0.019661
161 | 0.39956 | 0.54037 | 0.16304 | 0.15161 | 0.4102 | 0.028145
162 | 0.25761 | 0.39249 | 0.29452 | 0.078765 | 0.31082 | 0.02756
163 | 0.20073 | 0.46344 | 0.43508 | 0.072975 | 0.21691 | 0.02869
164 | 0.18764 | 0.62775 | 0.52062 | 0.1749 | 0.15751 | 0.15631
165 | 0.11777 | 0.64669 | 0.46365 | 0.22227 | 0.14884 | 0.27776
166 | 0.07794 | 0.64006 | 0.44976 | 0.1643 | 0.19296 | 0.034165
167 | 0.14629 | 0.71544 | 0.5468 | 0.34598 | 0.32438 | 0.05143
168 | 0.15176 | 0.69561 | 0.49368 | 0.42195 | 0.42076 | 0.04914
169 | 0.15185 | 0.66586 | 0.54208 | 0.59463 | 0.4127 | 0.050998
170 | 0.19362 | 0.63109 | 0.62789 | 0.74202 | 0.38746 | 0.12402
171 | 0.31832 | 0.56557 | 0.57382 | 0.70313 | 0.40873 | 0.20873
172 | 0.38024 | 0.51602 | 0.42439 | 0.56441 | 0.41416 | 0.054793
173 | 0.54966 | 0.5497 | 0.31247 | 0.28443 | 0.42613 | 0.079859
174 | 0.56385 | 0.55106 | 0.29476 | 0.10062 | 0.28702 | 0.094697
175 | 0.52668 | 0.52743 | 0.25623 | 0.048805 | 0.14472 | 0.086899
176 | 0.55763 | 0.42302 | 0.18788 | 0.13732 | 0.088357 | 0.1044
177 | 0.55003 | 0.31614 | 0.21069 | 0.20611 | 0.14766 | 0.14365
178 | 0.53123 | 0.24246 | 0.42924 | 0.2515 | 0.26025 | 0.023893
179 | 0.52691 | 0.29158 | 0.67398 | 0.35592 | 0.50535 | 0.017243
180 | 0.40686 | 0.3725 | 0.67569 | 0.42884 | 0.73609 | 0.021482
181 | 0.32243 | 0.48147 | 0.53478 | 0.47829 | 0.80923 | 0.025883
182 | 0.28609 | 0.60634 | 0.33542 | 0.62478 | 0.81891 | 0.064726
183 | 0.24604 | 0.66842 | 0.32789 | 0.63501 | 0.7436 | 0.16401
184 | 0.15964 | 0.61659 | 0.37436 | 0.72191 | 0.63409 | 0
185 | 0.21311 | 0.37075 | 0.50585 | 0.68307 | 0.42495 | 0.012528
186 | 0.18032 | 0.21506 | 0.54552 | 0.63039 | 0.48327 | 0.081275
187 | 0.19469 | 0.29791 | 0.55731 | 0.63091 | 0.65892 | 0.084284
188 | 0.26091 | 0.27693 | 0.49125 | 0.53542 | 0.73611 | 0.046658
189 | 0.14998 | 0.21152 | 0.52558 | 0.39291 | 0.73795 | 0.036493
190 | 0.22755 | 0.14109 | 0.60897 | 0.40997 | 0.72674 | 0
191 | 0.50508 | 0.13577 | 0.68753 | 0.65903 | 0.68614 | 0.019928
192 | 0.69469 | 0.1265 | 0.53999 | 0.80135 | 0.63024 | 0.059912
193 | 0.67282 | 0.11955 | 0.38426 | 0.82457 | 0.59716 | 0.058119
194 | 0.5776 | 0.1526 | 0.26964 | 0.81999 | 0.7174 | 0.050265
195 | 0.34416 | 0.12933 | 0.1789 | 0.68388 | 0.76712 | 0.02661
196 | 0.16901 | 0.085456 | 0.15245 | 0.6314 | 0.74468 | 0
197 | 0.11314 | 0.10014 | 0.30817 | 0.77113 | 0.77658 | 0.025659
198 | 0.15358 | 0.14394 | 0.4392 | 0.82258 | 0.83089 | 0.047863
199 | 0.19158 | 0.14848 | 0.46168 | 0.82279 | 0.84846 | 0.051172
200 | 0.16255 | 0.15228 | 0.44438 | 0.83541 | 0.75103 | 0.16461
201 | 0.096929 | 0.13087 | 0.25657 | 0.68868 | 0.55005 | 0.13477
202 | 0.10593 | 0.15388 | 0.14238 | 0.56421 | 0.55748 | 0.099709
203 | 0.19201 | 0.29355 | 0.14766 | 0.66863 | 0.68645 | 0.20641
204 | 0.25838 | 0.45574 | 0.2432 | 0.70947 | 0.73433 | 0.22269
205 | 0.26593 | 0.51601 | 0.41088 | 0.73388 | 0.7522 | 0.1974
206 | 0.36428 | 0.54398 | 0.44535 | 0.72764 | 0.78509 | 0.2378
207 | 0.26399 | 0.39849 | 0.27416 | 0.538 | 0.74801 | 0.19267
208 | 0.21627 | 0.31482 | 0.12852 | 0.56063 | 0.76328 | 0.15032
209 | 0.38942 | 0.26408 | 0.09255 | 0.69726 | 0.73338 | 0.20261
210 | 0.48882 | 0.27011 | 0.13631 | 0.70001 | 0.72578 | 0.15781
211 | 0.54674 | 0.23509 | 0.26847 | 0.69089 | 0.72561 | 0.12601
212 | 0.64654 | 0.21992 | 0.34205 | 0.7652 | 0.60387 | 0.15463
213 | 0.60396 | 0.21633 | 0.34282 | 0.73266 | 0.46271 | 0.1175
214 | 0.58038 | 0.24192 | 0.38986 | 0.79556 | 0.4292 | 0.040599
215 | 0.66174 | 0.31492 | 0.62291 | 0.78331 | 0.67535 | 0.082142
216 | 0.66625 | 0.39335 | 0.72875 | 0.63976 | 0.69651 | 0.10551
217 | 0.6907 | 0.3665 | 0.79566 | 0.49653 | 0.5046 | 0.10255
218 | 0.6731 | 0.27062 | 0.79996 | 0.423 | 0.62715 | 0.13409
219 | 0.47838 | 0.18609 | 0.65351 | 0.3251 | 0.56785 | 0.12224
220 | 0.31097 | 0.20305 | 0.54328 | 0.26757 | 0.49435 | 0.055157
221 | 0.33112 | 0.29025 | 0.64529 | 0.41932 | 0.51358 | 0.08289
222 | 0.29825 | 0.43585 | 0.75508 | 0.57145 | 0.61243 | 0.0942
223 | 0.32731 | 0.51257 | 0.7988 | 0.67685 | 0.67935 | 0.063622
224 | 0.35013 | 0.59109 | 0.83494 | 0.78716 | 0.79089 | 0.067443
225 | 0.16843 | 0.57416 | 0.8058 | 0.61021 | 0.76345 | 0.082209
226 | 0.11676 | 0.57032 | 0.73763 | 0.45596 | 0.6927 | 0.022559
227 | 0.19212 | 0.62136 | 0.76933 | 0.65469 | 0.49612 | 0.040165
228 | 0.25185 | 0.61267 | 0.72949 | 0.73764 | 0.23597 | 0.056707
229 | 0.24339 | 0.55847 | 0.67689 | 0.72017 | 0.15944 | 0.068574
230 | 0.2162 | 0.47262 | 0.65849 | 0.6459 | 0.15865 | 0.13396
231 | 0.080695 | 0.37542 | 0.511 | 0.29916 | 0.26546 | 0.16314
232 | 0.072839 | 0.38322 | 0.48063 | 0.1994 | 0.34102 | 0.025215
233 | 0.26439 | 0.48283 | 0.59365 | 0.47537 | 0.3629 | 0.034257
234 | 0.38527 | 0.55964 | 0.64272 | 0.69506 | 0.45877 | 0.047239
235 | 0.38753 | 0.55459 | 0.64593 | 0.77783 | 0.48461 | 0.050747
236 | 0.36785 | 0.53996 | 0.60456 | 0.74426 | 0.57219 | 0.15629
237 | 0.15365 | 0.41673 | 0.44891 | 0.5686 | 0.62056 | 0.21906
238 | 0.10386 | 0.30692 | 0.28252 | 0.49192 | 0.67609 | 0.037699
239 | 0.2972 | 0.2815 | 0.19132 | 0.60459 | 0.70529 | 0.080002
240 | 0.37512 | 0.26041 | 0.14525 | 0.60502 | 0.6991 | 0.1297
241 | 0.26808 | 0.26083 | 0.085468 | 0.60614 | 0.7418 | 0.089028
242 | 0.25682 | 0.33877 | 0.058034 | 0.55598 | 0.78013 | 0.040835
243 | 0.15354 | 0.43035 | 0.03607 | 0.35923 | 0.74899 | 0.015937
244 | 0.15479 | 0.65683 | 0.035387 | 0.31059 | 0.79634 | 0
245 | 0.21392 | 0.7741 | 0.083869 | 0.45835 | 0.82903 | 0
246 | 0.25066 | 0.77317 | 0.10514 | 0.54463 | 0.814 | 0.046712
247 | 0.41993 | 0.6479 | 0.12826 | 0.58617 | 0.78111 | 0.085537
248 | 0.70677 | 0.46389 | 0.16788 | 0.64538 | 0.72872 | 0.095779
249 | 0.64413 | 0.3492 | 0.11469 | 0.52811 | 0.62178 | 0.10172
250 | 0.47969 | 0.37341 | 0.072693 | 0.44753 | 0.47292 | 0.023209
251 | 0.51839 | 0.1917 | 0.071801 | 0.37663 | 0.34365 | 0.044288
252 | 0.48201 | 0.12317 | 0.055665 | 0.2135 | 0.49387 | 0.07945
253 | 0.39265 | 0.17538 | 0.052277 | 0.20262 | 0.58144 | 0.093778
254 | 0.38892 | 0.26008 | 0.057624 | 0.45908 | 0.53209 | 0.17725
255 | 0.3003 | 0.17761 | 0.020829 | 0.46754 | 0.40454 | 0.22987
256 | 0.25662 | 0.10466 | 0.017018 | 0.36311 | 0.39588 | 0.11117
257 | 0.27984 | 0.071267 | 0.027258 | 0.56705 | 0.55536 | 0.18351
258 | 0.23651 | 0.030957 | 0.026735 | 0.54969 | 0.46912 | 0.25983
259 | 0.1288 | 0.056524 | 0.019781 | 0.40784 | 0.3763 | 0.22437
260 | 0.069907 | 0.15121 | 0.022402 | 0.30333 | 0.51776 | 0.2031
261 | 0.045357 | 0.19064 | 0.0201 | 0.14813 | 0.69508 | 0.10174
262 | 0.047845 | 0.30266 | 0.04909 | 0.12462 | 0.80296 | 0.041574
263 | 0.16829 | 0.49835 | 0.18466 | 0.15674 | 0.77311 | 0.087253
264 | 0.26206 | 0.60725 | 0.26798 | 0.18846 | 0.57829 | 0.23992
265 | 0.21916 | 0.67977 | 0.34554 | 0.16704 | 0.37717 | 0.36031
266 | 0.28837 | 0.72692 | 0.44466 | 0.17544 | 0.29293 | 0.34396
267 | 0.27029 | 0.66731 | 0.39609 | 0.14489 | 0.54118 | 0.19042
268 | 0.31584 | 0.63632 | 0.38389 | 0.11668 | 0.71791 | 0.31616
269 | 0.36121 | 0.69614 | 0.53463 | 0.19528 | 0.82739 | 0.63418
270 | 0.34459 | 0.65802 | 0.5372 | 0.3162 | 0.82653 | 0.78494
271 | 0.27611 | 0.59468 | 0.50217 | 0.32801 | 0.8293 | 0.805
272 | 0.24307 | 0.53518 | 0.46487 | 0.42988 | 0.82401 | 0.81686
273 | 0.19224 | 0.42378 | 0.30915 | 0.50666 | 0.81011 | 0.76804
274 | 0.23181 | 0.43904 | 0.20763 | 0.46227 | 0.77797 | 0.78592
275 | 0.26756 | 0.5371 | 0.24638 | 0.57016 | 0.80862 | 0.72816
276 | 0.38816 | 0.57422 | 0.25054 | 0.46464 | 0.82489 | 0.46109
277 | 0.30881 | 0.59399 | 0.17856 | 0.28258 | 0.83994 | 0.36039
278 | 0.24546 | 0.67724 | 0.14678 | 0.18001 | 0.83183 | 0.62269
279 | 0.080761 | 0.73019 | 0.074083 | 0.21702 | 0.69625 | 0.81211
280 | 0.062858 | 0.79574 | 0.024864 | 0.27401 | 0.56388 | 0.79746
281 | 0.099275 | 0.85392 | 0.025271 | 0.21641 | 0.39853 | 0.77729
282 | 0.11509 | 0.85494 | 0.015536 | 0.18908 | 0.3966 | 0.69525
283 | 0.098979 | 0.82831 | 0.012355 | 0.17188 | 0.41183 | 0.66682
284 | 0.11358 | 0.75182 | 0.017464 | 0.19681 | 0.39901 | 0.50387
285 | 0.049476 | 0.65937 | 0.031821 | 0.21632 | 0.44051 | 0.35529
286 | 0.058887 | 0.70601 | 0.046219 | 0.14562 | 0.52026 | 0.27515
287 | 0.11544 | 0.83815 | 0.10083 | 0.081163 | 0.62554 | 0.3327
288 | 0.12405 | 0.84873 | 0.22295 | 0.060791 | 0.68231 | 0.40544
289 | 0.09631 | 0.84421 | 0.35962 | 0.04646 | 0.62971 | 0.48479
290 | 0.07771 | 0.85207 | 0.54356 | 0.042614 | 0.5102 | 0.66179
291 | 0.020648 | 0.84605 | 0.55066 | 0.072285 | 0.43922 | 0.70009
292 | 0 | 0.84586 | 0.48695 | 0.055605 | 0.40091 | 0.69537
293 | 0.065902 | 0.83901 | 0.53399 | 0.041587 | 0.41204 | 0.73611
294 | 0.099999 | 0.7883 | 0.54875 | 0.027968 | 0.36412 | 0.68365
295 | 0.13137 | 0.77019 | 0.59339 | 0.021519 | 0.27024 | 0.49967
296 | 0.23553 | 0.71741 | 0.6989 | 0.030931 | 0.31123 | 0.38691
297 | 0.20303 | 0.57384 | 0.72078 | 0.034778 | 0.41446 | 0.64436
298 | 0.25088 | 0.47354 | 0.73013 | 0.018729 | 0.41457 | 0.82205
299 | 0.47284 | 0.33723 | 0.77536 | 0.017181 | 0.29058 | 0.85119
300 | 0.48454 | 0.12983 | 0.76801 | 0.034893 | 0.41251 | 0.82929
301 | 0.37123 | 0.063143 | 0.79666 | 0.034137 | 0.47966 | 0.80275
302 | 0.24549 | 0.13149 | 0.82237 | 0.032637 | 0.61411 | 0.76078
303 | 0.037922 | 0.24407 | 0.78156 | 0.026616 | 0.80351 | 0.77913
304 | 0.016832 | 0.39821 | 0.72701 | 0.01395 | 0.76438 | 0.7267
305 | 0.20037 | 0.65153 | 0.62773 | 0.01666 | 0.77359 | 0.38274
306 | 0.22186 | 0.77468 | 0.5705 | 0.12111 | 0.78445 | 0.32093
307 | 0.2045 | 0.81178 | 0.49401 | 0.16576 | 0.78134 | 0.30748
308 | 0.22093 | 0.81123 | 0.40194 | 0.05982 | 0.81497 | 0.2644
309 | 0.12459 | 0.72995 | 0.36222 | 0.089112 | 0.83754 | 0.32816
310 | 0.11365 | 0.61852 | 0.33311 | 0.13508 | 0.83192 | 0.42556
311 | 0.14956 | 0.53863 | 0.3385 | 0.11531 | 0.83779 | 0.41342
312 | 0.25993 | 0.47984 | 0.4342 | 0.17604 | 0.83543 | 0.32766
313 | 0.27805 | 0.40304 | 0.46136 | 0.26094 | 0.80526 | 0.24437
314 | 0.3308 | 0.33068 | 0.48845 | 0.31827 | 0.59164 | 0.18546
315 | 0.11685 | 0.3067 | 0.38095 | 0.41893 | 0.4125 | 0.24544
316 | 0.10386 | 0.25913 | 0.39791 | 0.41584 | 0.23168 | 0.25605
317 | 0.25633 | 0.28478 | 0.40368 | 0.34525 | 0.12647 | 0.10865
318 | 0.35305 | 0.42641 | 0.61527 | 0.31828 | 0.22751 | 0.076873
319 | 0.32519 | 0.48028 | 0.77543 | 0.27649 | 0.46924 | 0.072743
320 | 0.44299 | 0.56726 | 0.82167 | 0.26226 | 0.66862 | 0.091247
321 | 0.48472 | 0.61625 | 0.72063 | 0.34487 | 0.72797 | 0.037252
322 | 0.54406 | 0.71337 | 0.56631 | 0.34561 | 0.69578 | 0.012285
323 | 0.75597 | 0.72448 | 0.49189 | 0.29588 | 0.63231 | 0.012389
324 | 0.66625 | 0.65743 | 0.51905 | 0.21701 | 0.53736 | 0.071104
325 | 0.49231 | 0.53305 | 0.51458 | 0.12906 | 0.58642 | 0.26582
326 | 0.40105 | 0.44649 | 0.49832 | 0.055991 | 0.62689 | 0.40779
327 | 0.29947 | 0.39139 | 0.40908 | 0.037673 | 0.66861 | 0.53424
328 | 0.23771 | 0.36715 | 0.24831 | 0 | 0.6439 | 0.54
329 | 0.19781 | 0.34469 | 0.2857 | 0.024672 | 0.54086 | 0.48342
330 | 0.21088 | 0.36276 | 0.38402 | 0.089601 | 0.31493 | 0.46791
331 | 0.23954 | 0.43389 | 0.43443 | 0.085347 | 0.23401 | 0.42105
332 | 0.24903 | 0.56975 | 0.49853 | 0.052167 | 0.27095 | 0.39854
333 | 0.21506 | 0.67952 | 0.59146 | 0.075939 | 0.53567 | 0.47136
334 | 0.24416 | 0.7518 | 0.66868 | 0.0932 | 0.64532 | 0.29017
335 | 0.35417 | 0.75879 | 0.78674 | 0.22446 | 0.74064 | 0.15597
336 | 0.47546 | 0.71609 | 0.82667 | 0.40536 | 0.78571 | 0.10327
337 | 0.49602 | 0.68248 | 0.84921 | 0.4761 | 0.80236 | 0.067363
338 | 0.54674 | 0.65468 | 0.8559 | 0.56374 | 0.82908 | 0.066515
339 | 0.5726 | 0.60628 | 0.79398 | 0.42267 | 0.82014 | 0.089259
340 | 0.50259 | 0.63147 | 0.65496 | 0.40283 | 0.75535 | 0.055561
341 | 0.53239 | 0.6228 | 0.5697 | 0.45636 | 0.74807 | 0.045477
342 | 0.50986 | 0.53757 | 0.56557 | 0.41661 | 0.53839 | 0.046171
343 | 0.44495 | 0.42581 | 0.58442 | 0.31894 | 0.32409 | 0.058951
344 | 0.41281 | 0.31594 | 0.64305 | 0.2327 | 0.32904 | 0.13115
345 | 0.35605 | 0.30895 | 0.57801 | 0.24299 | 0.42311 | 0.44557
346 | 0.28095 | 0.34397 | 0.5291 | 0.23854 | 0.56332 | 0.68849
347 | 0.35517 | 0.27158 | 0.58405 | 0.13206 | 0.69545 | 0.81132
348 | 0.37423 | 0.23252 | 0.59331 | 0.18482 | 0.72567 | 0.63017
349 | 0.34883 | 0.16417 | 0.56349 | 0.39014 | 0.70913 | 0.39852
350 | 0.34227 | 0.14709 | 0.5393 | 0.569 | 0.62415 | 0.35051
351 | 0.31444 | 0.17353 | 0.46657 | 0.52021 | 0.64327 | 0.61796
352 | 0.31968 | 0.19147 | 0.43637 | 0.36441 | 0.56545 | 0.68139
353 | 0.35039 | 0.29285 | 0.33293 | 0.31209 | 0.39451 | 0.82948
354 | 0.32461 | 0.43756 | 0.27952 | 0.22497 | 0.41399 | 0.85118
355 | 0.31136 | 0.47378 | 0.19273 | 0.26756 | 0.72376 | 0.75355
356 | 0.24275 | 0.54672 | 0.34536 | 0.11666 | 0.68397 | 0.73537
357 | 0.015016 | 0.39473 | 0.43906 | 0.020857 | 0.58231 | 0.779
358 | 0.021896 | 0.30574 | 0.55291 | 0 | 0.64648 | 0.63059
359 | 0.10725 | 0.36128 | 0.58881 | 0.010851 | 0.52078 | 0.63637
360 | 0.17877 | 0.37899 | 0.50203 | 0.063422 | 0.36169 | 0.54323
361 | 0.29511 | 0.40865 | 0.49036 | 0.18508 | 0.41734 | 0.3673
362 | 0.32377 | 0.42175 | 0.56527 | 0.279 | 0.53767 | 0.21486
363 | 0.21994 | 0.27325 | 0.51825 | 0.13323 | 0.49383 | 0.20136
364 | 0.22604 | 0.251 | 0.33417 | 0.076676 | 0.47267 | 0.17736
365 | 0.20325 | 0.39243 | 0.14152 | 0.085252 | 0.41552 | 0.09454
366 | 0.17953 | 0.44542 | 0.11118 | 0.11002 | 0.48396 | 0.118
367 | 0.14537 | 0.26796 | 0.28365 | 0.11556 | 0.53038 | 0.15551
368 | 0.16637 | 0.19696 | 0.58367 | 0.14332 | 0.54855 | 0.21391
369 | 0.1027 | 0.11177 | 0.59861 | 0.12703 | 0.52989 | 0.28017
370 | 0.17456 | 0.087667 | 0.57233 | 0.19647 | 0.54836 | 0.50599
371 | 0.39104 | 0.10748 | 0.61733 | 0.28037 | 0.58787 | 0.7439
372 | 0.50422 | 0.10062 | 0.6222 | 0.36531 | 0.52993 | 0.76512
373 | 0.49522 | 0.066754 | 0.54349 | 0.33668 | 0.29577 | 0.76449
374 | 0.46364 | 0.056736 | 0.3905 | 0.2946 | 0.18013 | 0.67869
375 | 0.11895 | 0.064563 | 0.20896 | 0.27555 | 0.067981 | 0.44652
376 | 0.10959 | 0.15401 | 0.13319 | 0.23276 | 0.047373 | 0.37684
377 | 0.25594 | 0.32472 | 0.060761 | 0.10949 | 0.092028 | 0.42792
378 | 0.23062 | 0.49805 | 0.089891 | 0.057368 | 0.14681 | 0.36282
379 | 0.17133 | 0.58424 | 0.14748 | 0.067496 | 0.17327 | 0.3174
380 | 0.16608 | 0.60291 | 0.1714 | 0.060066 | 0.19405 | 0.29894
381 | 0 | 0.46006 | 0.16019 | 0.053662 | 0.1291 | 0.24862
382 | 0.016815 | 0.55412 | 0.16072 | 0.059372 | 0.11062 | 0.28453
383 | 0.11852 | 0.74577 | 0.26345 | 0.21001 | 0.19486 | 0.32312
384 | 0.12762 | 0.66975 | 0.38906 | 0.29327 | 0.29343 | 0.29325
385 | 0.18371 | 0.60376 | 0.37666 | 0.33084 | 0.2755 | 0.17717
386 | 0.16855 | 0.5565 | 0.40583 | 0.33587 | 0.30023 | 0.084455
387 | 0.056013 | 0.45722 | 0.31032 | 0.29644 | 0.36581 | 0.055534
388 | 0.062209 | 0.47069 | 0.27971 | 0.36084 | 0.45488 | 0.093582
389 | 0.18242 | 0.4346 | 0.22418 | 0.69273 | 0.61012 | 0.071514
390 | 0.35175 | 0.36162 | 0.2232 | 0.70183 | 0.72099 | 0.1035
391 | 0.43736 | 0.35549 | 0.22962 | 0.57012 | 0.60763 | 0.15069
392 | 0.46366 | 0.44668 | 0.22074 | 0.37514 | 0.38816 | 0.21764
393 | 0.21218 | 0.48578 | 0.15941 | 0.18823 | 0.27388 | 0.16949
394 | 0.30901 | 0.534 | 0.13942 | 0.13586 | 0.27123 | 0.14103
395 | 0.65238 | 0.61534 | 0.17351 | 0.090537 | 0.20547 | 0.37314
396 | 0.78971 | 0.7362 | 0.3046 | 0.049617 | 0.18154 | 0.60837
397 | 0.83572 | 0.72604 | 0.36598 | 0.076227 | 0.18769 | 0.78005
398 | 0.8331 | 0.728 | 0.2795 | 0.11835 | 0.19862 | 0.8524
399 | 0.69637 | 0.61068 | 0.19107 | 0.038018 | 0.103 | 0.73158
400 | 0.68031 | 0.58171 | 0.15501 | 0.075909 | 0.11631 | 0.69789
401 | 0.668 | 0.46724 | 0.22542 | 0.050225 | 0.15378 | 0.84825
402 | 0.70594 | 0.22542 | 0.41979 | 0.045652 | 0.26731 | 0.81173
403 | 0.77439 | 0.11845 | 0.62178 | 0.058506 | 0.18772 | 0.72648
404 | 0.75941 | 0.076068 | 0.739 | 0.072861 | 0.11796 | 0.63383
405 | 0.62028 | 0.099229 | 0.64352 | 0.086298 | 0.10099 | 0.60933
406 | 0.66703 | 0.18386 | 0.49374 | 0.19542 | 0.13452 | 0.56943
407 | 0.7628 | 0.16964 | 0.43878 | 0.17924 | 0.063601 | 0.70955
408 | 0.76225 | 0.25086 | 0.47648 | 0.16745 | 0.042147 | 0.72254
409 | 0.7077 | 0.41041 | 0.49774 | 0.23024 | 0.042702 | 0.65807
410 | 0.70386 | 0.55767 | 0.72566 | 0.33145 | 0.044127 | 0.47296
411 | 0.80064 | 0.59321 | 0.70976 | 0.31283 | 0.06471 | 0.32198
412 | 0.78802 | 0.67521 | 0.57474 | 0.35221 | 0.066271 | 0.34336
413 | 0.69578 | 0.74899 | 0.61441 | 0.35257 | 0.041288 | 0.30984
414 | 0.55363 | 0.72793 | 0.71605 | 0.30697 | 0.029866 | 0.30014
415 | 0.61013 | 0.7636 | 0.81062 | 0.25582 | 0.068941 | 0.23248
416 | 0.72503 | 0.79029 | 0.78294 | 0.24088 | 0.12597 | 0.17194
417 | 0.70165 | 0.65761 | 0.67731 | 0.098994 | 0.19925 | 0.080306
418 | 0.70192 | 0.65547 | 0.57088 | 0.070247 | 0.25201 | 0.10242
419 | 0.65963 | 0.78473 | 0.42174 | 0.12778 | 0.26556 | 0.37985
420 | 0.4566 | 0.78672 | 0.43866 | 0.15753 | 0.31369 | 0.68143
421 | 0.35715 | 0.73813 | 0.3453 | 0.19336 | 0.22994 | 0.74007
422 | 0.3159 | 0.65078 | 0.22949 | 0.2249 | 0.17398 | 0.56504
423 | 0.41068 | 0.48957 | 0.16168 | 0.090303 | 0.11123 | 0.25307
424 | 0.45426 | 0.49458 | 0.11464 | 0.073874 | 0.15214 | 0.15596
425 | 0.42825 | 0.59107 | 0.06341 | 0.18435 | 0.22889 | 0.22167
426 | 0.32224 | 0.57482 | 0.088764 | 0.30063 | 0.33293 | 0.32955
427 | 0.34609 | 0.42987 | 0.13132 | 0.36621 | 0.34527 | 0.3125
428 | 0.44231 | 0.29829 | 0.19544 | 0.51194 | 0.29281 | 0.28363
429 | 0.31751 | 0.19488 | 0.24859 | 0.4383 | 0.22624 | 0.19883
430 | 0.30973 | 0.24768 | 0.2996 | 0.30427 | 0.28606 | 0.10099
431 | 0.53751 | 0.15909 | 0.40329 | 0.44575 | 0.27591 | 0.068283
432 | 0.57741 | 0.081533 | 0.50494 | 0.44856 | 0.30948 | 0.053991
433 | 0.56323 | 0.034342 | 0.5562 | 0.41975 | 0.30402 | 0.046
434 | 0.59261 | 0.019159 | 0.48949 | 0.35775 | 0.22801 | 0.096111
435 | 0.58275 | 0 | 0.36678 | 0.2226 | 0.10907 | 0.054849
436 | 0.63168 | 0.011784 | 0.23024 | 0.14043 | 0.082787 | 0.039305
437 | 0.72628 | 0.01595 | 0.23085 | 0.18166 | 0.085028 | 0.063816
438 | 0.73369 | 0.032819 | 0.36085 | 0.23436 | 0.18078 | 0.10034
439 | 0.69831 | 0.024937 | 0.37573 | 0.18125 | 0.22067 | 0.094493
440 | 0.67925 | 0.020172 | 0.31399 | 0.14267 | 0.28838 | 0.12553
441 | 0.54762 | 0.027095 | 0.22833 | 0.13394 | 0.3721 | 0.11971
442 | 0.54372 | 0.09095 | 0.12978 | 0.12377 | 0.44281 | 0.18941
443 | 0.57689 | 0.095718 | 0.054957 | 0.18076 | 0.36007 | 0.21952
444 | 0.47486 | 0.13662 | 0.085678 | 0.25033 | 0.30609 | 0.2141
445 | 0.37373 | 0.11602 | 0.080599 | 0.23477 | 0.17407 | 0.13804
446 | 0.33726 | 0.12039 | 0.10583 | 0.28741 | 0.11996 | 0.2687
447 | 0.1838 | 0.1138 | 0.14632 | 0.31561 | 0.01544 | 0.41597
448 | 0.16753 | 0.085413 | 0.24426 | 0.25967 | 0.019837 | 0.36803
449 | 0.28898 | 0.088495 | 0.30207 | 0.38699 | 0.031036 | 0.28189
450 | 0.3192 | 0.11994 | 0.43159 | 0.40239 | 0.066037 | 0.086602
451 | 0.33369 | 0.095064 | 0.48077 | 0.29302 | 0.089876 | 0.062147
452 | 0.33137 | 0.055476 | 0.41047 | 0.27767 | 0.095321 | 0.12747
453 | 0.22754 | 0.023434 | 0.30007 | 0.21757 | 0.067435 | 0.13658
454 | 0.2621 | 0.025609 | 0.297 | 0.1304 | 0.069716 | 0.17026
455 | 0.27885 | 0.049569 | 0.23387 | 0.20531 | 0.16012 | 0.17137
456 | 0.3263 | 0.090572 | 0.21669 | 0.16763 | 0.28511 | 0.21413
457 | 0.33432 | 0.11478 | 0.1871 | 0.080463 | 0.24061 | 0.27319
458 | 0.31674 | 0.17859 | 0.13312 | 0.071717 | 0.18818 | 0.35394
459 | 0.2138 | 0.19947 | 0.093027 | 0.053383 | 0.11409 | 0.28005
460 | 0.26172 | 0.3165 | 0.10646 | 0.084654 | 0.25986 | 0.21045
461 | 0.39041 | 0.50264 | 0.19314 | 0.23146 | 0.26481 | 0.099018
462 | 0.43157 | 0.54609 | 0.30795 | 0.40485 | 0.38635 | 0.061262
463 | 0.34922 | 0.57123 | 0.26995 | 0.43368 | 0.48461 | 0.08727
464 | 0.32529 | 0.67184 | 0.1951 | 0.45336 | 0.52009 | 0.105
465 | 0.11513 | 0.55921 | 0.16422 | 0.40543 | 0.67744 | 0.066866
466 | 0.083537 | 0.47473 | 0.16052 | 0.29186 | 0.82421 | 0.076436
467 | 0.30809 | 0.43476 | 0.16226 | 0.3472 | 0.83262 | 0.14179
468 | 0.40909 | 0.23183 | 0.35169 | 0.30857 | 0.79192 | 0.16299
469 | 0.34782 | 0.083379 | 0.49693 | 0.17561 | 0.7209 | 0.14469
470 | 0.27624 | 0.044232 | 0.62464 | 0.10202 | 0.69723 | 0.13952
471 | 0.17765 | 0.04519 | 0.62578 | 0.080571 | 0.80328 | 0.066958
472 | 0.25431 | 0.061869 | 0.71201 | 0.15668 | 0.80816 | 0.10603
473 | 0.41614 | 0.11816 | 0.72315 | 0.10635 | 0.83238 | 0.12021
474 | 0.53608 | 0.21882 | 0.70704 | 0.10442 | 0.77581 | 0.09212
475 | 0.62234 | 0.2624 | 0.68036 | 0.080672 | 0.70333 | 0.072494
476 | 0.61926 | 0.34617 | 0.70407 | 0.072506 | 0.56869 | 0.060036
477 | 0.5349 | 0.32886 | 0.55859 | 0.069347 | 0.52823 | 0.069457
478 | 0.52203 | 0.35908 | 0.3571 | 0.12472 | 0.47102 | 0.095556
479 | 0.47389 | 0.49622 | 0.29879 | 0.067547 | 0.48924 | 0.09956
480 | 0.49036 | 0.56733 | 0.31669 | 0.056894 | 0.57356 | 0.079903
481 | 0.49074 | 0.56142 | 0.31126 | 0.12323 | 0.63644 | 0.073397
482 | 0.46451 | 0.5605 | 0.29732 | 0.32274 | 0.59034 | 0.086562
483 | 0.3788 | 0.38362 | 0.31796 | 0.2137 | 0.50474 | 0.044802
484 | 0.32531 | 0.35061 | 0.34658 | 0.20163 | 0.52115 | 0.04444
485 | 0.36706 | 0.32695 | 0.24231 | 0.26613 | 0.5214 | 0.055257
486 | 0.43748 | 0.25929 | 0.15948 | 0.31676 | 0.56265 | 0.049489
487 | 0.43489 | 0.15144 | 0.14865 | 0.27513 | 0.53533 | 0.04376
488 | 0.34393 | 0.098222 | 0.17988 | 0.17717 | 0.54272 | 0.049042
489 | 0.14108 | 0.056866 | 0.16965 | 0.17986 | 0.68187 | 0.032734
490 | 0.089872 | 0.047108 | 0.18362 | 0.085364 | 0.75821 | 0.028623
491 | 0.12468 | 0.077826 | 0.17314 | 0.18399 | 0.79363 | 0.049751
492 | 0.096977 | 0.16626 | 0.16036 | 0.3536 | 0.81321 | 0.065364
493 | 0.11004 | 0.29376 | 0.15304 | 0.4284 | 0.84606 | 0.047243
494 | 0.12969 | 0.34997 | 0.14282 | 0.58673 | 0.84211 | 0.0509
495 | 0.033131 | 0.26482 | 0.10688 | 0.77963 | 0.83709 | 0.05032
496 | 0.035251 | 0.22192 | 0.10238 | 0.81341 | 0.81255 | 0.11806
497 | 0.058861 | 0.09414 | 0.046103 | 0.78773 | 0.8079 | 0.14496
498 | 0.071103 | 0.030727 | 0.036874 | 0.73663 | 0.7775 | 0.19705
499 | 0.090022 | 0.023788 | 0.03956 | 0.74951 | 0.74839 | 0.21365
500 | 0.09022 | 0.027756 | 0.060496 | 0.73604 | 0.626 | 0.27573
501 | 0.072753 | 0.024087 | 0.080211 | 0.60095 | 0.64118 | 0.38938
502 | 0.10707 | 0.056181 | 0.099717 | 0.45787 | 0.51566 | 0.5848
503 | 0.16841 | 0.064215 | 0.15969 | 0.22674 | 0.46105 | 0.67604
504 | 0.28527 | 0.07406 | 0.21545 | 0.22756 | 0.48945 | 0.68143
505 | 0.35063 | 0.065391 | 0.17778 | 0.52498 | 0.46196 | 0.7109
506 | 0.38774 | 0.065866 | 0.16643 | 0.74187 | 0.35217 | 0.75398
507 | 0.40987 | 0.058483 | 0.12756 | 0.5936 | 0.29906 | 0.69817
508 | 0.38744 | 0.070944 | 0.10346 | 0.55838 | 0.36236 | 0.6762
509 | 0.35179 | 0.069597 | 0.085288 | 0.59662 | 0.3619 | 0.69722
510 | 0.24781 | 0.063241 | 0.084214 | 0.54834 | 0.343 | 0.71703
511 | 0.28352 | 0.053726 | 0.054031 | 0.53815 | 0.26501 | 0.71903
512 | 0.37465 | 0.045704 | 0.044709 | 0.45571 | 0.22141 | 0.7301
513 | 0.29795 | 0.031644 | 0.029268 | 0.36499 | 0.26488 | 0.66419
514 | 0.24628 | 0.043392 | 0.034427 | 0.30157 | 0.25018 | 0.59545
515 | 0.18139 | 0.044332 | 0.034588 | 0.23087 | 0.13061 | 0.70245
516 | 0.16131 | 0.055346 | 0.053532 | 0.20907 | 0.1418 | 0.65544
517 | 0.29283 | 0.065107 | 0.039678 | 0.11159 | 0.37496 | 0.59983
518 | 0.42334 | 0.087477 | 0.032867 | 0.091344 | 0.56014 | 0.65085
519 | 0.42934 | 0.07957 | 0.01713 | 0.10908 | 0.62694 | 0.54092
520 | 0.42022 | 0.1427 | 0.030163 | 0.18458 | 0.6341 | 0.40374
521 | 0.27713 | 0.21333 | 0.045983 | 0.46567 | 0.53538 | 0.49189
522 | 0.24635 | 0.27835 | 0.071425 | 0.51304 | 0.53531 | 0.44228
523 | 0.21913 | 0.31272 | 0.057486 | 0.4781 | 0.63288 | 0.38186
524 | 0.24647 | 0.30889 | 0.062 | 0.62471 | 0.68002 | 0.4033
525 | 0.26041 | 0.22234 | 0.056905 | 0.76338 | 0.75034 | 0.3162
526 | 0.33943 | 0.23407 | 0.073578 | 0.81669 | 0.73515 | 0.30546
527 | 0.33072 | 0.16155 | 0.09225 | 0.73791 | 0.76305 | 0.36273
528 | 0.16429 | 0.082299 | 0.13972 | 0.6096 | 0.60995 | 0.32409
529 | 0.088737 | 0.056556 | 0.12693 | 0.43683 | 0.51049 | 0.30996
530 | 0.059808 | 0.04259 | 0.11102 | 0.26931 | 0.44503 | 0.41471
531 | 0.05791 | 0.044842 | 0.098739 | 0.23074 | 0.41288 | 0.37002
532 | 0.059237 | 0.052835 | 0.078478 | 0.14772 | 0.26905 | 0.29104
533 | 0.068225 | 0.032917 | 0.046147 | 0.052635 | 0.17648 | 0.5091
534 | 0.11409 | 0.028745 | 0.044565 | 0.14102 | 0.048721 | 0.54145
535 | 0.12335 | 0.023293 | 0.035264 | 0.28679 | 0.042579 | 0.57157
536 | 0.068831 | 0.019333 | 0.050501 | 0.32193 | 0.088272 | 0.64604
537 | 0.024218 | 0.033536 | 0.067148 | 0.40797 | 0.075744 | 0.49336
538 | 0.016461 | 0.037956 | 0.12359 | 0.50298 | 0.12904 | 0.56729
539 | 0.048128 | 0.059156 | 0.14086 | 0.32162 | 0.36345 | 0.78117
540 | 0.23624 | 0.06847 | 0.067359 | 0.22006 | 0.18028 | 0.75843
541 | 0.20298 | 0.10462 | 0.067371 | 0.17529 | 0.13084 | 0.65834
542 | 0.091499 | 0.16761 | 0.072041 | 0.081352 | 0.10233 | 0.42065
543 | 0.13735 | 0.28795 | 0.10731 | 0.18608 | 0.10106 | 0.12802
544 | 0.12877 | 0.47907 | 0.24102 | 0.3632 | 0.13543 | 0.12089
545 | 0.11 | 0.60492 | 0.29369 | 0.15173 | 0.11628 | 0.12185
546 | 0.19885 | 0.65532 | 0.44765 | 0.07926 | 0.19925 | 0.10341
547 | 0.14218 | 0.52261 | 0.5778 | 0.091411 | 0.35575 | 0.064089
548 | 0.072189 | 0.35459 | 0.63892 | 0.095252 | 0.39609 | 0.034948
549 | 0.080053 | 0.14751 | 0.47783 | 0.22426 | 0.50503 | 0.017188
550 | 0.15762 | 0.048211 | 0.54268 | 0.23732 | 0.52272 | 0.051588
551 | 0.17575 | 0.064169 | 0.63971 | 0.3681 | 0.56619 | 0.10143
552 | 0.2906 | 0.19212 | 0.72956 | 0.51098 | 0.62246 | 0.15823
553 | 0.27897 | 0.29969 | 0.73314 | 0.50265 | 0.64639 | 0.1361
554 | 0.24411 | 0.32049 | 0.61036 | 0.31133 | 0.64596 | 0.083877
555 | 0.13271 | 0.1456 | 0.37181 | 0.17582 | 0.51745 | 0.13947
556 | 0.1042 | 0.17829 | 0.38033 | 0.22071 | 0.63647 | 0.23023
557 | 0.11572 | 0.23307 | 0.47771 | 0.18785 | 0.73014 | 0.34545
558 | 0.2131 | 0.26074 | 0.45449 | 0.1942 | 0.73464 | 0.43424
559 | 0.26858 | 0.22547 | 0.28516 | 0.13821 | 0.64087 | 0.28919
560 | 0.1963 | 0.21318 | 0.15222 | 0.17389 | 0.57535 | 0.18689
561 | 0.25063 | 0.19518 | 0.063967 | 0.12145 | 0.67027 | 0.24035
562 | 0.28362 | 0.24618 | 0.097905 | 0.23734 | 0.78094 | 0.27931
563 | 0.16343 | 0.30963 | 0.1427 | 0.44367 | 0.83284 | 0.33493
564 | 0.36417 | 0.37881 | 0.16894 | 0.4612 | 0.84283 | 0.46319
565 | 0.42025 | 0.34004 | 0.18141 | 0.33649 | 0.82713 | 0.30998
566 | 0.38164 | 0.32644 | 0.21426 | 0.20277 | 0.82636 | 0.24771
567 | 0.462 | 0.35976 | 0.17735 | 0.2913 | 0.80617 | 0.1877
568 | 0.56273 | 0.49543 | 0.1984 | 0.62912 | 0.81085 | 0.15701
569 | 0.52205 | 0.57296 | 0.17666 | 0.39471 | 0.80609 | 0.23694
570 | 0.2958 | 0.6218 | 0.18175 | 0.32858 | 0.79304 | 0.26512
571 | 0.16369 | 0.60507 | 0.19623 | 0.25107 | 0.757 | 0.18545
572 | 0.24097 | 0.59709 | 0.24464 | 0.14464 | 0.72772 | 0.14841
573 | 0.38509 | 0.57937 | 0.19787 | 0.15846 | 0.58024 | 0.088545
574 | 0.39363 | 0.6853 | 0.28159 | 0.13796 | 0.65402 | 0.11223
575 | 0.17473 | 0.77874 | 0.2426 | 0.1493 | 0.74669 | 0.18837
576 | 0.17934 | 0.78274 | 0.12785 | 0.41536 | 0.48413 | 0.25706
577 | 0.16561 | 0.72312 | 0.089971 | 0.5171 | 0.23997 | 0.20893
578 | 0.053709 | 0.68967 | 0.061223 | 0.49235 | 0.13133 | 0.19637
579 | 0.022496 | 0.57546 | 0.068612 | 0.38218 | 0.16825 | 0.14312
580 | 0.028117 | 0.52554 | 0.1474 | 0.27584 | 0.28766 | 0.17337
581 | 0.074291 | 0.59352 | 0.15375 | 0.23448 | 0.25488 | 0.29308
582 | 0.082295 | 0.63197 | 0.1583 | 0.13348 | 0.40884 | 0.41675
583 | 0.08718 | 0.47657 | 0.14935 | 0.0774 | 0.55404 | 0.34144
584 | 0.066747 | 0.38639 | 0.1482 | 0.064219 | 0.62467 | 0.29
585 | 0.092515 | 0.23404 | 0.13408 | 0.033242 | 0.6619 | 0.22428
586 | 0.059096 | 0.15304 | 0.10532 | 0.039811 | 0.71507 | 0.25942
587 | 0.082483 | 0.11868 | 0.070406 | 0.1601 | 0.64773 | 0.29479
588 | 0.25069 | 0.14293 | 0.089339 | 0.18018 | 0.55481 | 0.38137
589 | 0.275 | 0.09584 | 0.062666 | 0.15235 | 0.51496 | 0.31079
590 | 0.11055 | 0.072475 | 0.027257 | 0.15373 | 0.54706 | 0.26948
591 | 0.038795 | 0.046366 | 0.010634 | 0.10608 | 0.67096 | 0.28505
592 | 0.026037 | 0.073135 | 0.025719 | 0.13586 | 0.78997 | 0.30351
593 | 0.055942 | 0.07732 | 0.045783 | 0.080685 | 0.84689 | 0.23934
594 | 0.16403 | 0.13391 | 0.065978 | 0.051802 | 0.84435 | 0.28071
595 | 0.19935 | 0.15837 | 0.054376 | 0.077706 | 0.81916 | 0.21984
596 | 0.16802 | 0.15403 | 0.03111 | 0.21976 | 0.79777 | 0.20279
597 | 0.10685 | 0.094376 | 0.01171 | 0.19352 | 0.76278 | 0.17984
598 | 0.22849 | 0.085419 | 0.017757 | 0.38637 | 0.82479 | 0.19777
599 | 0.44104 | 0.13667 | 0.028585 | 0.60391 | 0.84268 | 0.2151
600 | 0.4779 | 0.25855 | 0.064994 | 0.68025 | 0.7913 | 0.30546
601 | 0.45403 | 0.27594 | 0.04645 | 0.69816 | 0.73873 | 0.25154
602 | 0.45659 | 0.25908 | 0.028543 | 0.6825 | 0.69736 | 0.205
603 | 0.23097 | 0.12998 | 0.02299 | 0.41465 | 0.71176 | 0.13809
604 | 0.21133 | 0.098973 | 0.037349 | 0.38925 | 0.70448 | 0.10394
605 | 0.3303 | 0.12827 | 0.052054 | 0.50496 | 0.67484 | 0.13164
606 | 0.13424 | 0.15178 | 0.13726 | 0.59742 | 0.67114 | 0.23217
607 | 0.074549 | 0.10257 | 0.12595 | 0.5777 | 0.762 | 0.22918
608 | 0.12031 | 0.061323 | 0.1054 | 0.49287 | 0.75932 | 0.2172
609 | 0.106 | 0.012991 | 0.076529 | 0.33527 | 0.77038 | 0.14379
610 | 0.18649 | 0.014348 | 0.091068 | 0.4135 | 0.81143 | 0.13653
611 | 0.26112 | 0.032364 | 0.088427 | 0.41157 | 0.81823 | 0.19061
612 | 0.19138 | 0.05139 | 0.14835 | 0.41149 | 0.77842 | 0.2745
613 | 0.18623 | 0.036659 | 0.12207 | 0.3282 | 0.70666 | 0.22335
614 | 0.19394 | 0.029906 | 0.086234 | 0.29481 | 0.65674 | 0.15554
615 | 0.11796 | 0.023041 | 0.050775 | 0.23153 | 0.66685 | 0.074801
616 | 0.056877 | 0.035603 | 0.052109 | 0.23413 | 0.68975 | 0.05906
617 | 0.029021 | 0.076214 | 0.055053 | 0.19447 | 0.69135 | 0.10477
618 | 0.10247 | 0.16284 | 0.090695 | 0.12261 | 0.37598 | 0.16647
619 | 0.18138 | 0.20357 | 0.071135 | 0.064382 | 0.29526 | 0.12492
620 | 0.36159 | 0.25628 | 0.054539 | 0.025346 | 0.51319 | 0.10248
621 | 0.45994 | 0.23962 | 0.034945 | 0.018278 | 0.65596 | 0.032561
622 | 0.52865 | 0.29832 | 0.046953 | 0.029411 | 0.74794 | 0.032939
623 | 0.28624 | 0.36238 | 0.039613 | 0.046683 | 0.76984 | 0.076217
624 | 0.43205 | 0.47072 | 0.074906 | 0.052686 | 0.72856 | 0.068264
625 | 0.43134 | 0.43298 | 0.049081 | 0.049783 | 0.72163 | 0.057004
626 | 0.29867 | 0.39463 | 0.03922 | 0.083678 | 0.75393 | 0.091952
627 | 0.35783 | 0.25883 | 0.024556 | 0.18361 | 0.77807 | 0.023197
628 | 0.3952 | 0.28415 | 0.046195 | 0.24312 | 0.82584 | 0.029376
629 | 0.28635 | 0.36807 | 0.071478 | 0.23146 | 0.83191 | 0.13789
630 | 0.53932 | 0.40135 | 0.13814 | 0.31188 | 0.75838 | 0.37155
631 | 0.47979 | 0.36998 | 0.11931 | 0.23969 | 0.63946 | 0.42204
632 | 0.19837 | 0.32347 | 0.11362 | 0.2447 | 0.61539 | 0.44603
633 | 0.12661 | 0.24113 | 0.10616 | 0.28503 | 0.55044 | 0.26146
634 | 0.1136 | 0.28569 | 0.15378 | 0.29182 | 0.61947 | 0.14269
635 | 0.066733 | 0.40617 | 0.20449 | 0.23561 | 0.61529 | 0.10307
636 | 0.078017 | 0.39615 | 0.26795 | 0.25786 | 0.35205 | 0.038615
637 | 0.05922 | 0.294 | 0.23689 | 0.20493 | 0.25047 | 0.10022
638 | 0.021226 | 0.20566 | 0.2127 | 0.17638 | 0.23233 | 0.304
639 | 0 | 0.095141 | 0.17789 | 0.15415 | 0.17733 | 0.12337
640 | 0.01606 | 0.083618 | 0.27187 | 0.14445 | 0.16683 | 0.071149
641 | 0.050843 | 0.092323 | 0.32708 | 0.14246 | 0.11956 | 0.17106
642 | 0.25178 | 0.11579 | 0.42982 | 0.21714 | 0.097672 | 0.19823
643 | 0.19822 | 0.077143 | 0.40352 | 0.19393 | 0.079313 | 0.1269
644 | 0.075899 | 0.057147 | 0.38189 | 0.21041 | 0.091176 | 0.067849
645 | 0.03273 | 0.044438 | 0.3159 | 0.13064 | 0.0953 | 0.099758
646 | 0.043791 | 0.076814 | 0.35881 | 0.19804 | 0.21858 | 0.10305
647 | 0.055896 | 0.039162 | 0.44951 | 0.18956 | 0.44678 | 0.17526
648 | 0.32474 | 0.05713 | 0.45375 | 0.29323 | 0.52783 | 0.37004
649 | 0.16549 | 0.055345 | 0.32545 | 0.22475 | 0.52988 | 0.37246
650 | 0.040677 | 0.02979 | 0.24985 | 0.18466 | 0.47471 | 0.32583
651 | 0 | 0.024942 | 0.13008 | 0.081968 | 0.22225 | 0.22869
652 | 0 | 0.056875 | 0.10986 | 0.057841 | 0.18472 | 0.19621
653 | 0.016073 | 0.039595 | 0.13771 | 0.070485 | 0.43801 | 0.15377
654 | 0.046625 | 0.13085 | 0.13023 | 0.082261 | 0.57673 | 0.17576
655 | 0.055903 | 0.25993 | 0.070871 | 0.05194 | 0.59815 | 0.20825
656 | 0.049607 | 0.2896 | 0.049443 | 0.080286 | 0.57163 | 0.2033
657 | 0.02035 | 0.14201 | 0.016292 | 0.049099 | 0.46317 | 0.30548
658 | 0.042149 | 0.096226 | 0.018981 | 0.053559 | 0.43164 | 0.44892
659 | 0.24145 | 0.066845 | 0.060565 | 0.10435 | 0.48807 | 0.3057
660 | 0.2565 | 0.0941 | 0.080851 | 0.21372 | 0.19914 | 0.25913
661 | 0.23143 | 0.078352 | 0.069589 | 0.17109 | 0.16527 | 0.23737
662 | 0.28003 | 0.068292 | 0.066962 | 0.24621 | 0.17752 | 0.18588
663 | 0.1086 | 0.04112 | 0.032603 | 0.1364 | 0.1176 | 0.1719
664 | 0.12603 | 0.046486 | 0.066369 | 0.11527 | 0.10567 | 0.15789
665 | 0.30557 | 0.026461 | 0.12928 | 0.26225 | 0.061046 | 0.20121
666 | 0.34529 | 0.050688 | 0.14706 | 0.32558 | 0.153 | 0.19024
667 | 0.28082 | 0.038309 | 0.1359 | 0.28515 | 0.19652 | 0.18081
668 | 0.25421 | 0.023606 | 0.14599 | 0.23333 | 0.1542 | 0.22456
669 | 0.065422 | 0.010597 | 0.078455 | 0.20098 | 0.101 | 0.27971
670 | 0.07059 | 0.029919 | 0.14198 | 0.31502 | 0.097212 | 0.59696
671 | 0.19098 | 0.03395 | 0.21645 | 0.26377 | 0.068943 | 0.47472
672 | 0.11113 | 0.047329 | 0.17559 | 0.086152 | 0.16844 | 0.28203
673 | 0.11335 | 0.051387 | 0.14318 | 0.069179 | 0.23863 | 0.15014
674 | 0.18573 | 0.032618 | 0.1313 | 0.095916 | 0.15083 | 0.12511
675 | 0.069711 | 0.013552 | 0.12792 | 0.07373 | 0.15703 | 0.058527
676 | 0.10328 | 0.016038 | 0.19214 | 0.049095 | 0.25986 | 0.050635
677 | 0.36268 | 0.010374 | 0.2036 | 0.02755 | 0.2507 | 0.024762
678 | 0.53994 | 0 | 0.23998 | 0.045109 | 0.17206 | 0.13126
679 | 0.5637 | 0 | 0.20855 | 0.15291 | 0.12653 | 0.34537
680 | 0.57108 | 0 | 0.21755 | 0.26323 | 0.15633 | 0.3348
681 | 0.31872 | 0 | 0.18251 | 0.029098 | 0.034515 | 0.10176
682 | 0.29135 | 0 | 0.27019 | 0.028642 | 0.027434 | 0.15326
683 | 0.51855 | 0.010051 | 0.27209 | 0.043651 | 0.045144 | 0.12079
684 | 0.55195 | 0.022139 | 0.2918 | 0.12095 | 0.087597 | 0.20077
685 | 0.45931 | 0.014439 | 0.28896 | 0.14862 | 0.049675 | 0.13791
686 | 0.38158 | 0 | 0.22972 | 0.15597 | 0.11143 | 0.052164
687 | 0.16905 | 0 | 0.15282 | 0.075306 | 0.043174 | 0.074354
688 | 0.22978 | 0 | 0.19284 | 0.061212 | 0.067737 | 0.143
689 | 0.4045 | 0.011764 | 0.10787 | 0.026906 | 0.141 | 0.066634
690 | 0.44119 | 0.037316 | 0.11374 | 0.057015 | 0.05227 | 0.028218
691 | 0.56493 | 0.037173 | 0.1776 | 0.15113 | 0.098157 | 0.090862
692 | 0.62967 | 0.04037 | 0.1954 | 0.10153 | 0.29856 | 0.21009
693 | 0.33106 | 0.028474 | 0.17693 | 0.037166 | 0.2219 | 0.17997
694 | 0.31359 | 0.063019 | 0.19273 | 0.046694 | 0.36941 | 0.15226
695 | 0.46607 | 0.13009 | 0.20843 | 0.070441 | 0.61965 | 0.076802
696 | 0.18896 | 0.16927 | 0.26173 | 0.22788 | 0.59747 | 0.015112
697 | 0.13502 | 0.13173 | 0.21736 | 0.28266 | 0.53275 | 0.036668
698 | 0.29001 | 0.10592 | 0.15125 | 0.34108 | 0.53365 | 0.15972
699 | 0.15469 | 0.053892 | 0.072848 | 0.31854 | 0.32178 | 0.02949
700 | 0.21825 | 0.074541 | 0.12952 | 0.3194 | 0.24103 | 0.07737
701 | 0.36001 | 0.12021 | 0.17169 | 0.37121 | 0.2232 | 0.11804
702 | 0.1105 | 0.14234 | 0.19159 | 0.4632 | 0.082691 | 0.26299
703 | 0.14823 | 0.13812 | 0.22777 | 0.60651 | 0.12143 | 0.23496
704 | 0.32287 | 0.13468 | 0.2651 | 0.69067 | 0.1981 | 0.19168
705 | 0.1461 | 0.076938 | 0.27083 | 0.44158 | 0.12212 | 0.099528
706 | 0.12844 | 0.088879 | 0.31241 | 0.20978 | 0.15378 | 0.042202
707 | 0.25512 | 0.1306 | 0.24345 | 0.081031 | 0.36558 | 0.11496
708 | 0.12127 | 0.1742 | 0.14901 | 0.16421 | 0.37236 | 0.20305
709 | 0.15091 | 0.11023 | 0.096667 | 0.24627 | 0.3296 | 0.28981
710 | 0.30537 | 0.068463 | 0.057775 | 0.32496 | 0.34574 | 0.30325
711 | 0.22909 | 0.029472 | 0.020244 | 0.2767 | 0.14875 | 0.15718
712 | 0.28795 | 0.047441 | 0.018166 | 0.26023 | 0.12679 | 0.15047
713 | 0.52553 | 0.10948 | 0.039346 | 0.14635 | 0.25655 | 0.38246
714 | 0.67286 | 0.2336 | 0.11095 | 0.1002 | 0.27149 | 0.37576
715 | 0.65076 | 0.23659 | 0.12142 | 0.13869 | 0.25022 | 0.33534
716 | 0.61939 | 0.21046 | 0.12028 | 0.28631 | 0.26402 | 0.27952
717 | 0.44039 | 0.097382 | 0.096319 | 0.28569 | 0.075382 | 0.065065
718 | 0.44781 | 0.15252 | 0.087485 | 0.23593 | 0.062846 | 0.10203
719 | 0.34009 | 0.19578 | 0.072866 | 0.16529 | 0.12343 | 0.15418
720 | 0.36862 | 0.19448 | 0.11682 | 0.021924 | 0.068408 | 0.16266
721 | 0.44641 | 0.36527 | 0.2218 | 0.045412 | 0.051561 | 0.32911
722 | 0.15885 | 0.27348 | 0.20009 | 0.071836 | 0.02912 | 0.44056
723 | 0.13531 | 0.14155 | 0.16594 | 0.064653 | 0.024902 | 0.39064
724 | 0.30174 | 0.16867 | 0.26594 | 0.0822 | 0.030114 | 0.16172
725 | 0.26049 | 0.16715 | 0.3011 | 0.0139 | 0.031955 | 0.19769
726 | 0.54782 | 0.14981 | 0.43887 | 0.072129 | 0.027827 | 0.44511
727 | 0.42712 | 0.10782 | 0.34449 | 0.26981 | 0.031188 | 0.41836
728 | 0.2453 | 0.07211 | 0.20261 | 0.16488 | 0.02396 | 0.27421
729 | 0.25838 | 0.072053 | 0.096584 | 0.074364 | 0.017757 | 0.20491
730 | 0.24339 | 0.10408 | 0.098672 | 0.1967 | 0.019064 | 0.33009
731 | 0.21512 | 0.11936 | 0.081243 | 0.48002 | 0.023132 | 0.19781
732 | 0.3109 | 0.15667 | 0.23751 | 0.77012 | 0.051173 | 0.24144
733 | 0.29543 | 0.20199 | 0.25023 | 0.76508 | 0.089199 | 0.37823
734 | 0.19669 | 0.21674 | 0.18025 | 0.69956 | 0.11534 | 0.41944
735 | 0.18538 | 0.28024 | 0.11121 | 0.64774 | 0.097681 | 0.40578
736 | 0.22999 | 0.40351 | 0.10046 | 0.51142 | 0.12827 | 0.30463
737 | 0.21384 | 0.52783 | 0.11527 | 0.2097 | 0.13157 | 0.063165
738 | 0.17882 | 0.53049 | 0.24305 | 0.30826 | 0.12915 | 0.12373
739 | 0.16896 | 0.43187 | 0.25772 | 0.56489 | 0.1455 | 0.28968
740 | 0.11722 | 0.31951 | 0.23804 | 0.58367 | 0.24081 | 0.19023
741 | 0.03686 | 0.24191 | 0.20435 | 0.50708 | 0.19431 | 0.14077
742 | 0.041324 | 0.29954 | 0.26719 | 0.50398 | 0.2379 | 0.13929
743 | 0.053447 | 0.33816 | 0.34395 | 0.5401 | 0.22056 | 0.052705
744 | 0.25532 | 0.39225 | 0.50288 | 0.66181 | 0.33468 | 0.092691
745 | 0.26191 | 0.39698 | 0.47228 | 0.72555 | 0.31444 | 0.051924
746 | 0.23284 | 0.31757 | 0.3346 | 0.78865 | 0.39534 | 0.021366
747 | 0.24891 | 0.27642 | 0.26191 | 0.79044 | 0.37502 | 0.081047
748 | 0.35673 | 0.27791 | 0.30139 | 0.72627 | 0.43714 | 0.14597
749 | 0.37513 | 0.21964 | 0.28992 | 0.69418 | 0.46179 | 0.30311
750 | 0.55452 | 0.19375 | 0.31129 | 0.70126 | 0.56828 | 0.36619
751 | 0.63015 | 0.16034 | 0.22621 | 0.6299 | 0.51289 | 0.29293
752 | 0.60054 | 0.16311 | 0.17631 | 0.52985 | 0.38067 | 0.22357
753 | 0.54657 | 0.19954 | 0.090156 | 0.52599 | 0.22264 | 0.26448
754 | 0.52071 | 0.31384 | 0.036479 | 0.44187 | 0.18489 | 0.17
755 | 0.31959 | 0.33302 | 0.018912 | 0.256 | 0.18404 | 0.037473
756 | 0.17353 | 0.30344 | 0.047374 | 0.10226 | 0.25558 | 0.02959
757 | 0.27375 | 0.18282 | 0.059463 | 0.14619 | 0.19333 | 0.18888
758 | 0.3041 | 0.093951 | 0.07511 | 0.097095 | 0.11419 | 0.13328
759 | 0.2001 | 0.057535 | 0.08091 | 0.08783 | 0.073358 | 0.07711
760 | 0.18607 | 0.090007 | 0.10392 | 0.19472 | 0.079638 | 0.084576
761 | 0.15253 | 0.098098 | 0.065681 | 0.15785 | 0.11479 | 0.073671
762 | 0.15829 | 0.057395 | 0.086239 | 0.42718 | 0.23797 | 0.17439
763 | 0.30612 | 0.043317 | 0.043893 | 0.47836 | 0.23203 | 0.20467
764 | 0.28635 | 0.031094 | 0.037645 | 0.3458 | 0.13528 | 0.12276
765 | 0.2707 | 0.045685 | 0.037853 | 0.32033 | 0.072947 | 0.19624
766 | 0.2987 | 0.11155 | 0.03036 | 0.23686 | 0.090283 | 0.2315
767 | 0.34399 | 0.15554 | 0.051622 | 0.094504 | 0.13515 | 0.16441
768 | 0.45646 | 0.14126 | 0.14433 | 0.012692 | 0.16054 | 0.13945
769 | 0.39975 | 0.096567 | 0.14257 | 0.079579 | 0.14096 | 0.18904
770 | 0.31894 | 0.07546 | 0.11198 | 0.20659 | 0.12833 | 0.2903
771 | 0.21887 | 0.054319 | 0.11903 | 0.046001 | 0.071942 | 0.13571
772 | 0.42906 | 0.083777 | 0.1714 | 0.082036 | 0.11322 | 0.070621
773 | 0.7025 | 0.15382 | 0.1384 | 0.10282 | 0.12146 | 0.10051
774 | 0.76595 | 0.17236 | 0.1564 | 0.36251 | 0.34016 | 0.14423
775 | 0.64353 | 0.2095 | 0.14881 | 0.36531 | 0.2955 | 0.10865
776 | 0.5433 | 0.21886 | 0.10595 | 0.34899 | 0.15603 | 0.05359
777 | 0.37563 | 0.14157 | 0.082435 | 0.28246 | 0.049933 | 0.023506
778 | 0.32434 | 0.16726 | 0.097973 | 0.29323 | 0.051716 | 0
779 | 0.13218 | 0.1568 | 0.043668 | 0.2641 | 0.040173 | 0.010603
780 | 0.21265 | 0.075715 | 0.050743 | 0.51244 | 0.31281 | 0.1957
781 | 0.26645 | 0.034806 | 0.0481 | 0.4765 | 0.16638 | 0.21761
782 | 0.17697 | 0.015455 | 0.022626 | 0.35557 | 0.17327 | 0.10101
783 | 0.14267 | 0.02827 | 0 | 0.26567 | 0.13299 | 0.038218
784 | 0.13838 | 0.063613 | 0.013206 | 0.29185 | 0.24391 | 0.059053
785 | 0.062046 | 0.17675 | 0.015045 | 0.33293 | 0.48708 | 0.034699
786 | 0.033023 | 0.33058 | 0.027456 | 0.22977 | 0.37547 | 0.13151
787 | 0.040563 | 0.43594 | 0.030672 | 0.14911 | 0.32275 | 0.12413
788 | 0.012685 | 0.29473 | 0.017119 | 0.1314 | 0.41291 | 0.074971
789 | 0 | 0.17218 | 0.01274 | 0.10175 | 0.25591 | 0.061849
790 | 0.019024 | 0.15722 | 0.016429 | 0.11355 | 0.33896 | 0.075137
791 | 0.023435 | 0.19206 | 0.034957 | 0.16946 | 0.52631 | 0.025223
792 | 0.14113 | 0.18632 | 0.052927 | 0.078984 | 0.2831 | 0.071401
793 | 0.10849 | 0.19049 | 0.038416 | 0.03968 | 0.11879 | 0.048719
794 | 0.019323 | 0.28544 | 0.026254 | 0.040359 | 0.18757 | 0.031098
795 | 0.020145 | 0.35766 | 0 | 0.024984 | 0.14185 | 0.01833
796 | 0.030215 | 0.38981 | 0.021318 | 0.049222 | 0.16237 | 0.016874
797 | 0.042505 | 0.28358 | 0.046997 | 0.084306 | 0.24006 | 0
798 | 0.13152 | 0.24644 | 0.086931 | 0.063274 | 0.23314 | 0.12966
799 | 0.19589 | 0.21823 | 0.094951 | 0.039101 | 0.27807 | 0.381
800 | 0.16338 | 0.1368 | 0.091849 | 0.032252 | 0.08853 | 0.34798
801 | 0.16723 | 0.073634 | 0.045841 | 0.020967 | 0.068677 | 0.21244
802 | 0.25126 | 0.03314 | 0.062216 | 0.027979 | 0.054401 | 0.24544
803 | 0.14925 | 0.020647 | 0.099095 | 0.049284 | 0.082289 | 0.23736
804 | 0.34484 | 0.022532 | 0.13351 | 0.043603 | 0.12908 | 0.2975
805 | 0.25329 | 0.026502 | 0.11412 | 0.022803 | 0.16791 | 0.2258
806 | 0.1874 | 0.045067 | 0.078757 | 0.014054 | 0.13292 | 0.26898
807 | 0.16888 | 0.091735 | 0.029165 | 0 | 0.122 | 0.27298
808 | 0.28706 | 0.1343 | 0.030444 | 0 | 0.18717 | 0.38537
809 | 0.3859 | 0.10005 | 0.036272 | 0.010932 | 0.298 | 0.60614
810 | 0.28632 | 0.10408 | 0.043039 | 0.069029 | 0.42813 | 0.70551
811 | 0.22417 | 0.12023 | 0.042426 | 0.07835 | 0.49335 | 0.68062
812 | 0.11057 | 0.10997 | 0.030341 | 0.048398 | 0.61204 | 0.69097
813 | 0.086883 | 0.11637 | 0.015054 | 0 | 0.59923 | 0.49737
814 | 0.11406 | 0.11341 | 0.019853 | 0.020951 | 0.6349 | 0.42179
815 | 0.10662 | 0.032464 | 0.063654 | 0.067607 | 0.68906 | 0.55175
816 | 0.15795 | 0.035827 | 0.088516 | 0.36186 | 0.71076 | 0.49431
817 | 0.19666 | 0.046595 | 0.10917 | 0.59284 | 0.6758 | 0.36173
818 | 0.13729 | 0.047772 | 0.10373 | 0.50558 | 0.67643 | 0.31267
819 | 0.14249 | 0.034994 | 0.072673 | 0.41308 | 0.55701 | 0.26332
820 | 0.1186 | 0.087764 | 0.15081 | 0.50039 | 0.64089 | 0.30126
821 | 0.17687 | 0.24042 | 0.26787 | 0.71317 | 0.69295 | 0.33619
822 | 0.19013 | 0.33403 | 0.39748 | 0.73124 | 0.68597 | 0.18918
823 | 0.25367 | 0.32714 | 0.41393 | 0.68664 | 0.61734 | 0.095855
824 | 0.22049 | 0.25605 | 0.32245 | 0.63393 | 0.60934 | 0.064421
825 | 0.20118 | 0.12941 | 0.19963 | 0.53339 | 0.55293 | 0.046234
826 | 0.20337 | 0.13976 | 0.26219 | 0.50484 | 0.54308 | 0.024506
827 | 0.13768 | 0.182 | 0.39455 | 0.66992 | 0.4984 | 0.020823
828 | 0.14499 | 0.23958 | 0.48042 | 0.65437 | 0.38667 | 0.15436
829 | 0.094711 | 0.17222 | 0.45781 | 0.65761 | 0.30683 | 0.26558
830 | 0.052692 | 0.11062 | 0.37952 | 0.63212 | 0.2532 | 0.22186
831 | 0.054679 | 0.068214 | 0.29269 | 0.44837 | 0.15372 | 0.20671
832 | 0.098636 | 0.057216 | 0.36793 | 0.46581 | 0.23557 | 0.31785
833 | 0.23766 | 0.039808 | 0.38404 | 0.70694 | 0.38367 | 0.1359
834 | 0.28905 | 0.049816 | 0.35132 | 0.70262 | 0.26452 | 0.097522
835 | 0.38382 | 0.038114 | 0.28758 | 0.65967 | 0.21499 | 0.12295
836 | 0.32999 | 0.0202 | 0.19493 | 0.71727 | 0.33066 | 0.11662
837 | 0.19319 | 0.045077 | 0.15833 | 0.51784 | 0.30443 | 0.19126
838 | 0.15217 | 0.14759 | 0.14339 | 0.41475 | 0.38705 | 0.30415
839 | 0.24159 | 0.24941 | 0.13845 | 0.57636 | 0.52921 | 0.25414
840 | 0.14418 | 0.32371 | 0.13495 | 0.35159 | 0.34773 | 0.16938
841 | 0.10138 | 0.3147 | 0.14979 | 0.22562 | 0.29414 | 0.10834
842 | 0.14639 | 0.22426 | 0.14807 | 0.27705 | 0.50833 | 0.096815
843 | 0.096991 | 0.19981 | 0.1641 | 0.28529 | 0.30189 | 0.11396
844 | 0.07378 | 0.17119 | 0.2052 | 0.40693 | 0.38628 | 0.13236
845 | 0.10863 | 0.069812 | 0.14487 | 0.47156 | 0.53474 | 0.049437
846 | 0.14457 | 0.06624 | 0.091702 | 0.48795 | 0.26738 | 0.036283
847 | 0.1285 | 0.070724 | 0.15215 | 0.45319 | 0.20588 | 0.032664
848 | 0.078035 | 0.048414 | 0.24096 | 0.36289 | 0.27574 | 0.024151
849 | 0.089331 | 0.028695 | 0.25937 | 0.39052 | 0.25067 | 0.051846
850 | 0.083024 | 0.018387 | 0.29412 | 0.57879 | 0.31875 | 0.05546
851 | 0.14424 | 0.016238 | 0.41017 | 0.54723 | 0.42212 | 0.026526
852 | 0.085125 | 0.042921 | 0.5047 | 0.31941 | 0.30745 | 0.094922
853 | 0.070891 | 0.042202 | 0.44438 | 0.2199 | 0.30875 | 0.14469
854 | 0.0606 | 0.025514 | 0.33167 | 0.16045 | 0.38289 | 0.070563
855 | 0.064184 | 0 | 0.28041 | 0.097439 | 0.33054 | 0.021076
856 | 0.064007 | 0 | 0.27359 | 0.06778 | 0.38224 | 0.033183
857 | 0.057629 | 0.010494 | 0.09961 | 0.041253 | 0.42502 | 0.045
858 | 0.13993 | 0.031853 | 0.059085 | 0.058389 | 0.21159 | 0.18678
859 | 0.13595 | 0.026818 | 0.076053 | 0.17855 | 0.16439 | 0.20369
860 | 0.058014 | 0.026383 | 0.1114 | 0.084766 | 0.11305 | 0.17946
861 | 0.018993 | 0.02018 | 0.14707 | 0 | 0.080377 | 0.25592
862 | 0.01955 | 0.050039 | 0.2164 | 0 | 0.072539 | 0.30431
863 | 0 | 0.10266 | 0.30071 | 0.073352 | 0.087512 | 0.32236
864 | 0.076784 | 0.12222 | 0.35591 | 0.2089 | 0.10285 | 0.4141
865 | 0.11223 | 0.087394 | 0.38534 | 0.23144 | 0.21969 | 0.39593
866 | 0.030532 | 0.079629 | 0.28639 | 0.12096 | 0.059601 | 0.32762
867 | 0 | 0.055527 | 0.23978 | 0.093409 | 0.019199 | 0.13337
868 | 0.029071 | 0.061212 | 0.22613 | 0.10521 | 0.032338 | 0.047511
869 | 0.067643 | 0.1049 | 0.11813 | 0.18221 | 0.073171 | 0.023381
870 | 0.12649 | 0.14968 | 0.064926 | 0.091715 | 0.21559 | 0.14562
871 | 0.088774 | 0.11054 | 0.065953 | 0.087825 | 0.26349 | 0.21865
872 | 0.1141 | 0.071146 | 0.042899 | 0.12287 | 0.1179 | 0.25567
873 | 0.061242 | 0.014739 | 0.028167 | 0.067427 | 0.083939 | 0.15182
874 | 0.063311 | 0 | 0.01891 | 0.061917 | 0.10443 | 0.1903
875 | 0.085952 | 0.035447 | 0.018644 | 0.073666 | 0.13425 | 0.1501
876 | 0.13384 | 0.098965 | 0.089298 | 0.11585 | 0.19932 | 0.38777
877 | 0.11624 | 0.1327 | 0.092246 | 0.10414 | 0.20625 | 0.30795
878 | 0.069527 | 0.13249 | 0.058213 | 0.090959 | 0.26529 | 0.19996
879 | 0.070212 | 0.11464 | 0.039015 | 0.035523 | 0.28496 | 0.31376
880 | 0.16031 | 0.19671 | 0.036435 | 0.033868 | 0.36005 | 0.28583
881 | 0.26759 | 0.30302 | 0.071772 | 0.063574 | 0.28768 | 0.42952
882 | 0.24028 | 0.39461 | 0.23839 | 0.046808 | 0.36837 | 0.29371
883 | 0.21449 | 0.3675 | 0.26597 | 0.04494 | 0.33541 | 0.23091
884 | 0.18367 | 0.3156 | 0.1834 | 0.061001 | 0.37808 | 0.25267
885 | 0.15096 | 0.22658 | 0.12558 | 0 | 0.37772 | 0.25728
886 | 0.18307 | 0.28628 | 0.11836 | 0 | 0.46742 | 0.22177
887 | 0.19489 | 0.40897 | 0.15863 | 0.072087 | 0.40346 | 0.23926
888 | 0.15718 | 0.51312 | 0.25491 | 0.14827 | 0.43095 | 0.21432
889 | 0.16549 | 0.45913 | 0.23015 | 0.16027 | 0.29577 | 0.22979
890 | 0.10656 | 0.38049 | 0.17168 | 0.22231 | 0.3297 | 0.13509
891 | 0.12756 | 0.28464 | 0.10115 | 0.14428 | 0.2628 | 0.17806
892 | 0.12892 | 0.31644 | 0.099338 | 0.19728 | 0.32861 | 0.1841
893 | 0.10305 | 0.36223 | 0.066066 | 0.18941 | 0.29472 | 0.12086
894 | 0.10189 | 0.42507 | 0.04517 | 0.27444 | 0.35471 | 0.033928
895 | 0.11919 | 0.31097 | 0.048025 | 0.28528 | 0.21394 | 0.020844
896 | 0.078301 | 0.21905 | 0.029587 | 0.24964 | 0.24597 | 0.016465
897 | 0.076239 | 0.13737 | 0.014656 | 0.12663 | 0.20368 | 0
898 | 0.10256 | 0.16397 | 0.014854 | 0.14971 | 0.29092 | 0
899 | 0.1612 | 0.23348 | 0.02661 | 0.1955 | 0.27959 | 0.13094
900 | 0.28147 | 0.31562 | 0.20481 | 0.36986 | 0.19295 | 0.53693
901 | 0.24712 | 0.2608 | 0.27611 | 0.39117 | 0.15891 | 0.60512
902 | 0.15281 | 0.17587 | 0.22028 | 0.23663 | 0.14272 | 0.53027
903 | 0.090973 | 0.061692 | 0.15752 | 0.05361 | 0.14023 | 0.30852
904 | 0.10067 | 0.03086 | 0.19946 | 0.02596 | 0.27563 | 0.321
905 | 0.11181 | 0.027801 | 0.21834 | 0.052411 | 0.27117 | 0.49361
906 | 0.10375 | 0.040046 | 0.22661 | 0.16919 | 0.25669 | 0.22215
907 | 0.1324 | 0.049974 | 0.26107 | 0.24563 | 0.13373 | 0.2121
908 | 0.086168 | 0.056859 | 0.29465 | 0.12228 | 0.13992 | 0.2398
909 | 0.11088 | 0.050534 | 0.32032 | 0.027419 | 0.12438 | 0.36683
910 | 0.08377 | 0.04899 | 0.27002 | 0.018222 | 0.13972 | 0.47873
911 | 0.040464 | 0.043732 | 0.099426 | 0.030816 | 0.10652 | 0.56641
912 | 0.071179 | 0.035455 | 0.033269 | 0.19875 | 0.21875 | 0.23492
913 | 0.16729 | 0.01966 | 0.046095 | 0.20663 | 0.21979 | 0.19672
914 | 0.097269 | 0 | 0.034321 | 0.18789 | 0.10161 | 0.24094
915 | 0.072952 | 0 | 0.028211 | 0.17688 | 0.127 | 0.28004
916 | 0.12389 | 0.025697 | 0.074525 | 0.19192 | 0.29214 | 0.24223
917 | 0.085084 | 0.050857 | 0.1106 | 0.23413 | 0.21709 | 0.14263
918 | 0.20263 | 0.064423 | 0.15308 | 0.34857 | 0.15004 | 0.061615
919 | 0.19622 | 0.044605 | 0.21709 | 0.35752 | 0.094541 | 0.044365
920 | 0.15212 | 0.029391 | 0.26482 | 0.29919 | 0.13704 | 0.020509
921 | 0.10647 | 0.081003 | 0.31387 | 0.21118 | 0.22661 | 0.017368
922 | 0.17369 | 0.11794 | 0.47546 | 0.19517 | 0.26822 | 0.033011
923 | 0.089501 | 0.14956 | 0.53694 | 0.33951 | 0.12283 | 0.06673
924 | 0.034806 | 0.15673 | 0.5395 | 0.62474 | 0.18361 | 0.15708
925 | 0.027715 | 0.093929 | 0.51449 | 0.63412 | 0.27882 | 0.26612
926 | 0.031802 | 0.054196 | 0.43718 | 0.56467 | 0.058314 | 0.45357
927 | 0.032531 | 0.085458 | 0.37155 | 0.352 | 0.061407 | 0.51246
928 | 0.055774 | 0.12078 | 0.40093 | 0.32484 | 0.10764 | 0.54402
929 | 0.074244 | 0.14613 | 0.34516 | 0.51467 | 0.068527 | 0.62798
930 | 0.060594 | 0.14936 | 0.24234 | 0.68097 | 0.21407 | 0.6249
931 | 0.1039 | 0.1062 | 0.15594 | 0.60454 | 0.21185 | 0.56138
932 | 0.084873 | 0.078186 | 0.083676 | 0.38141 | 0.097924 | 0.5036
933 | 0.071641 | 0.10071 | 0.03785 | 0.21793 | 0.072206 | 0.49057
934 | 0.069315 | 0.14745 | 0.018477 | 0.15728 | 0.064001 | 0.41714
935 | 0.095146 | 0.13163 | 0.024278 | 0.16922 | 0.04393 | 0.53025
936 | 0.097862 | 0.14322 | 0.055257 | 0.16697 | 0.18896 | 0.65999
937 | 0.12747 | 0.10112 | 0.073264 | 0.1131 | 0.24295 | 0.63156
938 | 0.20563 | 0.068436 | 0.071704 | 0.076269 | 0.080981 | 0.42195
939 | 0.14804 | 0.059595 | 0.050774 | 0.087231 | 0.023359 | 0.27931
940 | 0.16443 | 0.080744 | 0.061773 | 0.1423 | 0.034629 | 0.19423
941 | 0.17919 | 0.079145 | 0.073314 | 0.21829 | 0.040987 | 0.31076
942 | 0.2596 | 0.058992 | 0.084723 | 0.26872 | 0.11284 | 0.49389
943 | 0.182 | 0.035964 | 0.05955 | 0.23889 | 0.12869 | 0.46364
944 | 0.19876 | 0.015336 | 0.031094 | 0.23709 | 0.097763 | 0.33023
945 | 0.17023 | 0.024742 | 0.0134 | 0.21796 | 0.074464 | 0.17018
946 | 0.16582 | 0.033889 | 0.02449 | 0.19382 | 0.069261 | 0.12344
947 | 0.25973 | 0.036821 | 0.082569 | 0.2359 | 0.085758 | 0.14856
948 | 0.29745 | 0.046531 | 0.15946 | 0.12434 | 0.08151 | 0.20324
949 | 0.23946 | 0.030429 | 0.21153 | 0.13686 | 0.07409 | 0.19076
950 | 0.23275 | 0 | 0.23909 | 0.10737 | 0.070118 | 0.15353
951 | 0.22836 | 0 | 0.18818 | 0.12312 | 0.074146 | 0.099977
952 | 0.28145 | 0.018941 | 0.15064 | 0.19821 | 0.094925 | 0.089953
953 | 0.3272 | 0.046376 | 0.12172 | 0.43214 | 0.1305 | 0.099563
954 | 0.33826 | 0.12273 | 0.13328 | 0.26322 | 0.17319 | 0.30022
955 | 0.24771 | 0.22389 | 0.19832 | 0.12753 | 0.088645 | 0.37253
956 | 0.13994 | 0.28047 | 0.20388 | 0.12802 | 0.057774 | 0.21417
957 | 0.081468 | 0.33276 | 0.18717 | 0.10352 | 0.054537 | 0.11241
958 | 0.084267 | 0.39236 | 0.17586 | 0.1377 | 0.080404 | 0.086258
959 | 0.15672 | 0.33425 | 0.11472 | 0.17488 | 0.13728 | 0.034512
960 | 0.25642 | 0.1313 | 0.12909 | 0.051686 | 0.15896 | 0.10552
961 | 0.34883 | 0.055505 | 0.20423 | 0.046145 | 0.12954 | 0.12612
962 | 0.24337 | 0.04267 | 0.20186 | 0.056404 | 0.10106 | 0.08471
963 | 0.16859 | 0.088788 | 0.1611 | 0.051217 | 0.070183 | 0.059464
964 | 0.20967 | 0.20187 | 0.14616 | 0.0714 | 0.051558 | 0.050528
965 | 0.24687 | 0.26712 | 0.10383 | 0.063444 | 0.074579 | 0.015734
966 | 0.30667 | 0.18503 | 0.12196 | 0.045772 | 0.08371 | 0.057816
967 | 0.30679 | 0.17715 | 0.11841 | 0.11823 | 0.10006 | 0.068044
968 | 0.21552 | 0.28337 | 0.15212 | 0.14406 | 0.1438 | 0.044595
969 | 0.18647 | 0.35316 | 0.21292 | 0.13594 | 0.15798 | 0.04499
970 | 0.15488 | 0.44361 | 0.33326 | 0.21276 | 0.197 | 0.059849
971 | 0.13379 | 0.50915 | 0.35421 | 0.38096 | 0.34807 | 0.074055
972 | 0.16225 | 0.38568 | 0.30761 | 0.48532 | 0.52387 | 0.057225
973 | 0.16692 | 0.29411 | 0.25203 | 0.45342 | 0.55627 | 0.050811
974 | 0.10752 | 0.29033 | 0.16461 | 0.52024 | 0.47031 | 0.057898
975 | 0.073581 | 0.22837 | 0.1169 | 0.42239 | 0.29719 | 0.032326
976 | 0.10714 | 0.18197 | 0.076735 | 0.3982 | 0.21956 | 0.036939
977 | 0.1182 | 0.095537 | 0.033146 | 0.49013 | 0.22506 | 0.040796
978 | 0.10514 | 0.053252 | 0.026839 | 0.34745 | 0.28106 | 0.085957
979 | 0.08971 | 0.10928 | 0.059547 | 0.13574 | 0.34281 | 0.098379
980 | 0.057118 | 0.11571 | 0.074631 | 0.081591 | 0.31504 | 0.0911
981 | 0.036441 | 0.090358 | 0.10402 | 0.064868 | 0.21219 | 0.12856
982 | 0.032462 | 0.065383 | 0.095327 | 0.054154 | 0.11208 | 0.2486
983 | 0.04418 | 0.046334 | 0.042009 | 0.10772 | 0.048672 | 0.26638
984 | 0.037609 | 0.083653 | 0.10318 | 0.26207 | 0.067332 | 0.38691
985 | 0.040255 | 0.0862 | 0.1216 | 0.33381 | 0.068088 | 0.41571
986 | 0.02598 | 0.049838 | 0.089814 | 0.22605 | 0.045985 | 0.27785
987 | 0.023841 | 0.05744 | 0.12692 | 0.17758 | 0.033605 | 0.14614
988 | 0.027193 | 0.062595 | 0.19377 | 0.30641 | 0.029747 | 0.092197
989 | 0.029935 | 0.032544 | 0.1372 | 0.40579 | 0.027694 | 0.11569
990 | 0.035424 | 0.053476 | 0.091294 | 0.28771 | 0.055181 | 0.264
991 | 0.033362 | 0.0428 | 0.11432 | 0.31729 | 0.045427 | 0.2579
992 | 0.015788 | 0.022545 | 0.10701 | 0.23103 | 0.014159 | 0.17894
993 | 0.013542 | 0.010007 | 0.083045 | 0.26197 | 0.015164 | 0.10986
994 | 0.030593 | 0.01165 | 0.078724 | 0.41402 | 0.010326 | 0.1237
995 | 0.05401 | 0 | 0.034311 | 0.35595 | 0.018178 | 0.22741
996 | 0.063212 | 0.034652 | 0.02813 | 0.11437 | 0.11924 | 0.39921
997 | 0.067754 | 0.033802 | 0.079665 | 0.085723 | 0.24201 | 0.41322
998 | 0.053551 | 0.018594 | 0.10809 | 0.090487 | 0.073875 | 0.22143
999 | 0.044285 | 0.017659 | 0.19453 | 0.081512 | 0.016216 | 0.097821
1000 | 0.072985 | 0.029266 | 0.31808 | 0.058149 | 0.016045 | 0.091299
1001 | 0.10229 | 0.017607 | 0.27776 | 0.045643 | 0.02145 | 0.098189
1002 | 0.11291 | 0.058082 | 0.1781 | 0.029276 | 0.14617 | 0.12885
1003 | 0.092463 | 0.062338 | 0.28799 | 0.018582 | 0.16248 | 0.14833
1004 | 0.08675 | 0.028358 | 0.36895 | 0.017566 | 0.056078 | 0.11024
1005 | 0.098987 | 0.043266 | 0.4223 | 0.032753 | 0.018112 | 0.036437
1006 | 0.11188 | 0.097762 | 0.45467 | 0.076964 | 0.017181 | 0.063729
1007 | 0.15104 | 0.148 | 0.39154 | 0.22202 | 0.058879 | 0.1011
1008 | 0.17769 | 0.14135 | 0.23783 | 0.18674 | 0.15397 | 0.2208
1009 | 0.12744 | 0.078197 | 0.18019 | 0.16282 | 0.29877 | 0.26212
1010 | 0.2061 | 0.035385 | 0.22211 | 0.16699 | 0.25233 | 0.25346
1011 | 0.19492 | 0.035328 | 0.27338 | 0.15642 | 0.18278 | 0.14553
1012 | 0.24078 | 0.040431 | 0.2805 | 0.18847 | 0.23554 | 0.14312
1013 | 0.24527 | 0.028143 | 0.1436 | 0.31103 | 0.33679 | 0.056723
1014 | 0.21759 | 0.046961 | 0.039825 | 0.10945 | 0.24564 | 0.13436
1015 | 0.24329 | 0.036072 | 0.019698 | 0.065256 | 0.21048 | 0.12356
1016 | 0.25554 | 0.018403 | 0.015717 | 0.087449 | 0.15278 | 0.085846
1017 | 0.18347 | 0.023641 | 0.036574 | 0.10335 | 0.087856 | 0.10664
1018 | 0.25597 | 0.041549 | 0.094115 | 0.11918 | 0.11229 | 0.080787
1019 | 0.2864 | 0.027688 | 0.1059 | 0.1035 | 0.14866 | 0.085387
1020 | 0.29187 | 0.041067 | 0.10242 | 0.093767 | 0.15812 | 0.067638
1021 | 0.28645 | 0.052762 | 0.094402 | 0.18636 | 0.14687 | 0.067422
1022 | 0.22031 | 0.04398 | 0.08453 | 0.20215 | 0.086467 | 0.048509
1023 | 0.16035 | 0.036002 | 0.067806 | 0.21562 | 0.039682 | 0.075792
1024 | 0.12771 | 0.068137 | 0.043179 | 0.16707 | 0.030048 | 0.06724
1025 | 0.17601 | 0.10035 | 0.01246 | 0.1355 | 0.030555 | 0.084557
1026 | 0.11472 | 0.19457 | 0.023758 | 0.17864 | 0.07292 | 0.24928
1027 | 0.068869 | 0.16889 | 0.02421 | 0.089077 | 0.080397 | 0.42076
1028 | 0.085237 | 0.10252 | 0.016417 | 0.07022 | 0.016204 | 0.36152
1029 | 0.12862 | 0.081763 | 0.026812 | 0.073073 | 0 | 0.24532
1030 | 0.21362 | 0.1312 | 0.031806 | 0.076276 | 0.013893 | 0.23787
1031 | 0.30308 | 0.24023 | 0.021242 | 0.063722 | 0.019723 | 0.3702
1032 | 0.4289 | 0.35643 | 0.015156 | 0.018495 | 0.059182 | 0.54703
1033 | 0.44425 | 0.21826 | 0 | 0.021456 | 0.029278 | 0.53467
1034 | 0.34386 | 0.095076 | 0 | 0.045474 | 0 | 0.31259
1035 | 0.1389 | 0.035939 | 0.042961 | 0.017698 | 0.011797 | 0.091045
1036 | 0.10098 | 0.014974 | 0.082701 | 0.018742 | 0.028291 | 0.040114
1037 | 0.081028 | 0.028743 | 0.042649 | 0 | 0.018215 | 0.066087
1038 | 0.048046 | 0.0731 | 0.01656 | 0.1606 | 0.046606 | 0.21078
1039 | 0.061315 | 0.12116 | 0.012841 | 0.42555 | 0.027673 | 0.28528
1040 | 0.10342 | 0.21405 | 0 | 0.29384 | 0.040648 | 0.16606
1041 | 0.086563 | 0.2582 | 0 | 0.15218 | 0.097968 | 0.062007
1042 | 0.10523 | 0.28555 | 0.019159 | 0.23481 | 0.20734 | 0.077155
1043 | 0.13375 | 0.25736 | 0.036438 | 0.21809 | 0.20274 | 0.1395
1044 | 0.10678 | 0.15918 | 0.049871 | 0.30373 | 0.26488 | 0.3372
1045 | 0.15156 | 0.1351 | 0.045354 | 0.20696 | 0.4119 | 0.42466
1046 | 0.21861 | 0.13698 | 0.027403 | 0.094273 | 0.34463 | 0.32592
1047 | 0.25678 | 0.13522 | 0 | 0.044977 | 0.26022 | 0.15592
1048 | 0.38486 | 0.11634 | 0.013413 | 0.049845 | 0.40743 | 0.17723
1049 | 0.62695 | 0.10602 | 0.022299 | 0.061463 | 0.53918 | 0.22069
1050 | 0.70487 | 0.070349 | 0.031368 | 0.049683 | 0.473 | 0.25525
1051 | 0.62245 | 0.094957 | 0.038528 | 0.048948 | 0.45151 | 0.22795
1052 | 0.57708 | 0.14375 | 0.033305 | 0.070966 | 0.3781 | 0.18673
1053 | 0.54798 | 0.13978 | 0.027736 | 0.036956 | 0.35267 | 0.16665
1054 | 0.53525 | 0.20463 | 0.053403 | 0.030692 | 0.37115 | 0.20559
1055 | 0.51692 | 0.24471 | 0.056334 | 0.028616 | 0.23155 | 0.28301
1056 | 0.39608 | 0.38745 | 0.059156 | 0.11812 | 0.12497 | 0.20114
1057 | 0.32324 | 0.35557 | 0.071148 | 0.11487 | 0.17451 | 0.12428
1058 | 0.32482 | 0.2033 | 0.069824 | 0.079124 | 0.34458 | 0.09642
1059 | 0.30651 | 0.11144 | 0.14604 | 0.03472 | 0.5507 | 0.064336
1060 | 0.32015 | 0.061648 | 0.16749 | 0.072138 | 0.66534 | 0.12311
1061 | 0.24993 | 0.03703 | 0.16078 | 0.10507 | 0.62688 | 0.13794
1062 | 0.38658 | 0.058905 | 0.16053 | 0.18685 | 0.52487 | 0.098809
1063 | 0.43186 | 0.056807 | 0.2136 | 0.20005 | 0.46417 | 0.10103
1064 | 0.25259 | 0.057225 | 0.20391 | 0.13635 | 0.38088 | 0.08219
1065 | 0.15172 | 0.083094 | 0.16824 | 0.084331 | 0.37505 | 0.08488
1066 | 0.24337 | 0.14763 | 0.1907 | 0.090094 | 0.33813 | 0.16234
1067 | 0.35549 | 0.13458 | 0.14692 | 0.10454 | 0.24719 | 0.19025
1068 | 0.27416 | 0.061399 | 0.082969 | 0.1211 | 0.1361 | 0.1386
1069 | 0.3081 | 0.049684 | 0.072694 | 0.090051 | 0.14554 | 0.16839
1070 | 0.35099 | 0.057309 | 0.052781 | 0.091765 | 0.10494 | 0.10396
1071 | 0.20107 | 0.11142 | 0.05103 | 0.044645 | 0.070063 | 0.041422
1072 | 0.27493 | 0.18715 | 0.041822 | 0.047071 | 0.047611 | 0.06086
1073 | 0.285 | 0.20723 | 0.025072 | 0.055661 | 0.039774 | 0.091089
1074 | 0.14024 | 0.12015 | 0.11499 | 0.24393 | 0.18969 | 0.053339
1075 | 0.1278 | 0.11297 | 0.12904 | 0.36856 | 0.18291 | 0.072423
1076 | 0.10966 | 0.10113 | 0.10427 | 0.38261 | 0.10157 | 0.057914
1077 | 0.12352 | 0.097981 | 0.056015 | 0.34385 | 0.071904 | 0.039464
1078 | 0.10925 | 0.12869 | 0.069683 | 0.38626 | 0.093764 | 0.069334
1079 | 0.13197 | 0.11702 | 0.089871 | 0.3448 | 0.09304 | 0.088299
1080 | 0.26431 | 0.035789 | 0.080087 | 0.19905 | 0.28882 | 0.12111
1081 | 0.45043 | 0.030641 | 0.054708 | 0.12248 | 0.3046 | 0.13903
1082 | 0.49322 | 0.025305 | 0.026126 | 0.12564 | 0.3455 | 0.10462
1083 | 0.49941 | 0.040815 | 0.011278 | 0.2063 | 0.32552 | 0.078186
1084 | 0.58659 | 0.045587 | 0.020871 | 0.16097 | 0.32187 | 0.13612
1085 | 0.62299 | 0.049416 | 0.023277 | 0.10477 | 0.20119 | 0.14731
1086 | 0.58109 | 0.085622 | 0.02451 | 0.024536 | 0.18141 | 0.3016
1087 | 0.51377 | 0.1899 | 0.033141 | 0 | 0.1303 | 0.45714
1088 | 0.47725 | 0.22032 | 0.031639 | 0.01227 | 0.070689 | 0.43147
1089 | 0.29744 | 0.16005 | 0.032406 | 0 | 0.065182 | 0.32019
1090 | 0.28479 | 0.21429 | 0.074839 | 0.015455 | 0.065223 | 0.37652
1091 | 0.32779 | 0.32379 | 0.17694 | 0.058047 | 0.029006 | 0.57635
1092 | 0.29152 | 0.26629 | 0.38076 | 0.060521 | 0.058192 | 0.76374
1093 | 0.26801 | 0.18621 | 0.618 | 0.11705 | 0.033812 | 0.76306
1094 | 0.20922 | 0.10187 | 0.69389 | 0.085823 | 0 | 0.5719
1095 | 0.13729 | 0.037312 | 0.62673 | 0.18418 | 0 | 0.27014
1096 | 0.18084 | 0.022393 | 0.64987 | 0.39148 | 0.028506 | 0.20481
1097 | 0.20342 | 0.038286 | 0.63957 | 0.33737 | 0.052845 | 0.2934
1098 | 0.24374 | 0.03938 | 0.55557 | 0.49923 | 0.053354 | 0.50752
1099 | 0.23404 | 0.03685 | 0.51205 | 0.52512 | 0.049363 | 0.49596
1100 | 0.26898 | 0.014726 | 0.45109 | 0.60631 | 0.03636 | 0.29533
1101 | 0.20667 | 0 | 0.41816 | 0.53708 | 0.039815 | 0.13658
1102 | 0.2667 | 0.018638 | 0.42445 | 0.63461 | 0.051719 | 0.12175
1103 | 0.31524 | 0.023329 | 0.40001 | 0.64811 | 0.074081 | 0.17208
1104 | 0.20207 | 0.021213 | 0.33098 | 0.70637 | 0.047169 | 0.21424
1105 | 0.1376 | 0.033816 | 0.26236 | 0.73317 | 0.074294 | 0.189
1106 | 0.081655 | 0.048838 | 0.18136 | 0.73952 | 0.068839 | 0.098022
1107 | 0.038993 | 0.099708 | 0.082023 | 0.70496 | 0.058301 | 0.071063
1108 | 0.046514 | 0.13667 | 0.066351 | 0.75058 | 0.058436 | 0.079351
1109 | 0.11315 | 0.1371 | 0.045466 | 0.73573 | 0.051893 | 0.12362
1110 | 0.10635 | 0.12582 | 0.020649 | 0.67356 | 0.034415 | 0.11638
1111 | 0.08624 | 0.15704 | 0.018005 | 0.61905 | 0.070997 | 0.095177
1112 | 0.13525 | 0.12165 | 0.010222 | 0.61372 | 0.042895 | 0.08959
1113 | 0.10213 | 0.072506 | 0.011159 | 0.52085 | 0.03096 | 0.088302
1114 | 0.17212 | 0.1467 | 0 | 0.45802 | 0.057208 | 0.10866
1115 | 0.30503 | 0.16438 | 0 | 0.4553 | 0.15437 | 0.14865
1116 | 0.30263 | 0.10776 | 0.025832 | 0.67092 | 0.12103 | 0.059426
1117 | 0.28694 | 0.073874 | 0.034686 | 0.6645 | 0.1632 | 0.025234
1118 | 0.33592 | 0.06072 | 0.021284 | 0.50538 | 0.32271 | 0.013367
1119 | 0.25603 | 0.040197 | 0.012073 | 0.30128 | 0.21365 | 0.014962
1120 | 0.35563 | 0.016682 | 0 | 0.25306 | 0.36379 | 0.015521
1121 | 0.41434 | 0.017656 | 0 | 0.3304 | 0.58102 | 0.014602
1122 | 0.38697 | 0.03581 | 0.046823 | 0.44305 | 0.58155 | 0.016822
1123 | 0.24179 | 0.021273 | 0.043321 | 0.43007 | 0.58593 | 0.012811
1124 | 0.20704 | 0.013011 | 0.026291 | 0.28659 | 0.51799 | 0.021438
1125 | 0.13599 | 0.01827 | 0.010184 | 0.16382 | 0.38303 | 0.017619
1126 | 0.15585 | 0.04325 | 0.012653 | 0.13144 | 0.34638 | 0.023759
1127 | 0.16178 | 0.057612 | 0.026441 | 0.15002 | 0.51302 | 0.022151
1128 | 0.16549 | 0.12782 | 0.1036 | 0.13287 | 0.57342 | 0.013534
1129 | 0.19139 | 0.14388 | 0.12983 | 0.074373 | 0.5827 | 0.070946
1130 | 0.18203 | 0.16417 | 0.1045 | 0.038892 | 0.50952 | 0.19976
1131 | 0.15725 | 0.16466 | 0.087963 | 0.019201 | 0.30679 | 0.22929
1132 | 0.18398 | 0.19938 | 0.098953 | 0.01549 | 0.37788 | 0.32653
1133 | 0.21735 | 0.16753 | 0.077177 | 0.019691 | 0.50164 | 0.25949
1134 | 0.21061 | 0.14346 | 0.10289 | 0.053888 | 0.47971 | 0.25633
1135 | 0.21185 | 0.17534 | 0.094568 | 0.055305 | 0.46439 | 0.21547
1136 | 0.16075 | 0.1934 | 0.060834 | 0.067597 | 0.38174 | 0.19201
1137 | 0.11663 | 0.16269 | 0.089086 | 0.021586 | 0.21318 | 0.22058
1138 | 0.10991 | 0.1608 | 0.11825 | 0.012985 | 0.25785 | 0.24801
1139 | 0.105 | 0.16012 | 0.11155 | 0.041109 | 0.42165 | 0.27986
1140 | 0.058578 | 0.11261 | 0.069537 | 0.10479 | 0.51903 | 0.1766
1141 | 0.037962 | 0.11022 | 0.071425 | 0.099188 | 0.64178 | 0.12228
1142 | 0.046533 | 0.11723 | 0.10428 | 0.15868 | 0.68135 | 0.093339
1143 | 0.022016 | 0.10457 | 0.1977 | 0.091711 | 0.62578 | 0.066805
1144 | 0.014418 | 0.10016 | 0.26788 | 0.0739 | 0.65727 | 0.063099
1145 | 0.038974 | 0.071094 | 0.25665 | 0.067915 | 0.65779 | 0.078888
1146 | 0.048217 | 0.027541 | 0.16001 | 0.17552 | 0.70414 | 0.036756
1147 | 0.069664 | 0.026235 | 0.15403 | 0.2015 | 0.64437 | 0.019586
1148 | 0.019655 | 0.020686 | 0.21726 | 0.13531 | 0.58042 | 0.017976
1149 | 0 | 0.019785 | 0.41474 | 0.094614 | 0.41248 | 0.012297
1150 | 0 | 0 | 0.49521 | 0.089915 | 0.4141 | 0.010516
1151 | 0.028551 | 0.019609 | 0.5324 | 0.096891 | 0.42339 | 0.01386
1152 | 0.14099 | 0.081502 | 0.47203 | 0.068847 | 0.40009 | 0.039587
1153 | 0.1681 | 0.13353 | 0.48008 | 0.07601 | 0.35698 | 0.044485
1154 | 0.078465 | 0.13785 | 0.48239 | 0.093001 | 0.21994 | 0.031606
1155 | 0.030725 | 0.076219 | 0.401 | 0.10465 | 0.092263 | 0
1156 | 0.041125 | 0.085537 | 0.46294 | 0.14138 | 0.14315 | 0
1157 | 0.032491 | 0.099244 | 0.55573 | 0.21411 | 0.21679 | 0
1158 | 0.16819 | 0.10811 | 0.44255 | 0.13603 | 0.12613 | 0.041014
1159 | 0.15008 | 0.10551 | 0.39783 | 0.17529 | 0.096822 | 0.1601
1160 | 0.084339 | 0.096323 | 0.36815 | 0.1787 | 0.058081 | 0.26333
1161 | 0.041636 | 0.12111 | 0.31294 | 0.15398 | 0.048055 | 0.27802
1162 | 0.055869 | 0.20325 | 0.40996 | 0.18479 | 0.079185 | 0.41005
1163 | 0.04884 | 0.19102 | 0.39864 | 0.25945 | 0.17919 | 0.51363
1164 | 0.07031 | 0.14707 | 0.30782 | 0.12119 | 0.12244 | 0.43146
1165 | 0.078256 | 0.16329 | 0.26474 | 0.22029 | 0.14941 | 0.3596
1166 | 0.058648 | 0.14219 | 0.24308 | 0.21806 | 0.16502 | 0.35706
1167 | 0.034109 | 0.12096 | 0.15651 | 0.22387 | 0.13211 | 0.24896
1168 | 0.054946 | 0.13691 | 0.20523 | 0.31838 | 0.19233 | 0.20967
1169 | 0.032317 | 0.13399 | 0.22633 | 0.47451 | 0.33993 | 0.2457
1170 | 0.034994 | 0.084439 | 0.15212 | 0.68313 | 0.30135 | 0.18982
1171 | 0.062879 | 0.074422 | 0.14269 | 0.59948 | 0.2664 | 0.15227
1172 | 0.034174 | 0.05065 | 0.13901 | 0.40203 | 0.24223 | 0.12077
1173 | 0.039966 | 0.034178 | 0.13788 | 0.26417 | 0.1475 | 0.060691
1174 | 0.13425 | 0.042324 | 0.20727 | 0.21922 | 0.13249 | 0.055847
1175 | 0.13757 | 0.076711 | 0.256 | 0.18796 | 0.15499 | 0.057407
1176 | 0.11984 | 0.047588 | 0.38371 | 0.16338 | 0.092734 | 0.058069
1177 | 0.10128 | 0.041838 | 0.45101 | 0.18632 | 0.10094 | 0.049505
1178 | 0.085164 | 0.017615 | 0.37652 | 0.15259 | 0.14624 | 0.030727
1179 | 0.098209 | 0.017056 | 0.29581 | 0.086724 | 0.072188 | 0.014397
1180 | 0.10543 | 0.036796 | 0.38965 | 0.089598 | 0.082506 | 0.018154
1181 | 0.041737 | 0.069619 | 0.46697 | 0.14792 | 0.1652 | 0.036608
1182 | 0.075938 | 0.044473 | 0.39868 | 0.1815 | 0.094121 | 0.045166
1183 | 0.113 | 0.030339 | 0.33482 | 0.16552 | 0.12011 | 0.037152
1184 | 0.091152 | 0.016863 | 0.29003 | 0.060007 | 0.096723 | 0.02402
1185 | 0.052808 | 0.031904 | 0.19335 | 0.047765 | 0.048138 | 0
1186 | 0.077356 | 0.074044 | 0.26535 | 0.056218 | 0.063504 | 0
1187 | 0.034755 | 0.10725 | 0.25481 | 0.060955 | 0.16239 | 0.024849
1188 | 0.076138 | 0.10249 | 0.12998 | 0.065987 | 0.14062 | 0.056762
1189 | 0.070025 | 0.11383 | 0.15274 | 0.062924 | 0.17177 | 0.04253
1190 | 0.049157 | 0.1196 | 0.15883 | 0.059829 | 0.15909 | 0.022724
1191 | 0.029442 | 0.12827 | 0.19513 | 0.024025 | 0.12605 | 0
1192 | 0.10579 | 0.18971 | 0.24534 | 0.016634 | 0.2109 | 0
1193 | 0.23959 | 0.24496 | 0.25724 | 0.014946 | 0.31509 | 0.041287
1194 | 0.24863 | 0.21904 | 0.26793 | 0.21086 | 0.26375 | 0.086488
1195 | 0.15713 | 0.16597 | 0.24595 | 0.1908 | 0.28339 | 0.070624
1196 | 0.11057 | 0.16417 | 0.18242 | 0.13787 | 0.26908 | 0.047198
1197 | 0.098908 | 0.14425 | 0.094683 | 0.035601 | 0.20068 | 0.016156
1198 | 0.14664 | 0.15022 | 0.12884 | 0.05556 | 0.22948 | 0.013865
1199 | 0.23513 | 0.21531 | 0.22751 | 0.051463 | 0.32164 | 0.027401
1200 | 0.13101 | 0.16081 | 0.30684 | 0.24025 | 0.24082 | 0.060754
1201 | 0.10092 | 0.13301 | 0.33353 | 0.25831 | 0.27312 | 0.045237
1202 | 0.081962 | 0.13122 | 0.27941 | 0.1476 | 0.35132 | 0.028244
1203 | 0.10761 | 0.11149 | 0.1624 | 0.028195 | 0.28298 | 0
1204 | 0.10093 | 0.14956 | 0.21248 | 0.024595 | 0.37101 | 0
1205 | 0.076207 | 0.1324 | 0.20875 | 0.019574 | 0.47925 | 0.013976
1206 | 0.083337 | 0.081715 | 0.20445 | 0.072911 | 0.43113 | 0.17997
1207 | 0.12476 | 0.060301 | 0.19868 | 0.17032 | 0.38501 | 0.17785
1208 | 0.09137 | 0.03515 | 0.12442 | 0.13616 | 0.26623 | 0.12758
1209 | 0.071415 | 0.051523 | 0.093275 | 0.068236 | 0.14267 | 0.07408
1210 | 0.097708 | 0.08195 | 0.090339 | 0.13865 | 0.11844 | 0.082108
1211 | 0.13224 | 0.078641 | 0.050148 | 0.1611 | 0.10688 | 0.16721
1212 | 0.081676 | 0.045764 | 0.027058 | 0.10173 | 0.075688 | 0.26809
1213 | 0.14587 | 0.024169 | 0.020599 | 0.067797 | 0.13314 | 0.25758
1214 | 0.19684 | 0.01126 | 0.021148 | 0.045905 | 0.057975 | 0.13783
1215 | 0.25508 | 0.011788 | 0.016384 | 0.036671 | 0.053525 | 0.073996
1216 | 0.33687 | 0.038047 | 0.037417 | 0.061793 | 0.074616 | 0.037572
1217 | 0.25128 | 0.065282 | 0.051516 | 0.086987 | 0.081773 | 0.014243
1218 | 0.25639 | 0.075629 | 0.026522 | 0.099356 | 0.20326 | 0.044002
1219 | 0.19567 | 0.0597 | 0.025389 | 0.091959 | 0.23869 | 0.064176
1220 | 0.22878 | 0.033706 | 0 | 0.06958 | 0.19871 | 0.026003
1221 | 0.14822 | 0 | 0.012912 | 0.023384 | 0.16552 | 0.020615
1222 | 0.2218 | 0.027507 | 0.019428 | 0.023739 | 0.19394 | 0.036195
1223 | 0.30468 | 0.092136 | 0.021979 | 0.084052 | 0.12892 | 0.069173
1224 | 0.2157 | 0.10742 | 0.013394 | 0.16208 | 0.2121 | 0.1366
1225 | 0.20492 | 0.13343 | 0.015952 | 0.19751 | 0.13507 | 0.167
1226 | 0.20392 | 0.15106 | 0.013324 | 0.12069 | 0.12761 | 0.13903
1227 | 0.12502 | 0.11513 | 0.026263 | 0.080955 | 0.087128 | 0.18451
1228 | 0.18805 | 0.18873 | 0.052184 | 0.055026 | 0.1541 | 0.29164
1229 | 0.28981 | 0.2525 | 0.069662 | 0.19001 | 0.21776 | 0.22159
1230 | 0.18308 | 0.13802 | 0.042626 | 0.32231 | 0.29055 | 0.20377
1231 | 0.13101 | 0.079869 | 0.034263 | 0.31412 | 0.36591 | 0.16658
1232 | 0.15479 | 0.06119 | 0.021055 | 0.16608 | 0.3542 | 0.14448
1233 | 0.16766 | 0.054331 | 0.019387 | 0.045769 | 0.29989 | 0.14241
1234 | 0.16295 | 0.060609 | 0.015705 | 0.038525 | 0.42114 | 0.12441
1235 | 0.16301 | 0.06714 | 0.015901 | 0.045523 | 0.53349 | 0.075
1236 | 0.3097 | 0.037886 | 0.052034 | 0.059589 | 0.54955 | 0.040624
1237 | 0.29407 | 0.032679 | 0.076505 | 0.070085 | 0.4798 | 0.11356
1238 | 0.1937 | 0.022436 | 0.083995 | 0.15899 | 0.40518 | 0.15663
1239 | 0.15739 | 0.032947 | 0.080375 | 0.12194 | 0.31653 | 0.04879
1240 | 0.13092 | 0.079731 | 0.11524 | 0.11809 | 0.29568 | 0.1008
1241 | 0.053341 | 0.10437 | 0.16313 | 0.069938 | 0.29031 | 0.069665
1242 | 0.036699 | 0.05822 | 0.3588 | 0.33365 | 0.30258 | 0.14388
1243 | 0.028941 | 0.042241 | 0.46693 | 0.31161 | 0.3304 | 0.1787
1244 | 0.023039 | 0.025633 | 0.42435 | 0.18831 | 0.30656 | 0.049951
1245 | 0.04347 | 0.019197 | 0.25394 | 0.22387 | 0.21502 | 0.010493
1246 | 0.079711 | 0.022549 | 0.2439 | 0.3598 | 0.20469 | 0
1247 | 0.068475 | 0.034489 | 0.23753 | 0.39188 | 0.25578 | 0.011105
1248 | 0.07642 | 0.03524 | 0.29226 | 0.50472 | 0.1767 | 0.10055
1249 | 0.087213 | 0.035008 | 0.30977 | 0.31497 | 0.1906 | 0.16396
1250 | 0.064885 | 0.02354 | 0.29596 | 0.16197 | 0.14151 | 0.12881
1251 | 0.05368 | 0 | 0.27675 | 0.071011 | 0.073001 | 0.082661
1252 | 0.049826 | 0 | 0.33434 | 0.048382 | 0.083022 | 0.15587
1253 | 0.05699 | 0.020094 | 0.16926 | 0.028813 | 0.1174 | 0.064768
1254 | 0.041745 | 0.07157 | 0.19888 | 0.056534 | 0.062346 | 0.029024
1255 | 0.025985 | 0.080424 | 0.30833 | 0.11772 | 0.086005 | 0.039539
1256 | 0.027231 | 0.047137 | 0.3453 | 0.1122 | 0.074238 | 0.034417
1257 | 0.032918 | 0.010585 | 0.34922 | 0.02867 | 0.052588 | 0.068897
1258 | 0.063455 | 0 | 0.446 | 0.015749 | 0.080505 | 0.15246
1259 | 0.096 | 0.020654 | 0.38861 | 0.023181 | 0.13922 | 0.16292
1260 | 0.1169 | 0.029947 | 0.47122 | 0.086715 | 0.15935 | 0.2403
1261 | 0.076278 | 0.030957 | 0.53565 | 0.13882 | 0.12913 | 0.23009
1262 | 0.078433 | 0.027209 | 0.46658 | 0.13759 | 0.074191 | 0.14311
1263 | 0.055119 | 0.013759 | 0.36617 | 0.048007 | 0.07089 | 0.2654
1264 | 0.048776 | 0.016557 | 0.38706 | 0.052248 | 0.047976 | 0.43789
1265 | 0.058403 | 0.026163 | 0.387 | 0.081131 | 0.032298 | 0.2891
1266 | 0.034819 | 0.064067 | 0.37467 | 0.3914 | 0.060015 | 0.29894
1267 | 0.075877 | 0.12507 | 0.35277 | 0.45672 | 0.05839 | 0.30944
1268 | 0.05128 | 0.10262 | 0.26168 | 0.39275 | 0.028683 | 0.27676
1269 | 0.054723 | 0.083429 | 0.22041 | 0.45016 | 0.027214 | 0.26002
1270 | 0.049333 | 0.12923 | 0.26548 | 0.52993 | 0.026187 | 0.22963
1271 | 0.064017 | 0.14591 | 0.21376 | 0.42812 | 0.017351 | 0.10973
1272 | 0.10133 | 0.10475 | 0.13666 | 0.21626 | 0.074934 | 0.088502
1273 | 0.11928 | 0.10412 | 0.10517 | 0.17898 | 0.078427 | 0.14984
1274 | 0.09646 | 0.12067 | 0.095938 | 0.21549 | 0.054193 | 0.21056
1275 | 0.022594 | 0.11116 | 0.067324 | 0.24204 | 0.027182 | 0.094075
1276 | 0.012468 | 0.2097 | 0.071967 | 0.3731 | 0.028703 | 0.14347
1277 | 0.016961 | 0.3371 | 0.0418 | 0.39113 | 0.0226 | 0.25548
1278 | 0.020681 | 0.29542 | 0.031094 | 0.096239 | 0.10795 | 0.10672
1279 | 0.01947 | 0.30433 | 0.051283 | 0.05348 | 0.11909 | 0.068848
1280 | 0 | 0.29765 | 0.064242 | 0.059766 | 0.067026 | 0.060821
1281 | 0 | 0.21616 | 0.0283 | 0.074094 | 0 | 0.041205
1282 | 0 | 0.27616 | 0.01894 | 0.11302 | 0 | 0.036861
1283 | 0.021355 | 0.29903 | 0.076357 | 0.15906 | 0 | 0.055437
1284 | 0.11614 | 0.11664 | 0.15775 | 0.045831 | 0.17535 | 0.1026
1285 | 0.12231 | 0.063733 | 0.13052 | 0.081406 | 0.18798 | 0.13907
1286 | 0.14331 | 0.076463 | 0.12106 | 0.20638 | 0.12308 | 0.084321
1287 | 0.075935 | 0.044295 | 0.084804 | 0.092824 | 0.01864 | 0.019071
1288 | 0.10223 | 0.060718 | 0.12711 | 0.08186 | 0.015805 | 0.015784
1289 | 0.072816 | 0.13883 | 0.23937 | 0.03559 | 0.021711 | 0.049129
1290 | 0.17481 | 0.1289 | 0.33798 | 0.079521 | 0.026681 | 0.065275
1291 | 0.14383 | 0.10271 | 0.39083 | 0.15342 | 0.023389 | 0.042177
1292 | 0.17633 | 0.11638 | 0.3481 | 0.05714 | 0.069767 | 0.033958
1293 | 0.10882 | 0.079072 | 0.21336 | 0 | 0.04004 | 0.031216
1294 | 0.17598 | 0.15466 | 0.30713 | 0 | 0.08974 | 0.1278
1295 | 0.1329 | 0.23613 | 0.3907 | 0.041239 | 0.16374 | 0.15239
1296 | 0.16209 | 0.22848 | 0.40647 | 0.21293 | 0.097938 | 0.040368
1297 | 0.061936 | 0.19695 | 0.34403 | 0.15305 | 0.072977 | 0.043262
1298 | 0.053663 | 0.18068 | 0.24517 | 0.1604 | 0.11417 | 0.051193
1299 | 0.039759 | 0.098085 | 0.12232 | 0.076275 | 0.097347 | 0.032793
1300 | 0.054491 | 0.074612 | 0.12898 | 0.08176 | 0.18996 | 0.022453
1301 | 0.016644 | 0.080886 | 0.076898 | 0.14517 | 0.26573 | 0
1302 | 0.055838 | 0.16236 | 0.059282 | 0.24779 | 0.15188 | 0.082229
1303 | 0.11733 | 0.21059 | 0.056395 | 0.22376 | 0.1635 | 0.27998
1304 | 0.091114 | 0.2206 | 0.05923 | 0.15464 | 0.12999 | 0.28842
1305 | 0.019647 | 0.13118 | 0.057709 | 0.15612 | 0.069098 | 0.11215
1306 | 0.039871 | 0.18149 | 0.074031 | 0.25434 | 0.091768 | 0.17315
1307 | 0.030385 | 0.24377 | 0.17603 | 0.45028 | 0.1211 | 0.098405
1308 | 0.11726 | 0.35426 | 0.32929 | 0.31939 | 0.13812 | 0.22381
1309 | 0.20163 | 0.36733 | 0.2943 | 0.17389 | 0.10697 | 0.1446
1310 | 0.19566 | 0.31484 | 0.26536 | 0.22112 | 0.070882 | 0.11641
1311 | 0.12465 | 0.14367 | 0.10213 | 0.21433 | 0.030639 | 0.15936
1312 | 0.15196 | 0.11212 | 0.083995 | 0.20278 | 0.035996 | 0.27212
1313 | 0.10976 | 0.090641 | 0.13286 | 0.13957 | 0.020722 | 0.19997
1314 | 0.19267 | 0.1026 | 0.17622 | 0.27115 | 0.06638 | 0.10341
1315 | 0.18717 | 0.098594 | 0.17711 | 0.27343 | 0.053714 | 0.12744
1316 | 0.21168 | 0.092826 | 0.2107 | 0.40955 | 0.065777 | 0.3482
1317 | 0.18906 | 0.04856 | 0.13171 | 0.45814 | 0.01285 | 0.37238
1318 | 0.31613 | 0.048808 | 0.15335 | 0.3368 | 0 | 0.36467
1319 | 0.16003 | 0.054732 | 0.22513 | 0.30565 | 0 | 0.28601
1320 | 0.19323 | 0.20831 | 0.36234 | 0.16513 | 0.1159 | 0.36861
1321 | 0.21099 | 0.35389 | 0.44191 | 0.070355 | 0.15007 | 0.54179
1322 | 0.27059 | 0.31691 | 0.38848 | 0.046993 | 0.15692 | 0.59686
1323 | 0.33903 | 0.19112 | 0.22075 | 0.060784 | 0.13362 | 0.36373
1324 | 0.49136 | 0.26836 | 0.24896 | 0.045043 | 0.20358 | 0.32326
1325 | 0.50382 | 0.31012 | 0.2651 | 0.030835 | 0.21901 | 0.5983
1326 | 0.54349 | 0.37726 | 0.25204 | 0.11917 | 0.32913 | 0.69649
1327 | 0.54152 | 0.33973 | 0.16281 | 0.3438 | 0.32291 | 0.67183
1328 | 0.54601 | 0.3018 | 0.11496 | 0.48621 | 0.36017 | 0.67399
1329 | 0.45681 | 0.25372 | 0.058721 | 0.24436 | 0.20641 | 0.55937
1330 | 0.46669 | 0.28445 | 0.066058 | 0.17953 | 0.24993 | 0.48104
1331 | 0.43556 | 0.36405 | 0.080159 | 0.087122 | 0.22386 | 0.68905
1332 | 0.40903 | 0.52379 | 0.12357 | 0.19066 | 0.13827 | 0.72755
1333 | 0.35818 | 0.59209 | 0.12091 | 0.25996 | 0.13374 | 0.67516
1334 | 0.28746 | 0.54836 | 0.15544 | 0.14505 | 0.12861 | 0.54646
1335 | 0.15901 | 0.36684 | 0.1001 | 0.09678 | 0.10543 | 0.41236
1336 | 0.16503 | 0.33312 | 0.13452 | 0.078578 | 0.13013 | 0.39066
1337 | 0.16473 | 0.34514 | 0.28916 | 0.14832 | 0.10236 | 0.34692
1338 | 0.087373 | 0.43846 | 0.43282 | 0.1311 | 0.098004 | 0.35851
1339 | 0.073678 | 0.46401 | 0.37689 | 0.099323 | 0.10334 | 0.3371
1340 | 0.15901 | 0.38353 | 0.37327 | 0.073809 | 0.068402 | 0.29564
1341 | 0.21371 | 0.2115 | 0.30374 | 0.074288 | 0.036754 | 0.21606
1342 | 0.45571 | 0.18856 | 0.28577 | 0.087016 | 0.051404 | 0.20646
1343 | 0.61244 | 0.19341 | 0.23303 | 0.11877 | 0.018395 | 0.17282
1344 | 0.72657 | 0.27101 | 0.20461 | 0.05027 | 0.045476 | 0.097171
1345 | 0.63284 | 0.28669 | 0.19291 | 0.025382 | 0.099414 | 0.056615
1346 | 0.68295 | 0.30023 | 0.16079 | 0.012178 | 0.033956 | 0.059246
1347 | 0.61665 | 0.23438 | 0.091883 | 0 | 0.044939 | 0.031003
1348 | 0.65207 | 0.27849 | 0.1058 | 0.01004 | 0.17529 | 0.026338
1349 | 0.61883 | 0.27089 | 0.1522 | 0.029305 | 0.15562 | 0.032793
1350 | 0.49608 | 0.3346 | 0.17542 | 0.065028 | 0.12758 | 0.040721
1351 | 0.39442 | 0.37808 | 0.17815 | 0.0699 | 0.1419 | 0.019377
1352 | 0.23806 | 0.33287 | 0.11721 | 0.099053 | 0.15223 | 0.036839
1353 | 0.21758 | 0.20575 | 0.050972 | 0.030725 | 0.15834 | 0.016246
1354 | 0.18286 | 0.19193 | 0.064573 | 0.041557 | 0.29695 | 0.071067
1355 | 0.12246 | 0.15802 | 0.065005 | 0.082917 | 0.34796 | 0.20077
1356 | 0.10721 | 0.068759 | 0.10283 | 0.15191 | 0.30184 | 0.19519
1357 | 0.0829 | 0.027526 | 0.11998 | 0.16071 | 0.20908 | 0.1903
1358 | 0.094542 | 0.011899 | 0.15716 | 0.18786 | 0.11545 | 0.13471
1359 | 0.085136 | 0 | 0.10195 | 0.16158 | 0.062258 | 0.13219
1360 | 0.080092 | 0 | 0.11115 | 0.13841 | 0.039414 | 0.1645
1361 | 0.053697 | 0.031597 | 0.15814 | 0.08947 | 0.015388 | 0.17952
1362 | 0.091686 | 0.081345 | 0.35152 | 0.22489 | 0.17306 | 0.12597
1363 | 0.032318 | 0.088624 | 0.41422 | 0.19867 | 0.27257 | 0.086858
1364 | 0.02287 | 0.11411 | 0.34706 | 0.12962 | 0.14026 | 0.088908
1365 | 0.022747 | 0.090192 | 0.17453 | 0.099163 | 0.10882 | 0.095077
1366 | 0.048496 | 0.17175 | 0.20068 | 0.1185 | 0.16079 | 0.10473
1367 | 0.029499 | 0.22792 | 0.17788 | 0.10521 | 0.10944 | 0.10642
1368 | 0.063491 | 0.22011 | 0.12569 | 0.30956 | 0.14186 | 0.031976
1369 | 0.037786 | 0.25067 | 0.055322 | 0.37568 | 0.11543 | 0.031216
1370 | 0.041121 | 0.27143 | 0.036506 | 0.26724 | 0.048331 | 0.034858
1371 | 0.033551 | 0.24323 | 0 | 0.13284 | 0.014727 | 0.012679
1372 | 0.063204 | 0.32508 | 0 | 0.14582 | 0.036148 | 0.016423
1373 | 0.059337 | 0.4413 | 0.014603 | 0.2909 | 0.016892 | 0.030936
1374 | 0.034355 | 0.49092 | 0.035791 | 0.49135 | 0.054602 | 0.03055
1375 | 0.020217 | 0.51417 | 0.038249 | 0.53304 | 0.066857 | 0.029401
1376 | 0.014696 | 0.49584 | 0.04725 | 0.46811 | 0.13494 | 0.021666
1377 | 0.020952 | 0.46715 | 0.018954 | 0.2328 | 0.14285 | 0.015338
1378 | 0.1026 | 0.47932 | 0.032985 | 0.18641 | 0.25224 | 0.024
1379 | 0.087691 | 0.40756 | 0.036273 | 0.39165 | 0.29468 | 0.038948
1380 | 0.083822 | 0.35308 | 0.037499 | 0.54027 | 0.23544 | 0.041558
1381 | 0.17851 | 0.29423 | 0.085321 | 0.52784 | 0.16012 | 0.046343
1382 | 0.17492 | 0.21802 | 0.14169 | 0.33074 | 0.062269 | 0.062485
1383 | 0.21918 | 0.1571 | 0.16437 | 0.1203 | 0.045602 | 0.025388
1384 | 0.23263 | 0.11524 | 0.24247 | 0.10709 | 0.043508 | 0.026169
1385 | 0.10016 | 0.079654 | 0.36423 | 0.23835 | 0.017505 | 0.046628
1386 | 0.1275 | 0.041797 | 0.50426 | 0.23385 | 0.14014 | 0.11887
1387 | 0.29239 | 0.019072 | 0.54734 | 0.16724 | 0.15821 | 0.11754
1388 | 0.41226 | 0 | 0.47334 | 0.11531 | 0.061219 | 0.12924
1389 | 0.2685 | 0 | 0.25917 | 0.035964 | 0.067151 | 0.10982
1390 | 0.33663 | 0.019309 | 0.23024 | 0.045622 | 0.15091 | 0.076227
1391 | 0.48408 | 0.022714 | 0.25605 | 0.11711 | 0.079077 | 0.069643
1392 | 0.57541 | 0.038354 | 0.27122 | 0.12391 | 0.14871 | 0.13011
1393 | 0.63713 | 0.080998 | 0.19052 | 0.092868 | 0.2159 | 0.094154
1394 | 0.60951 | 0.11293 | 0.12792 | 0.048148 | 0.086215 | 0.082447
1395 | 0.32915 | 0.10752 | 0.038666 | 0.014996 | 0.10104 | 0.1038
1396 | 0.37308 | 0.16391 | 0.061883 | 0.016907 | 0.15186 | 0.11803
1397 | 0.21054 | 0.26032 | 0.073224 | 0.052038 | 0.085208 | 0.13255
1398 | 0.32266 | 0.3104 | 0.082667 | 0.072687 | 0.14851 | 0.21016
1399 | 0.45149 | 0.25941 | 0.037607 | 0.076487 | 0.17605 | 0.19163
1400 | 0.35034 | 0.15215 | 0.022591 | 0.077135 | 0.079322 | 0.19837
1401 | 0.33184 | 0.076661 | 0.027608 | 0.043681 | 0.11319 | 0.13179
1402 | 0.34276 | 0.14225 | 0.048621 | 0.056656 | 0.13947 | 0.11865
1403 | 0.24529 | 0.18854 | 0.1573 | 0.088373 | 0.072133 | 0.11922
1404 | 0.30737 | 0.288 | 0.39292 | 0.13511 | 0.23478 | 0.18584
1405 | 0.31043 | 0.35839 | 0.40629 | 0.10991 | 0.2926 | 0.17544
1406 | 0.44133 | 0.29868 | 0.29477 | 0.094115 | 0.10611 | 0.1914
1407 | 0.4655 | 0.22054 | 0.11333 | 0.048623 | 0.089141 | 0.13868
1408 | 0.46487 | 0.28376 | 0.077065 | 0.070897 | 0.11111 | 0.12517
1409 | 0.25787 | 0.36628 | 0.092792 | 0.088282 | 0.060269 | 0.11209
1410 | 0.19688 | 0.40401 | 0.13184 | 0.10584 | 0.075826 | 0.13659
1411 | 0.20779 | 0.36162 | 0.11788 | 0.11621 | 0.15604 | 0.086114
1412 | 0.18025 | 0.27097 | 0.11344 | 0.08461 | 0.077333 | 0.050694
1413 | 0.30984 | 0.18878 | 0.060152 | 0.023014 | 0.090983 | 0.027447
1414 | 0.37252 | 0.24228 | 0.093832 | 0.021273 | 0.22352 | 0.031625
1415 | 0.24254 | 0.21244 | 0.18655 | 0.011138 | 0.23808 | 0.013603
1416 | 0.36704 | 0.1389 | 0.26535 | 0.052964 | 0.22959 | 0.063357
1417 | 0.49884 | 0.09376 | 0.24546 | 0.29216 | 0.13905 | 0.047941
1418 | 0.57958 | 0.059253 | 0.23659 | 0.28547 | 0.084842 | 0.018828
1419 | 0.56768 | 0.032374 | 0.17646 | 0.062419 | 0.058059 | 0
1420 | 0.58932 | 0.029151 | 0.19166 | 0.098753 | 0.047984 | 0
1421 | 0.50804 | 0.064269 | 0.24977 | 0.079563 | 0.014114 | 0
1422 | 0.35808 | 0.20178 | 0.3535 | 0.21975 | 0.017273 | 0.021886
1423 | 0.40967 | 0.21867 | 0.29323 | 0.22457 | 0.029679 | 0.022818
1424 | 0.40393 | 0.17796 | 0.23945 | 0.17948 | 0.023493 | 0.016043
1425 | 0.40145 | 0.089022 | 0.16105 | 0.33171 | 0.017488 | 0
1426 | 0.39494 | 0.090961 | 0.10819 | 0.48451 | 0.024274 | 0
1427 | 0.26563 | 0.10934 | 0.081264 | 0.43601 | 0.067437 | 0.010855
1428 | 0.21502 | 0.20083 | 0.082265 | 0.57869 | 0.14588 | 0.20077
1429 | 0.13779 | 0.1702 | 0.086594 | 0.56409 | 0.25113 | 0.27739
1430 | 0.099723 | 0.12798 | 0.081551 | 0.3939 | 0.25127 | 0.19198
1431 | 0.11297 | 0.090063 | 0.055682 | 0.39482 | 0.15546 | 0.12809
1432 | 0.098829 | 0.13862 | 0.092965 | 0.28791 | 0.17872 | 0.13059
1433 | 0.067079 | 0.18242 | 0.15355 | 0.43481 | 0.092487 | 0.1943
1434 | 0.13196 | 0.24315 | 0.2253 | 0.57695 | 0.16986 | 0.4942
1435 | 0.15557 | 0.16192 | 0.26526 | 0.6142 | 0.14003 | 0.67191
1436 | 0.068733 | 0.10145 | 0.21378 | 0.67859 | 0.053647 | 0.69658
1437 | 0.064863 | 0.082885 | 0.11261 | 0.51979 | 0.084329 | 0.61876
1438 | 0.12871 | 0.13881 | 0.13618 | 0.42027 | 0.14264 | 0.52867
1439 | 0.10378 | 0.24128 | 0.11994 | 0.38851 | 0.17999 | 0.29274
1440 | 0.10031 | 0.42642 | 0.1452 | 0.39943 | 0.27916 | 0.18969
1441 | 0.091154 | 0.54061 | 0.19715 | 0.28518 | 0.26751 | 0.11073
1442 | 0.034749 | 0.45347 | 0.24866 | 0.1444 | 0.19642 | 0.086829
1443 | 0.036095 | 0.21851 | 0.27018 | 0.22924 | 0.11526 | 0.054261
1444 | 0.094125 | 0.21861 | 0.33848 | 0.36109 | 0.16056 | 0.03597
1445 | 0.082341 | 0.14313 | 0.48471 | 0.16415 | 0.090665 | 0.032064
1446 | 0.048614 | 0.040189 | 0.56202 | 0.21298 | 0.15251 | 0.22748
1447 | 0.059629 | 0.020958 | 0.49572 | 0.22501 | 0.1627 | 0.26481
1448 | 0.048619 | 0.034954 | 0.42975 | 0.13849 | 0.085644 | 0.11046
1449 | 0.057371 | 0.040888 | 0.33734 | 0.27229 | 0.14611 | 0.084786
1450 | 0.10572 | 0.043348 | 0.41613 | 0.39694 | 0.14753 | 0.1493
1451 | 0.12927 | 0.051443 | 0.55622 | 0.23135 | 0.085992 | 0.084039
1452 | 0.10084 | 0.15347 | 0.6477 | 0.26594 | 0.13378 | 0.11805
1453 | 0.087126 | 0.15052 | 0.58807 | 0.31323 | 0.20966 | 0.18957
1454 | 0.047759 | 0.15757 | 0.54347 | 0.27706 | 0.19108 | 0.20842
1455 | 0.038395 | 0.22034 | 0.32184 | 0.24819 | 0.32525 | 0.45208
1456 | 0.051682 | 0.2896 | 0.29342 | 0.24617 | 0.46869 | 0.40671
1457 | 0.03706 | 0.3498 | 0.37582 | 0.37023 | 0.36152 | 0.4157
1458 | 0.038058 | 0.41378 | 0.34155 | 0.49899 | 0.28725 | 0.58296
1459 | 0.07444 | 0.26132 | 0.12047 | 0.47865 | 0.28403 | 0.53216
1460 | 0.109 | 0.23723 | 0.12695 | 0.43615 | 0.32373 | 0.50352
1461 | 0.19905 | 0.22267 | 0.15726 | 0.24553 | 0.3929 | 0.4738
1462 | 0.25317 | 0.24076 | 0.23221 | 0.16738 | 0.33501 | 0.45034
1463 | 0.21465 | 0.27234 | 0.38971 | 0.18824 | 0.20665 | 0.60532
1464 | 0.22397 | 0.22441 | 0.51623 | 0.12355 | 0.23241 | 0.47347
1465 | 0.25623 | 0.18837 | 0.45443 | 0.1366 | 0.46272 | 0.25678
1466 | 0.19254 | 0.16858 | 0.27794 | 0.18472 | 0.65123 | 0.234
1467 | 0.14432 | 0.16322 | 0.13637 | 0.090757 | 0.73517 | 0.28322
1468 | 0.10948 | 0.16354 | 0.11842 | 0.096609 | 0.81009 | 0.34426
1469 | 0.078025 | 0.20243 | 0.056171 | 0.10569 | 0.65196 | 0.19041
1470 | 0.11787 | 0.17947 | 0.025435 | 0.21966 | 0.47214 | 0.18738
1471 | 0.13397 | 0.11987 | 0.017759 | 0.28046 | 0.2746 | 0.31936
1472 | 0.19962 | 0.054734 | 0.041528 | 0.2973 | 0.14728 | 0.45075
1473 | 0.13228 | 0.027467 | 0.042353 | 0.14126 | 0.12636 | 0.43485
1474 | 0.11928 | 0.055661 | 0.11273 | 0.10934 | 0.25383 | 0.46762
1475 | 0.12976 | 0.018851 | 0.14036 | 0.11247 | 0.30428 | 0.64243
1476 | 0.18109 | 0.0744 | 0.19877 | 0.29346 | 0.59246 | 0.72294
1477 | 0.12678 | 0.1235 | 0.21751 | 0.27603 | 0.72985 | 0.68025
1478 | 0.13744 | 0.13449 | 0.24466 | 0.30068 | 0.75361 | 0.62191
1479 | 0.057991 | 0.16034 | 0.29658 | 0.15593 | 0.78331 | 0.62753
1480 | 0.073501 | 0.22505 | 0.31371 | 0.096925 | 0.80755 | 0.68739
1481 | 0.092179 | 0.23978 | 0.25318 | 0.16087 | 0.82428 | 0.73375
1482 | 0.080609 | 0.28563 | 0.19573 | 0.14792 | 0.70723 | 0.69537
1483 | 0.055416 | 0.24737 | 0.15921 | 0.15309 | 0.6124 | 0.63921
1484 | 0.052197 | 0.16658 | 0.15675 | 0.21281 | 0.59373 | 0.5533
1485 | 0.042815 | 0.13217 | 0.10999 | 0.19239 | 0.51146 | 0.5024
1486 | 0.05818 | 0.12385 | 0.09399 | 0.1467 | 0.51427 | 0.46002
1487 | 0.018104 | 0.064791 | 0.041996 | 0.10957 | 0.52341 | 0.33871
1488 | 0.068686 | 0.026974 | 0.052089 | 0.14539 | 0.31219 | 0.35432
1489 | 0.079502 | 0.012603 | 0.077712 | 0.19486 | 0.32186 | 0.54935
1490 | 0.14257 | 0 | 0.16838 | 0.1876 | 0.39211 | 0.66483
1491 | 0.13485 | 0.019786 | 0.15721 | 0.22596 | 0.29242 | 0.36546
1492 | 0.22648 | 0.081165 | 0.22768 | 0.24271 | 0.27953 | 0.26436
1493 | 0.23244 | 0.14402 | 0.35864 | 0.1541 | 0.15045 | 0.3499
1494 | 0.11396 | 0.19147 | 0.36897 | 0.16213 | 0.1199 | 0.39029
1495 | 0.076414 | 0.21768 | 0.33623 | 0.21767 | 0.12693 | 0.25674
1496 | 0.20309 | 0.21191 | 0.29448 | 0.27469 | 0.096531 | 0.15469
1497 | 0.29023 | 0.17273 | 0.2053 | 0.14321 | 0.08884 | 0.22158
1498 | 0.2963 | 0.1752 | 0.2187 | 0.19657 | 0.076821 | 0.44471
1499 | 0.3237 | 0.10671 | 0.20983 | 0.25755 | 0.07057 | 0.24253
1500 | 0.2878 | 0.061767 | 0.21289 | 0.27458 | 0.13305 | 0.14895
1501 | 0.26361 | 0.058256 | 0.22171 | 0.23992 | 0.23504 | 0.11109
1502 | 0.21611 | 0.085861 | 0.21313 | 0.25266 | 0.1717 | 0.094586
1503 | 0.17474 | 0.093849 | 0.17998 | 0.16137 | 0.10955 | 0.1132
1504 | 0.19764 | 0.12845 | 0.20634 | 0.2591 | 0.12882 | 0.11551
1505 | 0.14172 | 0.21371 | 0.12766 | 0.20125 | 0.28415 | 0.076214
1506 | 0.14435 | 0.29331 | 0.080308 | 0.12422 | 0.50234 | 0.03953
1507 | 0.13116 | 0.29049 | 0.053261 | 0.10159 | 0.51815 | 0.056113
1508 | 0.086882 | 0.16651 | 0.036244 | 0.10275 | 0.32889 | 0.11434
1509 | 0.043241 | 0.071607 | 0.030456 | 0.068308 | 0.21303 | 0.092819
1510 | 0.025675 | 0.073817 | 0.05559 | 0.097784 | 0.31566 | 0.20267
1511 | 0.060431 | 0.14571 | 0.054073 | 0.092766 | 0.52506 | 0.15365
1512 | 0.27631 | 0.25189 | 0.051022 | 0.075459 | 0.61176 | 0.16311
1513 | 0.29566 | 0.25494 | 0.046707 | 0.056241 | 0.55763 | 0.19187
1514 | 0.16507 | 0.22 | 0.033672 | 0.073 | 0.4754 | 0.1869
1515 | 0.17633 | 0.17924 | 0.0223 | 0.042047 | 0.45987 | 0.25356
1516 | 0.22095 | 0.095888 | 0.046727 | 0.043767 | 0.37978 | 0.26764
1517 | 0.333 | 0.023293 | 0.026084 | 0.16267 | 0.29224 | 0.24082
1518 | 0.46772 | 0.026262 | 0.019381 | 0.3251 | 0.27268 | 0.20179
1519 | 0.41745 | 0.034619 | 0.017976 | 0.40221 | 0.31531 | 0.14003
1520 | 0.44755 | 0.046427 | 0.024013 | 0.4228 | 0.23641 | 0.11296
1521 | 0.31428 | 0.03717 | 0.055298 | 0.19935 | 0.23363 | 0.085926
1522 | 0.25559 | 0.023824 | 0.099315 | 0.16722 | 0.2043 | 0.10312
1523 | 0.24977 | 0.024057 | 0.094095 | 0.4372 | 0.12296 | 0.057529
1524 | 0.20873 | 0.017725 | 0.098975 | 0.57001 | 0.10725 | 0.11647
1525 | 0.18806 | 0 | 0.057831 | 0.57503 | 0.19746 | 0.23652
1526 | 0.18608 | 0 | 0.03203 | 0.57097 | 0.33147 | 0.20537
1527 | 0.087498 | 0 | 0 | 0.41048 | 0.37356 | 0.047781
1528 | 0.093845 | 0 | 0 | 0.33455 | 0.44166 | 0.040239
1529 | 0.083294 | 0 | 0.010284 | 0.3258 | 0.62916 | 0.028406
1530 | 0.081297 | 0.015203 | 0.021114 | 0.30899 | 0.63075 | 0.076164
1531 | 0.17554 | 0.017918 | 0.022318 | 0.21148 | 0.56127 | 0.10294
1532 | 0.3214 | 0.022873 | 0.025015 | 0.12468 | 0.52773 | 0.11578
1533 | 0.29682 | 0.02554 | 0.017064 | 0.091062 | 0.34705 | 0.10119
1534 | 0.25905 | 0.062971 | 0.03274 | 0.045659 | 0.44524 | 0.32914
1535 | 0.30074 | 0.10886 | 0.044212 | 0.053912 | 0.42434 | 0.30737
1536 | 0.28132 | 0.20006 | 0.092737 | 0.16715 | 0.34497 | 0.26703
1537 | 0.28639 | 0.22118 | 0.089723 | 0.26109 | 0.31139 | 0.21455
1538 | 0.40104 | 0.19455 | 0.069863 | 0.28857 | 0.2478 | 0.14888
1539 | 0.27174 | 0.10437 | 0.029367 | 0.13318 | 0.21643 | 0.14442
1540 | 0.33589 | 0.084979 | 0.020565 | 0.20134 | 0.17711 | 0.11279
1541 | 0.28697 | 0.03012 | 0.014036 | 0.34804 | 0.13908 | 0.047338
1542 | 0.17385 | 0.019455 | 0.03182 | 0.51931 | 0.11929 | 0.069117
1543 | 0.13349 | 0.044637 | 0.051371 | 0.54259 | 0.1348 | 0.19848
1544 | 0.071066 | 0.078195 | 0.076595 | 0.5456 | 0.15006 | 0.23985
1545 | 0.10924 | 0.05482 | 0.087371 | 0.29114 | 0.11876 | 0.040473
1546 | 0.15901 | 0.046464 | 0.14685 | 0.21848 | 0.10157 | 0.064652
1547 | 0.29908 | 0.050675 | 0.235 | 0.3709 | 0.063083 | 0.083078
1548 | 0.46558 | 0.071329 | 0.27823 | 0.38332 | 0.12916 | 0.35942
1549 | 0.45991 | 0.048101 | 0.19571 | 0.29052 | 0.11286 | 0.45626
1550 | 0.53239 | 0.041154 | 0.16343 | 0.22839 | 0.10762 | 0.46953
1551 | 0.39975 | 0.014132 | 0.094612 | 0.17379 | 0.044242 | 0.26905
1552 | 0.5071 | 0.01961 | 0.06933 | 0.16461 | 0.052547 | 0.18447
1553 | 0.64039 | 0.036976 | 0.060744 | 0.24264 | 0.062793 | 0.28325
1554 | 0.631 | 0.065041 | 0.062653 | 0.29413 | 0.13581 | 0.29337
1555 | 0.72549 | 0.070042 | 0.031962 | 0.24279 | 0.1499 | 0.29165
1556 | 0.76106 | 0.089238 | 0.016198 | 0.17031 | 0.14656 | 0.2246
1557 | 0.66611 | 0.069461 | 0 | 0.1187 | 0.096672 | 0.34855
1558 | 0.64164 | 0.090149 | 0 | 0.14265 | 0.093767 | 0.35965
1559 | 0.73978 | 0.16129 | 0 | 0.16099 | 0.20417 | 0.16324
1560 | 0.68022 | 0.22378 | 0.018106 | 0.16871 | 0.38739 | 0.14744
1561 | 0.62966 | 0.22646 | 0.019889 | 0.16168 | 0.39212 | 0.31882
1562 | 0.56833 | 0.23381 | 0.022268 | 0.13207 | 0.2524 | 0.43018
1563 | 0.44614 | 0.14936 | 0 | 0.13064 | 0.088449 | 0.13517
1564 | 0.41576 | 0.14449 | 0.02537 | 0.17765 | 0.092539 | 0.094539
1565 | 0.30246 | 0.21784 | 0.041329 | 0.25089 | 0.31043 | 0.11471
1566 | 0.247 | 0.21157 | 0.077354 | 0.18132 | 0.55645 | 0.18296
1567 | 0.24956 | 0.15277 | 0.067737 | 0.10588 | 0.45053 | 0.26353
1568 | 0.25794 | 0.13588 | 0.055255 | 0.058755 | 0.25613 | 0.22884
1569 | 0.23252 | 0.088864 | 0.082314 | 0.043877 | 0.061796 | 0.061355
1570 | 0.18345 | 0.10165 | 0.13951 | 0.060475 | 0.053903 | 0.089278
1571 | 0.08747 | 0.12831 | 0.11883 | 0.073768 | 0.18209 | 0.19843
1572 | 0.046453 | 0.14685 | 0.14213 | 0.091466 | 0.4459 | 0.25
1573 | 0.040781 | 0.087617 | 0.16535 | 0.080851 | 0.44652 | 0.23988
1574 | 0.050868 | 0.071083 | 0.1776 | 0.15943 | 0.25979 | 0.18174
1575 | 0.035142 | 0.039872 | 0.17219 | 0.26046 | 0.16087 | 0.24687
1576 | 0.038449 | 0.041212 | 0.19058 | 0.3642 | 0.24673 | 0.43963
1577 | 0.13282 | 0.054973 | 0.21991 | 0.4038 | 0.43371 | 0.43546
1578 | 0.26572 | 0.059638 | 0.27112 | 0.47176 | 0.43325 | 0.50608
1579 | 0.29902 | 0.038076 | 0.29753 | 0.45559 | 0.42493 | 0.49066
1580 | 0.18479 | 0.026159 | 0.30723 | 0.37078 | 0.43929 | 0.41196
1581 | 0.03103 | 0.015805 | 0.14776 | 0.46292 | 0.34255 | 0.29121
1582 | 0.056837 | 0.02413 | 0.12281 | 0.53973 | 0.34218 | 0.29603
1583 | 0.12747 | 0.034037 | 0.12572 | 0.60522 | 0.30567 | 0.24797
1584 | 0.12828 | 0.047382 | 0.086535 | 0.65576 | 0.26064 | 0.19281
1585 | 0.084571 | 0.03201 | 0.05767 | 0.61222 | 0.23884 | 0.11667
1586 | 0.057574 | 0.027189 | 0.036829 | 0.46738 | 0.20158 | 0.072804
1587 | 0.040642 | 0.019386 | 0.019478 | 0.28331 | 0.19474 | 0.055287
1588 | 0.096419 | 0.029878 | 0.023781 | 0.1797 | 0.16135 | 0.10591
1589 | 0.10479 | 0.036697 | 0.022925 | 0.26549 | 0.14617 | 0.082656
1590 | 0.18804 | 0.043698 | 0.027031 | 0.22647 | 0.16135 | 0.071364
1591 | 0.25601 | 0.033096 | 0.020724 | 0.11058 | 0.20564 | 0.0651
1592 | 0.3201 | 0.028479 | 0.016945 | 0.03984 | 0.18169 | 0.068812
1593 | 0.25068 | 0 | 0.015634 | 0.020309 | 0.029935 | 0.07823
1594 | 0.32147 | 0 | 0.053353 | 0.020234 | 0.061374 | 0.11196
1595 | 0.21902 | 0 | 0.092599 | 0.021286 | 0.29963 | 0.21981
1596 | 0.11066 | 0.02042 | 0.15661 | 0.050872 | 0.53917 | 0.26609
1597 | 0.11376 | 0.02061 | 0.16318 | 0.074906 | 0.46243 | 0.24599
1598 | 0.097058 | 0.015487 | 0.17679 | 0.12446 | 0.2927 | 0.20137
1599 | 0.15253 | 0 | 0.13825 | 0.12643 | 0.15483 | 0.083279
1600 | 0.24509 | 0 | 0.13262 | 0.14064 | 0.22756 | 0.10998
1601 | 0.2283 | 0.010526 | 0.14409 | 0.23433 | 0.24675 | 0.17102
1602 | 0.33525 | 0.022291 | 0.16951 | 0.34618 | 0.21614 | 0.17217
1603 | 0.25538 | 0.019326 | 0.12 | 0.23464 | 0.15703 | 0.10451
1604 | 0.16877 | 0.018631 | 0.1307 | 0.084752 | 0.1571 | 0.057783
1605 | 0.053588 | 0 | 0.1152 | 0.058643 | 0.15171 | 0.082406
1606 | 0.066162 | 0 | 0.15382 | 0.071359 | 0.27442 | 0.15669
1607 | 0.18405 | 0.014268 | 0.19992 | 0.047554 | 0.33229 | 0.18216
1608 | 0.16293 | 0.022315 | 0.27333 | 0.059694 | 0.53734 | 0.16359
1609 | 0.18023 | 0.01251 | 0.21872 | 0.11122 | 0.58037 | 0.10162
1610 | 0.23123 | 0 | 0.25662 | 0.10117 | 0.39807 | 0.066796
1611 | 0.068953 | 0 | 0.21589 | 0.11677 | 0.2555 | 0.13972
1612 | 0.04949 | 0.031276 | 0.21231 | 0.17211 | 0.27046 | 0.16234
1613 | 0.047921 | 0.099475 | 0.26976 | 0.15055 | 0.25772 | 0.15559
1614 | 0.054997 | 0.23237 | 0.24714 | 0.18579 | 0.1079 | 0.14919
1615 | 0.074079 | 0.35042 | 0.15923 | 0.22954 | 0.13138 | 0.097881
1616 | 0.089512 | 0.38447 | 0.15044 | 0.23998 | 0.11639 | 0.067353
1617 | 0.03865 | 0.24976 | 0.087993 | 0.10883 | 0.07374 | 0.13752
1618 | 0.036931 | 0.2516 | 0.058829 | 0.11126 | 0.13171 | 0.22721
1619 | 0.031323 | 0.26144 | 0.055533 | 0.12323 | 0.42657 | 0.19219
1620 | 0.025074 | 0.199 | 0.072408 | 0.18288 | 0.39196 | 0.19626
1621 | 0.011162 | 0.20678 | 0.085598 | 0.16757 | 0.36421 | 0.20907
1622 | 0.013912 | 0.14243 | 0.10899 | 0.075993 | 0.28261 | 0.24101
1623 | 0.013759 | 0.092791 | 0.082641 | 0.028394 | 0.17713 | 0.23065
1624 | 0.025367 | 0.062222 | 0.10064 | 0.029705 | 0.12263 | 0.23244
1625 | 0.059204 | 0.041068 | 0.16963 | 0.033792 | 0.10806 | 0.38866
1626 | 0.14202 | 0.067639 | 0.27412 | 0.30882 | 0.24717 | 0.42392
1627 | 0.16917 | 0.085072 | 0.33954 | 0.57719 | 0.40278 | 0.34547
1628 | 0.16016 | 0.090034 | 0.33326 | 0.47869 | 0.55399 | 0.27376
1629 | 0.16251 | 0.051723 | 0.17957 | 0.16486 | 0.53262 | 0.17016
1630 | 0.1795 | 0.06028 | 0.1899 | 0.20272 | 0.54744 | 0.17003
1631 | 0.090996 | 0.11052 | 0.30407 | 0.48961 | 0.5676 | 0.35944
1632 | 0.11971 | 0.18795 | 0.28412 | 0.56429 | 0.49575 | 0.37055
1633 | 0.18538 | 0.1661 | 0.18814 | 0.44742 | 0.37736 | 0.36594
1634 | 0.11736 | 0.15337 | 0.08815 | 0.31409 | 0.27163 | 0.31627
1635 | 0.080356 | 0.08825 | 0.040516 | 0.36328 | 0.2953 | 0.24621
1636 | 0.12435 | 0.08564 | 0.043684 | 0.37316 | 0.32381 | 0.3133
1637 | 0.11132 | 0.14639 | 0.060525 | 0.29085 | 0.29947 | 0.34965
1638 | 0.21736 | 0.18911 | 0.13168 | 0.25466 | 0.32877 | 0.25354
1639 | 0.26713 | 0.23495 | 0.24639 | 0.19558 | 0.23209 | 0.13156
1640 | 0.33012 | 0.22949 | 0.26162 | 0.12226 | 0.1753 | 0.086898
1641 | 0.37432 | 0.24558 | 0.23791 | 0.19323 | 0.078016 | 0.14026
1642 | 0.43733 | 0.39024 | 0.32089 | 0.19552 | 0.060537 | 0.21135
1643 | 0.60856 | 0.59145 | 0.39668 | 0.0967 | 0.15046 | 0.17594
1644 | 0.62589 | 0.75393 | 0.56135 | 0.030192 | 0.21078 | 0.1541
1645 | 0.52976 | 0.79727 | 0.68675 | 0.037614 | 0.16717 | 0.1554
1646 | 0.50811 | 0.78299 | 0.76517 | 0.055525 | 0.13209 | 0.15171
1647 | 0.34602 | 0.68772 | 0.79875 | 0.10188 | 0.024067 | 0.064799
1648 | 0.37997 | 0.73243 | 0.80377 | 0.16847 | 0.020488 | 0.040445
1649 | 0.47373 | 0.83495 | 0.83821 | 0.17694 | 0.10611 | 0.036003
1650 | 0.31338 | 0.85278 | 0.81472 | 0.20165 | 0.15844 | 0.0577
1651 | 0.27692 | 0.84392 | 0.76078 | 0.21053 | 0.11532 | 0.0464
1652 | 0.20447 | 0.80577 | 0.71534 | 0.22037 | 0.085304 | 0.037975
1653 | 0.19422 | 0.64724 | 0.59451 | 0.29521 | 0.067532 | 0.013213
1654 | 0.28702 | 0.58298 | 0.58962 | 0.26976 | 0.11971 | 0.023981
1655 | 0.36289 | 0.44443 | 0.65731 | 0.1954 | 0.14356 | 0.038477
1656 | 0.41037 | 0.35423 | 0.59133 | 0.15388 | 0.15408 | 0.030128
1657 | 0.32665 | 0.31437 | 0.52905 | 0.11017 | 0.16729 | 0.030632
1658 | 0.23433 | 0.29227 | 0.43998 | 0.087179 | 0.1904 | 0.085217
1659 | 0.20176 | 0.25616 | 0.34904 | 0.069983 | 0.22395 | 0.070618
1660 | 0.18023 | 0.18946 | 0.38958 | 0.096747 | 0.32392 | 0.064679
1661 | 0.10453 | 0.1829 | 0.26586 | 0.12559 | 0.44917 | 0.088347
1662 | 0.053808 | 0.30122 | 0.14485 | 0.15655 | 0.2803 | 0.093522
1663 | 0.060244 | 0.33334 | 0.10878 | 0.15058 | 0.22892 | 0.1098
1664 | 0.17157 | 0.34964 | 0.062355 | 0.13633 | 0.27262 | 0.15412
1665 | 0.37328 | 0.24349 | 0.025374 | 0.16884 | 0.193 | 0.18402
1666 | 0.44214 | 0.22693 | 0.02187 | 0.38437 | 0.19047 | 0.23613
1667 | 0.47067 | 0.34751 | 0.019972 | 0.4154 | 0.20391 | 0.3256
1668 | 0.53267 | 0.59504 | 0.023716 | 0.33094 | 0.12451 | 0.33331
1669 | 0.54308 | 0.74446 | 0.036106 | 0.24951 | 0.095662 | 0.30855
1670 | 0.46551 | 0.73409 | 0.090773 | 0.15824 | 0.1686 | 0.30343
1671 | 0.3142 | 0.61973 | 0.10768 | 0.12791 | 0.29674 | 0.41144
1672 | 0.32943 | 0.48335 | 0.12889 | 0.1643 | 0.29562 | 0.39557
1673 | 0.36477 | 0.29755 | 0.14991 | 0.077141 | 0.24585 | 0.42704
1674 | 0.34278 | 0.17142 | 0.096026 | 0.021176 | 0.18688 | 0.38675
1675 | 0.36659 | 0.087952 | 0.048156 | 0.014531 | 0.18075 | 0.29972
1676 | 0.45829 | 0.080662 | 0.029899 | 0.015214 | 0.18293 | 0.25437
1677 | 0.47361 | 0.10335 | 0.033698 | 0.021001 | 0.24911 | 0.30537
1678 | 0.47553 | 0.10016 | 0.054621 | 0.048696 | 0.27687 | 0.2018
1679 | 0.37972 | 0.05948 | 0.066995 | 0.05689 | 0.23336 | 0.20614
1680 | 0.30431 | 0.087139 | 0.14608 | 0.057211 | 0.18985 | 0.1908
1681 | 0.31565 | 0.1718 | 0.18588 | 0.064462 | 0.18315 | 0.12628
1682 | 0.41926 | 0.33894 | 0.22922 | 0.068862 | 0.19881 | 0.26419
1683 | 0.67752 | 0.3535 | 0.25615 | 0.041799 | 0.23091 | 0.16854
1684 | 0.64926 | 0.3641 | 0.25894 | 0.058497 | 0.22358 | 0.09094
1685 | 0.67633 | 0.45984 | 0.38484 | 0.069543 | 0.2333 | 0.092315
1686 | 0.7172 | 0.38043 | 0.45161 | 0.11894 | 0.12364 | 0.066613
1687 | 0.73581 | 0.30538 | 0.51951 | 0.099512 | 0.06795 | 0.062756
1688 | 0.71172 | 0.29087 | 0.64027 | 0.093343 | 0.093923 | 0.11412
1689 | 0.58078 | 0.20294 | 0.60636 | 0.041587 | 0.087444 | 0.051167
1690 | 0.60788 | 0.2032 | 0.53696 | 0.033121 | 0.067161 | 0.090167
1691 | 0.5183 | 0.35849 | 0.71532 | 0.040975 | 0.058106 | 0.095719
1692 | 0.46372 | 0.36904 | 0.78903 | 0.046887 | 0.063655 | 0.071063
1693 | 0.46685 | 0.34664 | 0.8159 | 0.065646 | 0.051688 | 0.048825
1694 | 0.43718 | 0.29033 | 0.81798 | 0.21516 | 0.056408 | 0.041818
1695 | 0.5065 | 0.2628 | 0.73259 | 0.11195 | 0.037657 | 0.043383
1696 | 0.41425 | 0.31115 | 0.6777 | 0.092116 | 0.027059 | 0.053425
1697 | 0.21762 | 0.25978 | 0.51512 | 0.13258 | 0.041216 | 0.06303
1698 | 0.24963 | 0.24895 | 0.31854 | 0.23668 | 0.15451 | 0.10641
1699 | 0.2546 | 0.28979 | 0.32722 | 0.26503 | 0.1739 | 0.10356
1700 | 0.23835 | 0.32869 | 0.48178 | 0.34399 | 0.19056 | 0.13779
1701 | 0.19748 | 0.33664 | 0.59142 | 0.28982 | 0.028464 | 0.17599
1702 | 0.16352 | 0.37936 | 0.69362 | 0.18217 | 0.035069 | 0.15835
1703 | 0.089482 | 0.27828 | 0.79138 | 0.16062 | 0.12373 | 0.20307
1704 | 0.055373 | 0.35933 | 0.80916 | 0.18767 | 0.17486 | 0.2685
1705 | 0.030632 | 0.53657 | 0.83872 | 0.25558 | 0.12213 | 0.31759
1706 | 0.024609 | 0.66641 | 0.8435 | 0.42792 | 0.10563 | 0.2905
1707 | 0 | 0.69314 | 0.80604 | 0.3035 | 0.019465 | 0.18731
1708 | 0.02151 | 0.76125 | 0.81305 | 0.19744 | 0.025658 | 0.25256
1709 | 0.023015 | 0.84249 | 0.81383 | 0.4641 | 0.056529 | 0.27187
1710 | 0.028042 | 0.8475 | 0.77613 | 0.57278 | 0.070072 | 0.21243
1711 | 0.022008 | 0.82921 | 0.72852 | 0.58933 | 0.10943 | 0.15924
1712 | 0.016654 | 0.77706 | 0.71318 | 0.54577 | 0.12165 | 0.13587
1713 | 0.011209 | 0.68393 | 0.5561 | 0.57453 | 0.090474 | 0.18903
1714 | 0.016354 | 0.66546 | 0.43445 | 0.59324 | 0.19016 | 0.32221
1715 | 0.025836 | 0.75148 | 0.47463 | 0.54886 | 0.30334 | 0.20973
1716 | 0.039507 | 0.71914 | 0.55573 | 0.49256 | 0.38601 | 0.16174
1717 | 0.081649 | 0.53188 | 0.53203 | 0.41321 | 0.4181 | 0.19476
1718 | 0.072446 | 0.40585 | 0.3656 | 0.32486 | 0.47416 | 0.27128
1719 | 0.066748 | 0.52227 | 0.1586 | 0.26454 | 0.50688 | 0.21212
1720 | 0.14724 | 0.63319 | 0.071716 | 0.18782 | 0.52746 | 0.20995
1721 | 0.28444 | 0.68548 | 0.073422 | 0.23706 | 0.5847 | 0.37829
1722 | 0.35375 | 0.70491 | 0.14635 | 0.24997 | 0.60083 | 0.5058
1723 | 0.36057 | 0.71713 | 0.17562 | 0.29838 | 0.46842 | 0.6092
1724 | 0.35079 | 0.72196 | 0.20181 | 0.33278 | 0.32204 | 0.54933
1725 | 0.18712 | 0.62929 | 0.1835 | 0.2363 | 0.2006 | 0.57218
1726 | 0.13934 | 0.53721 | 0.22579 | 0.29266 | 0.26221 | 0.59059
1727 | 0.15287 | 0.36429 | 0.31743 | 0.44789 | 0.31842 | 0.40649
1728 | 0.13236 | 0.25493 | 0.39145 | 0.40836 | 0.38611 | 0.10883
1729 | 0.11463 | 0.17121 | 0.37423 | 0.32726 | 0.36666 | 0.04425
1730 | 0.13604 | 0.1304 | 0.33235 | 0.23379 | 0.28799 | 0.046081
1731 | 0.070586 | 0.086237 | 0.22148 | 0.11289 | 0.32841 | 0.022732
1732 | 0.087144 | 0.072778 | 0.18475 | 0.12909 | 0.32714 | 0.046054
1733 | 0.080944 | 0.047849 | 0.11287 | 0.1348 | 0.20128 | 0.08004
1734 | 0.069233 | 0.093454 | 0.10514 | 0.14908 | 0.11159 | 0.18455
1735 | 0.09868 | 0.14285 | 0.11264 | 0.18417 | 0.14356 | 0.38611
1736 | 0.12413 | 0.23531 | 0.13643 | 0.27546 | 0.15597 | 0.38181
1737 | 0.13893 | 0.259 | 0.14121 | 0.26824 | 0.12848 | 0.094973
1738 | 0.11415 | 0.27954 | 0.16598 | 0.18159 | 0.10864 | 0.093575
1739 | 0.14817 | 0.45786 | 0.26529 | 0.30465 | 0.14064 | 0.082262
1740 | 0.21468 | 0.4551 | 0.43332 | 0.30174 | 0.11961 | 0.11525
1741 | 0.178 | 0.35691 | 0.51742 | 0.21272 | 0.13335 | 0.20765
1742 | 0.18701 | 0.26891 | 0.51413 | 0.196 | 0.23957 | 0.3572
1743 | 0.13102 | 0.12209 | 0.50035 | 0.13808 | 0.44977 | 0.18588
1744 | 0.14758 | 0.068162 | 0.5963 | 0.20628 | 0.39038 | 0.1484
1745 | 0.21951 | 0.04561 | 0.78328 | 0.3358 | 0.28983 | 0.22039
1746 | 0.21469 | 0.058841 | 0.8039 | 0.29342 | 0.3541 | 0.19838
1747 | 0.2264 | 0.063987 | 0.72355 | 0.18029 | 0.34622 | 0.12959
1748 | 0.29442 | 0.0496 | 0.527 | 0.10943 | 0.25386 | 0.088755
1749 | 0.36858 | 0.017358 | 0.32272 | 0.063373 | 0.13273 | 0.078155
1750 | 0.33927 | 0 | 0.27886 | 0.064649 | 0.044072 | 0.084385
1751 | 0.40582 | 0.021776 | 0.17279 | 0.17604 | 0.033966 | 0.089472
1752 | 0.46135 | 0.097106 | 0.27815 | 0.27035 | 0.10684 | 0.13449
1753 | 0.53309 | 0.23524 | 0.4953 | 0.32866 | 0.27235 | 0.17115
1754 | 0.56101 | 0.47066 | 0.59214 | 0.25556 | 0.42338 | 0.18219
1755 | 0.36767 | 0.51939 | 0.49636 | 0.1245 | 0.33303 | 0.085688
1756 | 0.27019 | 0.49119 | 0.4999 | 0.15373 | 0.23173 | 0.047476
1757 | 0.35097 | 0.67325 | 0.6143 | 0.16752 | 0.31658 | 0.046816
1758 | 0.367 | 0.73918 | 0.62408 | 0.088042 | 0.33527 | 0.04941
1759 | 0.34533 | 0.73208 | 0.58201 | 0.052468 | 0.28387 | 0.037272
1760 | 0.34623 | 0.72528 | 0.49449 | 0.051387 | 0.22652 | 0.021684
1761 | 0.30524 | 0.61106 | 0.31302 | 0.020046 | 0.076306 | 0.015083
1762 | 0.35301 | 0.56846 | 0.22373 | 0.046538 | 0.01811 | 0.017198
1763 | 0.42022 | 0.70629 | 0.19426 | 0.11162 | 0.036334 | 0.047568
1764 | 0.56516 | 0.54623 | 0.18329 | 0.2456 | 0.055107 | 0.047702
1765 | 0.5731 | 0.28779 | 0.22968 | 0.34326 | 0.038992 | 0.039856
1766 | 0.5489 | 0.14279 | 0.28097 | 0.43801 | 0.046989 | 0.1119
1767 | 0.6272 | 0.049051 | 0.17931 | 0.25135 | 0.037732 | 0.039886
1768 | 0.43227 | 0.017535 | 0.16913 | 0.21676 | 0.03796 | 0.050724
1769 | 0.45963 | 0.03074 | 0.21473 | 0.34678 | 0.073546 | 0.10785
1770 | 0.5334 | 0.0533 | 0.20614 | 0.44006 | 0.20188 | 0.11029
1771 | 0.49888 | 0.061676 | 0.19138 | 0.47765 | 0.26154 | 0.090899
1772 | 0.51203 | 0.07177 | 0.15056 | 0.49623 | 0.24125 | 0.10906
1773 | 0.40475 | 0.053515 | 0.094736 | 0.45064 | 0.12763 | 0.18709
1774 | 0.44054 | 0.04185 | 0.11222 | 0.35172 | 0.081275 | 0.24009
1775 | 0.3611 | 0.038583 | 0.21195 | 0.39897 | 0.28388 | 0.28829
1776 | 0.2428 | 0.052968 | 0.28585 | 0.52509 | 0.38268 | 0.37886
1777 | 0.21703 | 0.031227 | 0.29282 | 0.52981 | 0.31398 | 0.43094
1778 | 0.1335 | 0.028897 | 0.36404 | 0.46994 | 0.26465 | 0.45561
1779 | 0.10034 | 0.016972 | 0.34673 | 0.28197 | 0.12011 | 0.32328
1780 | 0.073828 | 0.027027 | 0.38512 | 0.22592 | 0.054147 | 0.17614
1781 | 0.13978 | 0.15414 | 0.37614 | 0.35189 | 0.19377 | 0.37504
1782 | 0.1568 | 0.3131 | 0.27546 | 0.5035 | 0.29377 | 0.40281
1783 | 0.16594 | 0.41938 | 0.27313 | 0.58208 | 0.27074 | 0.24727
1784 | 0.12413 | 0.54182 | 0.40814 | 0.56258 | 0.24378 | 0.18371
1785 | 0.08102 | 0.4858 | 0.5132 | 0.55882 | 0.21911 | 0.25693
1786 | 0.098345 | 0.49049 | 0.58022 | 0.52388 | 0.13831 | 0.32577
1787 | 0.19897 | 0.69072 | 0.53524 | 0.53508 | 0.20406 | 0.45379
1788 | 0.28925 | 0.69453 | 0.54897 | 0.53416 | 0.2359 | 0.59483
1789 | 0.30125 | 0.70505 | 0.56532 | 0.51559 | 0.1629 | 0.59045
1790 | 0.32842 | 0.73123 | 0.5895 | 0.56987 | 0.198 | 0.63314
1791 | 0.21148 | 0.65636 | 0.37486 | 0.65597 | 0.093886 | 0.52963
1792 | 0.29305 | 0.62069 | 0.25479 | 0.55287 | 0.037611 | 0.29761
1793 | 0.63376 | 0.73973 | 0.28722 | 0.5839 | 0.17474 | 0.43799
1794 | 0.79239 | 0.7078 | 0.31829 | 0.56694 | 0.25562 | 0.52029
1795 | 0.79016 | 0.60826 | 0.29307 | 0.48059 | 0.14832 | 0.60525
1796 | 0.76483 | 0.55451 | 0.2492 | 0.35635 | 0.11502 | 0.61821
1797 | 0.79993 | 0.387 | 0.13786 | 0.17393 | 0.035076 | 0.40206
1798 | 0.73046 | 0.32251 | 0.07512 | 0.12113 | 0.012067 | 0.23497
1799 | 0.56529 | 0.34393 | 0.077872 | 0.28606 | 0.11584 | 0.43302
1800 | 0.53512 | 0.32539 | 0.087256 | 0.36833 | 0.14364 | 0.5396
1801 | 0.67541 | 0.2512 | 0.058687 | 0.40027 | 0.081778 | 0.60261
1802 | 0.7833 | 0.23169 | 0.062046 | 0.38412 | 0.055165 | 0.63779
1803 | 0.7428 | 0.22568 | 0.046982 | 0.24898 | 0.027574 | 0.46364
1804 | 0.64957 | 0.1889 | 0.037459 | 0.26431 | 0.010622 | 0.50905
1805 | 0.46139 | 0.21979 | 0.060443 | 0.35755 | 0.034569 | 0.71579
1806 | 0.29092 | 0.23664 | 0.063565 | 0.30145 | 0.027578 | 0.74134
1807 | 0.18755 | 0.19504 | 0.046525 | 0.19108 | 0.020562 | 0.66695
1808 | 0.11678 | 0.15871 | 0.039441 | 0.08686 | 0.019998 | 0.60471
1809 | 0.045214 | 0.10726 | 0.031214 | 0.028325 | 0.010378 | 0.51073
1810 | 0.037707 | 0.080057 | 0.081232 | 0.039499 | 0 | 0.5474
1811 | 0.091565 | 0.098453 | 0.27932 | 0.040045 | 0 | 0.82652
1812 | 0.16862 | 0.10438 | 0.45006 | 0.067527 | 0.022777 | 0.84892
1813 | 0.18656 | 0.096371 | 0.63296 | 0.11932 | 0.051306 | 0.8547
1814 | 0.22011 | 0.10968 | 0.74346 | 0.18884 | 0.071054 | 0.85354
1815 | 0.18307 | 0.092132 | 0.71953 | 0.15765 | 0.083624 | 0.83715
1816 | 0.13683 | 0.11618 | 0.69177 | 0.15687 | 0.065708 | 0.82951
1817 | 0.23953 | 0.23222 | 0.69135 | 0.22987 | 0.10835 | 0.84315
1818 | 0.29829 | 0.30895 | 0.62962 | 0.20756 | 0.21766 | 0.8199
1819 | 0.24987 | 0.32632 | 0.58154 | 0.15396 | 0.29024 | 0.72616
1820 | 0.25188 | 0.40645 | 0.5058 | 0.14728 | 0.33176 | 0.62991
1821 | 0.14391 | 0.35794 | 0.31536 | 0.16869 | 0.17563 | 0.34863
1822 | 0.085862 | 0.37837 | 0.22313 | 0.17498 | 0.16249 | 0.25752
1823 | 0.10561 | 0.5809 | 0.20319 | 0.3156 | 0.22578 | 0.58952
1824 | 0.18367 | 0.66699 | 0.12386 | 0.27055 | 0.24119 | 0.76921
1825 | 0.28217 | 0.47048 | 0.034196 | 0.082846 | 0.17224 | 0.65538
1826 | 0.48225 | 0.57147 | 0.026871 | 0.086531 | 0.19264 | 0.61214
1827 | 0.60001 | 0.62986 | 0.028219 | 0.13734 | 0.09586 | 0.49388
1828 | 0.69938 | 0.69893 | 0.057396 | 0.19384 | 0.098056 | 0.44807
1829 | 0.80794 | 0.7404 | 0.12519 | 0.31127 | 0.19631 | 0.50635
1830 | 0.75649 | 0.6172 | 0.15383 | 0.32008 | 0.21793 | 0.463
1831 | 0.61583 | 0.4202 | 0.14667 | 0.34143 | 0.1924 | 0.38009
1832 | 0.39867 | 0.19351 | 0.11885 | 0.37613 | 0.17384 | 0.36338
1833 | 0.27413 | 0.098016 | 0.079525 | 0.27679 | 0.091779 | 0.33294
1834 | 0.26356 | 0.14104 | 0.059692 | 0.23565 | 0.090696 | 0.42665
1835 | 0.36228 | 0.33622 | 0.12141 | 0.34564 | 0.098999 | 0.30311
1836 | 0.49953 | 0.41962 | 0.14557 | 0.30358 | 0.063987 | 0.21817
1837 | 0.71468 | 0.4798 | 0.17438 | 0.29038 | 0.039125 | 0.15607
1838 | 0.83681 | 0.52846 | 0.23936 | 0.33164 | 0.047995 | 0.11242
1839 | 0.76905 | 0.46455 | 0.24946 | 0.29155 | 0.057073 | 0.1778
1840 | 0.70147 | 0.44591 | 0.2271 | 0.27072 | 0.05782 | 0.14807
1841 | 0.68246 | 0.54967 | 0.29961 | 0.29043 | 0.057526 | 0.092979
1842 | 0.68072 | 0.56673 | 0.24006 | 0.20631 | 0.048033 | 0.10341
1843 | 0.73475 | 0.56259 | 0.21624 | 0.16046 | 0.039159 | 0.17847
1844 | 0.74134 | 0.51339 | 0.24665 | 0.16968 | 0.040437 | 0.2687
1845 | 0.70768 | 0.39696 | 0.19654 | 0.10068 | 0.1039 | 0.22997
1846 | 0.6886 | 0.28016 | 0.15311 | 0.092668 | 0.20726 | 0.10001
1847 | 0.65088 | 0.23848 | 0.19923 | 0.1686 | 0.31855 | 0.11629
1848 | 0.6123 | 0.17947 | 0.18074 | 0.13246 | 0.26139 | 0.17387
1849 | 0.59643 | 0.092282 | 0.135 | 0.1442 | 0.23691 | 0.2615
1850 | 0.56048 | 0.08406 | 0.11418 | 0.13925 | 0.15637 | 0.39077
1851 | 0.52049 | 0.085205 | 0.076014 | 0.087006 | 0.10625 | 0.49331
1852 | 0.45529 | 0.076424 | 0.029085 | 0.098006 | 0.13559 | 0.58812
1853 | 0.35041 | 0.069395 | 0.030603 | 0.14753 | 0.14366 | 0.61815
1854 | 0.24709 | 0.069695 | 0.022642 | 0.1665 | 0.10247 | 0.48767
1855 | 0.26728 | 0.10346 | 0.01192 | 0.22771 | 0.070544 | 0.27614
1856 | 0.29783 | 0.1284 | 0 | 0.32571 | 0.050346 | 0.13562
1857 | 0.21738 | 0.12095 | 0 | 0.35454 | 0.043478 | 0.082404
1858 | 0.1795 | 0.089352 | 0 | 0.34201 | 0.045523 | 0.13004
1859 | 0.17506 | 0.095607 | 0.020101 | 0.37456 | 0.05452 | 0.16743
1860 | 0.19842 | 0.15501 | 0.033828 | 0.28599 | 0.031472 | 0.1257
1861 | 0.28278 | 0.22727 | 0.078385 | 0.20014 | 0.039346 | 0.11109
1862 | 0.31798 | 0.31014 | 0.11802 | 0.16927 | 0.053436 | 0.10645
1863 | 0.26475 | 0.30088 | 0.14346 | 0.16467 | 0.08101 | 0.13909
1864 | 0.23643 | 0.25275 | 0.13399 | 0.13787 | 0.11494 | 0.19143
1865 | 0.16579 | 0.33813 | 0.22282 | 0.19694 | 0.15361 | 0.14321
1866 | 0.097339 | 0.2958 | 0.25138 | 0.23647 | 0.11934 | 0.11885
1867 | 0.077116 | 0.27566 | 0.24483 | 0.32695 | 0.091772 | 0.1044
1868 | 0.064902 | 0.30554 | 0.23929 | 0.43138 | 0.082013 | 0.086245
1869 | 0.033352 | 0.27308 | 0.1743 | 0.5185 | 0.090072 | 0.085925
1870 | 0.052962 | 0.29405 | 0.079676 | 0.58653 | 0.17474 | 0.069121
1871 | 0.15715 | 0.39798 | 0.071824 | 0.6805 | 0.29022 | 0.033068
1872 | 0.22396 | 0.32236 | 0.11605 | 0.62919 | 0.33049 | 0.023047
1873 | 0.27835 | 0.25753 | 0.16001 | 0.52809 | 0.39151 | 0.029128
1874 | 0.37557 | 0.22074 | 0.23908 | 0.32915 | 0.39911 | 0.044809
1875 | 0.3653 | 0.16206 | 0.22816 | 0.23377 | 0.23929 | 0.050893
1876 | 0.31319 | 0.11169 | 0.21284 | 0.24119 | 0.22722 | 0.091962
1877 | 0.36995 | 0.15918 | 0.3642 | 0.32678 | 0.19248 | 0.11404
1878 | 0.2783 | 0.16298 | 0.36519 | 0.35705 | 0.096055 | 0.078012
1879 | 0.22135 | 0.18921 | 0.32226 | 0.3732 | 0.10088 | 0.071977
1880 | 0.27548 | 0.30975 | 0.31719 | 0.38343 | 0.097715 | 0.070728
1881 | 0.2762 | 0.38223 | 0.27287 | 0.40733 | 0.053716 | 0.079735
1882 | 0.29581 | 0.49879 | 0.22933 | 0.37704 | 0.094078 | 0.11391
1883 | 0.54463 | 0.66442 | 0.35641 | 0.32086 | 0.14799 | 0.12928
1884 | 0.50396 | 0.5405 | 0.4027 | 0.19072 | 0.14013 | 0.14039
1885 | 0.36529 | 0.40198 | 0.39351 | 0.080718 | 0.13434 | 0.16616
1886 | 0.3184 | 0.29557 | 0.38134 | 0.028573 | 0.14378 | 0.14329
1887 | 0.30463 | 0.17681 | 0.30998 | 0.028192 | 0.097533 | 0.12219
1888 | 0.42101 | 0.097333 | 0.26973 | 0.060273 | 0.13377 | 0.06048
1889 | 0.67902 | 0.11359 | 0.36161 | 0.074841 | 0.19267 | 0.042241
1890 | 0.58045 | 0.12116 | 0.36962 | 0.079635 | 0.29243 | 0.026103
1891 | 0.36667 | 0.088145 | 0.37541 | 0.097303 | 0.33275 | 0.018925
1892 | 0.24163 | 0.070687 | 0.42853 | 0.22964 | 0.31775 | 0.024185
1893 | 0.12459 | 0.058861 | 0.41614 | 0.15032 | 0.21558 | 0.027538
1894 | 0.10861 | 0.067478 | 0.3713 | 0.075648 | 0.18634 | 0.015248
1895 | 0.18372 | 0.088343 | 0.33838 | 0.10366 | 0.18737 | 0.032033
1896 | 0.11651 | 0.060958 | 0.19505 | 0.041098 | 0.1002 | 0.11162
1897 | 0.085796 | 0.038119 | 0.11165 | 0.028204 | 0.076402 | 0.1322
1898 | 0.17888 | 0.033227 | 0.066309 | 0.092509 | 0.072718 | 0.11973
1899 | 0.20639 | 0.037924 | 0.030855 | 0.12688 | 0.033571 | 0.19255
1900 | 0.23278 | 0.051886 | 0.011288 | 0.22564 | 0.043747 | 0.11919
1901 | 0.31538 | 0.11809 | 0.01811 | 0.43464 | 0.069571 | 0.15517
1902 | 0.33629 | 0.155 | 0.069652 | 0.39592 | 0.067723 | 0.12349
1903 | 0.34059 | 0.14735 | 0.20619 | 0.36183 | 0.080116 | 0.059423
1904 | 0.31816 | 0.13669 | 0.42531 | 0.31866 | 0.10911 | 0.061536
1905 | 0.32447 | 0.10449 | 0.47762 | 0.29835 | 0.13664 | 0.08432
1906 | 0.22761 | 0.053265 | 0.40588 | 0.39452 | 0.21018 | 0.033594
1907 | 0.27516 | 0.067681 | 0.55647 | 0.4685 | 0.29979 | 0.071926
1908 | 0.37306 | 0.053304 | 0.73495 | 0.32929 | 0.28436 | 0.11975
1909 | 0.42929 | 0.072333 | 0.76767 | 0.32089 | 0.27053 | 0.12114
1910 | 0.44596 | 0.14731 | 0.69842 | 0.55884 | 0.24296 | 0.10151
1911 | 0.38203 | 0.16484 | 0.6023 | 0.66775 | 0.13124 | 0.069549
1912 | 0.3371 | 0.23264 | 0.61131 | 0.74729 | 0.12438 | 0.078503
1913 | 0.36936 | 0.41517 | 0.77654 | 0.7311 | 0.25226 | 0.20131
1914 | 0.32619 | 0.45314 | 0.7691 | 0.66969 | 0.26535 | 0.4475
1915 | 0.35589 | 0.49913 | 0.75081 | 0.54939 | 0.26538 | 0.66694
1916 | 0.3986 | 0.51836 | 0.74321 | 0.36974 | 0.1908 | 0.6391
1917 | 0.24762 | 0.425 | 0.68935 | 0.17168 | 0.082543 | 0.28726
1918 | 0.14508 | 0.41154 | 0.68021 | 0.083308 | 0.14068 | 0.13267
1919 | 0.25292 | 0.48378 | 0.73925 | 0.048471 | 0.24739 | 0.16553
1920 | 0.31774 | 0.40581 | 0.75032 | 0.055778 | 0.22712 | 0.18929
1921 | 0.37217 | 0.28772 | 0.74151 | 0.078807 | 0.28454 | 0.21111
1922 | 0.43688 | 0.19171 | 0.74542 | 0.13765 | 0.27017 | 0.26824
1923 | 0.42845 | 0.16012 | 0.68481 | 0.054151 | 0.13349 | 0.33516
1924 | 0.47879 | 0.16271 | 0.68074 | 0.066945 | 0.077599 | 0.4034
1925 | 0.59345 | 0.32812 | 0.78751 | 0.23325 | 0.12115 | 0.51947
1926 | 0.59621 | 0.46967 | 0.78621 | 0.43988 | 0.13247 | 0.49723
1927 | 0.55604 | 0.58219 | 0.77593 | 0.58451 | 0.12206 | 0.35487
1928 | 0.46372 | 0.57363 | 0.77756 | 0.62181 | 0.11239 | 0.13889
1929 | 0.26017 | 0.43836 | 0.7211 | 0.52967 | 0.075504 | 0.051979
1930 | 0.14798 | 0.43577 | 0.7221 | 0.47144 | 0.077284 | 0.048621
1931 | 0.21866 | 0.64316 | 0.78436 | 0.50707 | 0.16965 | 0.036154
1932 | 0.32655 | 0.70495 | 0.73869 | 0.48738 | 0.20927 | 0.049335
1933 | 0.49056 | 0.50868 | 0.68617 | 0.46942 | 0.25935 | 0.0838
1934 | 0.56922 | 0.32638 | 0.52396 | 0.42523 | 0.23296 | 0.1421
1935 | 0.33283 | 0.15947 | 0.30333 | 0.30419 | 0.10724 | 0.1397
1936 | 0.2303 | 0.061113 | 0.2743 | 0.32901 | 0.1109 | 0.15348
1937 | 0.28679 | 0.054446 | 0.47036 | 0.38803 | 0.21513 | 0.21682
1938 | 0.24258 | 0.082855 | 0.6622 | 0.32619 | 0.2647 | 0.17532
1939 | 0.21739 | 0.14459 | 0.77199 | 0.21635 | 0.38561 | 0.11632
1940 | 0.18918 | 0.17784 | 0.79422 | 0.12404 | 0.47775 | 0.057304
1941 | 0.11748 | 0.18737 | 0.72663 | 0.083997 | 0.4474 | 0.026563
1942 | 0.07127 | 0.19942 | 0.71134 | 0.19861 | 0.42499 | 0.019814
1943 | 0.081498 | 0.20866 | 0.77714 | 0.3711 | 0.5545 | 0.035069
1944 | 0.09577 | 0.14908 | 0.79959 | 0.39416 | 0.49175 | 0.02548
1945 | 0.091243 | 0.12661 | 0.76182 | 0.34961 | 0.42751 | 0.019781
1946 | 0.10692 | 0.12693 | 0.71597 | 0.31675 | 0.34554 | 0.018244
1947 | 0.074581 | 0.10589 | 0.61615 | 0.17248 | 0.21513 | 0.0246
1948 | 0.11135 | 0.09935 | 0.54438 | 0.16119 | 0.16486 | 0.063382
1949 | 0.18295 | 0.14592 | 0.50876 | 0.30396 | 0.21471 | 0.21624
1950 | 0.21675 | 0.21057 | 0.44045 | 0.42524 | 0.23071 | 0.44113
1951 | 0.20066 | 0.32676 | 0.35266 | 0.54124 | 0.20485 | 0.61634
1952 | 0.12027 | 0.39963 | 0.34069 | 0.57704 | 0.17813 | 0.63274
1953 | 0.11577 | 0.38402 | 0.32391 | 0.47771 | 0.095728 | 0.37716
1954 | 0.16759 | 0.49067 | 0.37693 | 0.49333 | 0.044832 | 0.33515
1955 | 0.15871 | 0.6513 | 0.46267 | 0.61357 | 0.13639 | 0.40937
1956 | 0.079036 | 0.60018 | 0.4066 | 0.61439 | 0.20441 | 0.34983
1957 | 0.068523 | 0.53649 | 0.35188 | 0.63659 | 0.26138 | 0.2911
1958 | 0.081467 | 0.42699 | 0.28689 | 0.54884 | 0.33041 | 0.24165
1959 | 0.036594 | 0.21911 | 0.19102 | 0.30096 | 0.36781 | 0.12779
1960 | 0.027474 | 0.11745 | 0.11579 | 0.43249 | 0.38697 | 0.10051
1961 | 0.067297 | 0.095299 | 0.09746 | 0.6018 | 0.40848 | 0.10741
1962 | 0.1373 | 0.054457 | 0.096543 | 0.67423 | 0.35521 | 0.06879
1963 | 0.26513 | 0.040449 | 0.18194 | 0.69297 | 0.36969 | 0.069968
1964 | 0.42234 | 0.05074 | 0.37372 | 0.67769 | 0.43868 | 0.15925
1965 | 0.35282 | 0.05805 | 0.40003 | 0.50651 | 0.52372 | 0.1812
1966 | 0.30355 | 0.062405 | 0.37292 | 0.42265 | 0.70509 | 0.17691
1967 | 0.39454 | 0.095347 | 0.51228 | 0.42329 | 0.83992 | 0.28054
1968 | 0.36101 | 0.098395 | 0.57442 | 0.38435 | 0.84886 | 0.33437
1969 | 0.31591 | 0.081759 | 0.56216 | 0.32056 | 0.856 | 0.35212
1970 | 0.31716 | 0.073911 | 0.52723 | 0.15185 | 0.85945 | 0.39241
1971 | 0.20514 | 0.05924 | 0.44622 | 0.023214 | 0.82349 | 0.35377
1972 | 0.15609 | 0.05758 | 0.4035 | 0.020747 | 0.81295 | 0.58097
1973 | 0.29421 | 0.087188 | 0.55015 | 0.072211 | 0.74384 | 0.84046
1974 | 0.4007 | 0.089714 | 0.62865 | 0.1546 | 0.58156 | 0.84336
1975 | 0.38028 | 0.13125 | 0.64143 | 0.20242 | 0.57193 | 0.82375
1976 | 0.31857 | 0.11571 | 0.62749 | 0.22257 | 0.68392 | 0.82024
1977 | 0.19934 | 0.072048 | 0.55931 | 0.22904 | 0.72323 | 0.81879
1978 | 0.1362 | 0.052092 | 0.49928 | 0.27981 | 0.83469 | 0.85524
1979 | 0.080802 | 0.049435 | 0.42074 | 0.33203 | 0.81091 | 0.86344
1980 | 0.060539 | 0.023688 | 0.18207 | 0.34097 | 0.7766 | 0.83794
1981 | 0.039363 | 0.023072 | 0.10571 | 0.29932 | 0.74866 | 0.78116
1982 | 0.03199 | 0.035663 | 0.26418 | 0.1636 | 0.60728 | 0.6779
1983 | 0.011425 | 0.069667 | 0.35091 | 0.11196 | 0.43873 | 0.4655
1984 | 0.01582 | 0.095073 | 0.47897 | 0.13314 | 0.35941 | 0.35302
1985 | 0.049003 | 0.21803 | 0.61666 | 0.16737 | 0.26825 | 0.37472
1986 | 0.056926 | 0.31306 | 0.49654 | 0.1544 | 0.18948 | 0.37982
1987 | 0.033094 | 0.30973 | 0.46454 | 0.15449 | 0.11791 | 0.33651
1988 | 0.016958 | 0.36597 | 0.47623 | 0.13112 | 0.10206 | 0.27553
1989 | 0 | 0.26811 | 0.43358 | 0.079958 | 0.12643 | 0.13335
1990 | 0.06051 | 0.16993 | 0.42164 | 0.1403 | 0.16943 | 0.14823
1991 | 0.22214 | 0.13586 | 0.50392 | 0.21999 | 0.28609 | 0.16111
1992 | 0.23509 | 0.078004 | 0.5171 | 0.242 | 0.298 | 0.13375
1993 | 0.18904 | 0.052733 | 0.54168 | 0.23845 | 0.29849 | 0.10487
1994 | 0.14107 | 0.058858 | 0.57891 | 0.18306 | 0.18954 | 0.10156
1995 | 0.065301 | 0.091036 | 0.5377 | 0.091978 | 0.079932 | 0.067889
1996 | 0.074136 | 0.12141 | 0.44395 | 0.078312 | 0.063763 | 0.079152
1997 | 0.16425 | 0.25386 | 0.36456 | 0.18479 | 0.051934 | 0.22573
1998 | 0.28146 | 0.32031 | 0.29077 | 0.37342 | 0.05923 | 0.45323
1999 | 0.37381 | 0.3499 | 0.3233 | 0.60054 | 0.15486 | 0.64964
2000 | 0.30233 | 0.4147 | 0.4396 | 0.78458 | 0.31403 | 0.70514
2001 | 0.22179 | 0.40803 | 0.40737 | 0.70947 | 0.36258 | 0.49838
2002 | 0.18502 | 0.3736 | 0.36494 | 0.51086 | 0.39731 | 0.39053
2003 | 0.32904 | 0.34837 | 0.39916 | 0.51583 | 0.63212 | 0.57342
2004 | 0.38256 | 0.18534 | 0.4387 | 0.43564 | 0.63257 | 0.62798
2005 | 0.30715 | 0.12947 | 0.52222 | 0.31306 | 0.40225 | 0.48179
2006 | 0.30217 | 0.21353 | 0.68039 | 0.15431 | 0.28775 | 0.38773
2007 | 0.31369 | 0.33563 | 0.76765 | 0.045119 | 0.24933 | 0.30078
2008 | 0.24094 | 0.43666 | 0.77431 | 0.049778 | 0.19442 | 0.28873
2009 | 0.26759 | 0.61326 | 0.77887 | 0.098493 | 0.17115 | 0.244
2010 | 0.3305 | 0.58348 | 0.70196 | 0.15302 | 0.1706 | 0.22016
2011 | 0.32069 | 0.5537 | 0.62755 | 0.15858 | 0.22139 | 0.19983
2012 | 0.2818 | 0.60655 | 0.55521 | 0.17439 | 0.29842 | 0.28325
2013 | 0.22822 | 0.57975 | 0.47281 | 0.17696 | 0.42489 | 0.39121
2014 | 0.17466 | 0.60373 | 0.3947 | 0.12742 | 0.38879 | 0.39027
2015 | 0.2352 | 0.68579 | 0.34285 | 0.13153 | 0.21195 | 0.4559
2016 | 0.23342 | 0.63883 | 0.27482 | 0.078519 | 0.17593 | 0.4024
2017 | 0.17915 | 0.55832 | 0.23087 | 0.045913 | 0.11239 | 0.44039
2018 | 0.13352 | 0.49794 | 0.20499 | 0.018488 | 0.057653 | 0.44804
2019 | 0.088169 | 0.3904 | 0.16642 | 0.023875 | 0.068413 | 0.41409
2020 | 0.05124 | 0.29271 | 0.14745 | 0.017264 | 0.096314 | 0.33298
2021 | 0.056255 | 0.34412 | 0.14584 | 0.080993 | 0.1521 | 0.31967
2022 | 0.051039 | 0.48072 | 0.13546 | 0.31236 | 0.21933 | 0.22483
2023 | 0.060615 | 0.59919 | 0.12089 | 0.52102 | 0.26458 | 0.15713
2024 | 0.077258 | 0.64043 | 0.12989 | 0.56601 | 0.28623 | 0.11731
2025 | 0.11667 | 0.52983 | 0.16314 | 0.40227 | 0.41519 | 0.17119
2026 | 0.054344 | 0.40506 | 0.23614 | 0.2077 | 0.3708 | 0.31811
2027 | 0.067435 | 0.54709 | 0.33538 | 0.12343 | 0.47147 | 0.52185
2028 | 0.077633 | 0.6818 | 0.41611 | 0.080884 | 0.71017 | 0.52405
2029 | 0.11934 | 0.60031 | 0.45598 | 0.15201 | 0.81867 | 0.43039
2030 | 0.22773 | 0.49913 | 0.54117 | 0.36544 | 0.84458 | 0.31832
2031 | 0.27286 | 0.48973 | 0.60686 | 0.58133 | 0.8116 | 0.19584
2032 | 0.24767 | 0.47375 | 0.65793 | 0.76291 | 0.78861 | 0.18186
2033 | 0.31793 | 0.43376 | 0.71934 | 0.78407 | 0.82 | 0.37875
2034 | 0.28814 | 0.35869 | 0.63684 | 0.63443 | 0.75256 | 0.44655
2035 | 0.27411 | 0.2214 | 0.61524 | 0.40796 | 0.56504 | 0.54281
2036 | 0.27636 | 0.13794 | 0.68018 | 0.23753 | 0.3441 | 0.59
2037 | 0.27795 | 0.082733 | 0.63729 | 0.28777 | 0.2541 | 0.48155
2038 | 0.23445 | 0.045867 | 0.61258 | 0.4455 | 0.20361 | 0.46448
2039 | 0.20958 | 0.06761 | 0.69713 | 0.6079 | 0.10844 | 0.49594
2040 | 0.16081 | 0.071415 | 0.7665 | 0.5709 | 0.13136 | 0.47902
2041 | 0.12758 | 0.071984 | 0.83402 | 0.3496 | 0.22743 | 0.42962
2042 | 0.10792 | 0.076011 | 0.85989 | 0.31684 | 0.34886 | 0.42549
2043 | 0.078118 | 0.11087 | 0.85789 | 0.40488 | 0.38816 | 0.25455
2044 | 0.035644 | 0.18334 | 0.83652 | 0.42885 | 0.37575 | 0.13267
2045 | 0.032261 | 0.29524 | 0.81393 | 0.5427 | 0.29189 | 0.10077
2046 | 0.017977 | 0.2407 | 0.82047 | 0.45294 | 0.23223 | 0.2221
2047 | 0.013672 | 0.15227 | 0.78375 | 0.38876 | 0.13425 | 0.58419
2048 | 0.018133 | 0.095755 | 0.69597 | 0.35981 | 0.058731 | 0.79192
2049 | 0 | 0.15128 | 0.50388 | 0.38351 | 0.075491 | 0.71959
2050 | 0 | 0.31874 | 0.42809 | 0.39749 | 0.14213 | 0.64521
2051 | 0.011972 | 0.56995 | 0.34755 | 0.38711 | 0.24943 | 0.76596
2052 | 0.013017 | 0.74756 | 0.25133 | 0.43211 | 0.33997 | 0.69878
2053 | 0.025885 | 0.77181 | 0.17008 | 0.4299 | 0.3428 | 0.62345
2054 | 0.051396 | 0.68581 | 0.13278 | 0.39768 | 0.29541 | 0.52984
2055 | 0.06578 | 0.53256 | 0.11151 | 0.33479 | 0.25146 | 0.41484
2056 | 0.065392 | 0.38409 | 0.10569 | 0.29052 | 0.15361 | 0.26769
2057 | 0.10377 | 0.35949 | 0.19915 | 0.24213 | 0.13558 | 0.19972
2058 | 0.096332 | 0.3115 | 0.22841 | 0.22798 | 0.092086 | 0.22584
2059 | 0.10814 | 0.30483 | 0.23116 | 0.1879 | 0.053446 | 0.34905
2060 | 0.15468 | 0.3022 | 0.20604 | 0.15081 | 0.037208 | 0.51513
2061 | 0.14471 | 0.27186 | 0.16666 | 0.092236 | 0.07122 | 0.60753
2062 | 0.15757 | 0.22148 | 0.13124 | 0.012573 | 0.059764 | 0.47294
2063 | 0.32681 | 0.16335 | 0.18502 | 0.010807 | 0.12405 | 0.26767
2064 | 0.37035 | 0.13961 | 0.16912 | 0.011644 | 0.29379 | 0.18601
2065 | 0.44536 | 0.13552 | 0.12702 | 0.036883 | 0.44846 | 0.33465
2066 | 0.51759 | 0.12741 | 0.14213 | 0.080435 | 0.60714 | 0.52768
2067 | 0.43036 | 0.14068 | 0.20575 | 0.1836 | 0.58584 | 0.5763
2068 | 0.45028 | 0.13811 | 0.25294 | 0.41913 | 0.44862 | 0.55873
2069 | 0.65801 | 0.14382 | 0.33427 | 0.67841 | 0.44721 | 0.55454
2070 | 0.69514 | 0.10725 | 0.32927 | 0.68503 | 0.39869 | 0.51269
2071 | 0.68872 | 0.13659 | 0.28936 | 0.63258 | 0.37026 | 0.45511
2072 | 0.66671 | 0.22308 | 0.21592 | 0.62072 | 0.34208 | 0.4133
2073 | 0.64473 | 0.31835 | 0.14038 | 0.64465 | 0.3663 | 0.34067
2074 | 0.55291 | 0.39948 | 0.063307 | 0.7328 | 0.35723 | 0.30675
2075 | 0.54629 | 0.52788 | 0.062319 | 0.79775 | 0.41222 | 0.25493
2076 | 0.37541 | 0.56546 | 0.062278 | 0.80857 | 0.54086 | 0.18623
2077 | 0.23672 | 0.56178 | 0.069053 | 0.8044 | 0.54709 | 0.14781
2078 | 0.17984 | 0.52816 | 0.079904 | 0.73237 | 0.53537 | 0.14415
2079 | 0.17624 | 0.39441 | 0.07819 | 0.65624 | 0.51833 | 0.16752
2080 | 0.081026 | 0.29717 | 0.047276 | 0.55209 | 0.55325 | 0.22518
2081 | 0.075976 | 0.27099 | 0.084505 | 0.49771 | 0.49541 | 0.27546
2082 | 0.068266 | 0.18134 | 0.065107 | 0.46172 | 0.46156 | 0.3219
2083 | 0.049281 | 0.14241 | 0.05105 | 0.36313 | 0.4248 | 0.35679
2084 | 0.024248 | 0.1138 | 0.089917 | 0.23759 | 0.4053 | 0.48571
2085 | 0.010237 | 0.065365 | 0.08862 | 0.12648 | 0.31772 | 0.65086
2086 | 0 | 0.053876 | 0.065608 | 0.11955 | 0.22957 | 0.68075
2087 | 0.027189 | 0.094479 | 0.11072 | 0.11052 | 0.30951 | 0.67865
2088 | 0.022156 | 0.16781 | 0.099748 | 0.15838 | 0.36234 | 0.64535
2089 | 0.028289 | 0.25924 | 0.092601 | 0.29623 | 0.46919 | 0.62303
2090 | 0.057308 | 0.27007 | 0.11382 | 0.5457 | 0.57002 | 0.64521
2091 | 0.083206 | 0.15431 | 0.10084 | 0.61632 | 0.49696 | 0.59048
2092 | 0.097056 | 0.058583 | 0.066345 | 0.40447 | 0.48839 | 0.57937
2093 | 0.20216 | 0.053264 | 0.11618 | 0.32947 | 0.52305 | 0.48341
2094 | 0.17244 | 0.057657 | 0.11751 | 0.24711 | 0.47489 | 0.43643
2095 | 0.11628 | 0.076366 | 0.11849 | 0.27155 | 0.47514 | 0.56532
2096 | 0.073267 | 0.14516 | 0.17394 | 0.29891 | 0.47061 | 0.78063
2097 | 0.054364 | 0.18637 | 0.22747 | 0.386 | 0.44779 | 0.83843
2098 | 0.024478 | 0.20651 | 0.25946 | 0.65951 | 0.41745 | 0.81365
2099 | 0.041748 | 0.23908 | 0.34842 | 0.7716 | 0.47021 | 0.74882
2100 | 0.031331 | 0.20213 | 0.29428 | 0.77455 | 0.44413 | 0.63005
2101 | 0.041344 | 0.15751 | 0.25748 | 0.71969 | 0.42302 | 0.5437
2102 | 0.038936 | 0.13941 | 0.23778 | 0.67902 | 0.458 | 0.66035
2103 | 0.031493 | 0.11451 | 0.213 | 0.69075 | 0.43011 | 0.64824
2104 | 0.02679 | 0.096208 | 0.20141 | 0.73534 | 0.4064 | 0.58961
2105 | 0.057335 | 0.082584 | 0.23779 | 0.73066 | 0.52468 | 0.51225
2106 | 0.052356 | 0.066718 | 0.20465 | 0.72754 | 0.50928 | 0.44081
2107 | 0.029846 | 0.10811 | 0.20485 | 0.59771 | 0.51617 | 0.39196
2108 | 0.028175 | 0.18089 | 0.22031 | 0.48152 | 0.52387 | 0.3955
2109 | 0.045298 | 0.27282 | 0.21801 | 0.39616 | 0.35181 | 0.4374
2110 | 0.039647 | 0.39913 | 0.19613 | 0.38501 | 0.23163 | 0.38
2111 | 0.066649 | 0.61067 | 0.25058 | 0.37676 | 0.31306 | 0.23788
2112 | 0.076051 | 0.75685 | 0.21074 | 0.31497 | 0.26074 | 0.14973
2113 | 0.089028 | 0.83527 | 0.18613 | 0.27676 | 0.25768 | 0.099472
2114 | 0.099465 | 0.85629 | 0.19379 | 0.27961 | 0.30978 | 0.15801
2115 | 0.13692 | 0.85626 | 0.17381 | 0.22528 | 0.2964 | 0.25165
2116 | 0.10652 | 0.84021 | 0.14583 | 0.11253 | 0.24785 | 0.25906
2117 | 0.14688 | 0.82543 | 0.18896 | 0.055517 | 0.37571 | 0.41156
2118 | 0.13158 | 0.85253 | 0.14197 | 0.018239 | 0.33208 | 0.4001
2119 | 0.090379 | 0.85511 | 0.10097 | 0.054532 | 0.30657 | 0.38368
2120 | 0.067346 | 0.84726 | 0.08554 | 0.20238 | 0.34611 | 0.21363
2121 | 0.064497 | 0.81331 | 0.074967 | 0.33566 | 0.36678 | 0.03412
2122 | 0.045048 | 0.7764 | 0.055257 | 0.37821 | 0.32127 | 0.044323
2123 | 0.055304 | 0.68646 | 0.074079 | 0.65483 | 0.42203 | 0.26659
2124 | 0.044772 | 0.53284 | 0.068252 | 0.73514 | 0.35026 | 0.48968
2125 | 0.02643 | 0.3486 | 0.052065 | 0.67984 | 0.27077 | 0.42701
2126 | 0.11137 | 0.29777 | 0.051496 | 0.59211 | 0.24849 | 0.30065
2127 | 0.25101 | 0.32033 | 0.04696 | 0.72849 | 0.19301 | 0.43079
2128 | 0.33392 | 0.38604 | 0.034228 | 0.84787 | 0.14224 | 0.74609
2129 | 0.38897 | 0.59965 | 0.066593 | 0.84415 | 0.19057 | 0.84988
2130 | 0.35987 | 0.72915 | 0.068389 | 0.78688 | 0.12432 | 0.81846
2131 | 0.49199 | 0.66118 | 0.06228 | 0.68729 | 0.084259 | 0.7138
2132 | 0.65316 | 0.54774 | 0.074835 | 0.57698 | 0.058412 | 0.73511
2133 | 0.69532 | 0.49448 | 0.070438 | 0.49509 | 0.030126 | 0.77332
2134 | 0.64197 | 0.43109 | 0.059101 | 0.43672 | 0.031356 | 0.68574
2135 | 0.50689 | 0.47228 | 0.10609 | 0.39224 | 0.073258 | 0.45987
2136 | 0.38008 | 0.49524 | 0.10776 | 0.32135 | 0.11008 | 0.32501
2137 | 0.2898 | 0.50666 | 0.12131 | 0.24178 | 0.22624 | 0.29736
2138 | 0.21706 | 0.57592 | 0.15658 | 0.16582 | 0.32448 | 0.25725
2139 | 0.18023 | 0.55069 | 0.14642 | 0.091243 | 0.32869 | 0.15067
2140 | 0.13825 | 0.4496 | 0.13496 | 0.060795 | 0.39899 | 0.10981
2141 | 0.10582 | 0.36384 | 0.19402 | 0.11001 | 0.51489 | 0.14059
2142 | 0.11474 | 0.30486 | 0.17213 | 0.20203 | 0.56031 | 0.1361
2143 | 0.12705 | 0.25524 | 0.15777 | 0.32488 | 0.65589 | 0.14303
2144 | 0.15702 | 0.24097 | 0.18328 | 0.43359 | 0.75837 | 0.15006
2145 | 0.2004 | 0.24422 | 0.16704 | 0.35348 | 0.7203 | 0.089993
2146 | 0.21563 | 0.23728 | 0.13754 | 0.32587 | 0.56853 | 0.051801
2147 | 0.19597 | 0.22847 | 0.1857 | 0.42755 | 0.44832 | 0.036245
2148 | 0.26965 | 0.20731 | 0.17375 | 0.37416 | 0.14629 | 0.070788
2149 | 0.2903 | 0.17805 | 0.15223 | 0.31409 | 0.13321 | 0.17433
2150 | 0.22064 | 0.13214 | 0.13992 | 0.18047 | 0.38392 | 0.22402
2151 | 0.14359 | 0.10545 | 0.10714 | 0.064613 | 0.55212 | 0.17612
2152 | 0.14333 | 0.085286 | 0.082935 | 0.036225 | 0.53001 | 0.23898
2153 | 0.20544 | 0.068635 | 0.14448 | 0.085557 | 0.48604 | 0.42231
2154 | 0.24228 | 0.063712 | 0.17005 | 0.18193 | 0.2238 | 0.47127
2155 | 0.18798 | 0.084725 | 0.14862 | 0.2877 | 0.056452 | 0.47823
2156 | 0.14692 | 0.12496 | 0.16432 | 0.37067 | 0.014495 | 0.4071
2157 | 0.068876 | 0.16876 | 0.21618 | 0.44803 | 0 | 0.28891
2158 | 0.082438 | 0.18976 | 0.19504 | 0.52253 | 0 | 0.2192
2159 | 0.13834 | 0.25086 | 0.15214 | 0.59407 | 0.010269 | 0.12217
2160 | 0.17027 | 0.26681 | 0.13729 | 0.4786 | 0.017395 | 0.063895
2161 | 0.15604 | 0.25805 | 0.2922 | 0.26176 | 0.033324 | 0.059819
2162 | 0.19615 | 0.25115 | 0.48718 | 0.11205 | 0.044731 | 0.1122
2163 | 0.29306 | 0.22433 | 0.49444 | 0.088051 | 0.059265 | 0.18318
2164 | 0.34052 | 0.1973 | 0.40933 | 0.1044 | 0.11884 | 0.17678
2165 | 0.38436 | 0.26071 | 0.34837 | 0.19564 | 0.30487 | 0.26521
2166 | 0.43286 | 0.21854 | 0.2242 | 0.1465 | 0.36594 | 0.24673
2167 | 0.45183 | 0.20094 | 0.18446 | 0.18195 | 0.27411 | 0.2607
2168 | 0.43638 | 0.16795 | 0.39253 | 0.32511 | 0.24424 | 0.27835
2169 | 0.41322 | 0.12783 | 0.59884 | 0.46316 | 0.21987 | 0.3487
2170 | 0.31555 | 0.070828 | 0.64777 | 0.52844 | 0.2466 | 0.29678
2171 | 0.17907 | 0.059972 | 0.74877 | 0.69373 | 0.30048 | 0.27065
2172 | 0.14477 | 0.03785 | 0.76892 | 0.7084 | 0.26188 | 0.13903
2173 | 0.11375 | 0.027115 | 0.78352 | 0.61264 | 0.2964 | 0.072239
2174 | 0.10154 | 0.025543 | 0.78196 | 0.46425 | 0.35594 | 0.070627
2175 | 0.083652 | 0.038258 | 0.676 | 0.19334 | 0.28485 | 0.096791
2176 | 0.061542 | 0.045243 | 0.6335 | 0.13362 | 0.25362 | 0.15424
2177 | 0.072421 | 0.075856 | 0.74326 | 0.3508 | 0.24742 | 0.2815
2178 | 0.05586 | 0.10491 | 0.80429 | 0.50663 | 0.2215 | 0.24436
2179 | 0.039238 | 0.12321 | 0.82539 | 0.5804 | 0.21457 | 0.27959
2180 | 0.048506 | 0.14845 | 0.79642 | 0.58531 | 0.19202 | 0.49118
2181 | 0.060184 | 0.15334 | 0.77434 | 0.48467 | 0.17791 | 0.5804
2182 | 0.078934 | 0.1368 | 0.7957 | 0.54965 | 0.1264 | 0.38016
2183 | 0.08196 | 0.18217 | 0.77783 | 0.62423 | 0.12549 | 0.38663
2184 | 0.14626 | 0.24575 | 0.78386 | 0.63728 | 0.1167 | 0.4107
2185 | 0.17066 | 0.27951 | 0.81964 | 0.59885 | 0.10826 | 0.50495
2186 | 0.24805 | 0.41309 | 0.85053 | 0.52796 | 0.083968 | 0.57976
2187 | 0.33125 | 0.51358 | 0.76357 | 0.3594 | 0.073813 | 0.60205
2188 | 0.28635 | 0.55071 | 0.61575 | 0.2105 | 0.055458 | 0.63827
2189 | 0.39374 | 0.6816 | 0.57365 | 0.30251 | 0.1223 | 0.57833
2190 | 0.45629 | 0.67097 | 0.65984 | 0.49058 | 0.19171 | 0.3769

## OFFWIND
TimeBlock | WS15 | WS29 | WS36 | WS12 | WS24 | WS09
1 | 0.74583 | 0.63459 | 0.45074 | 0.30742 | 0.45612 | 0.85708
2 | 0.63011 | 0.75793 | 0.51579 | 0.35374 | 0.33649 | 0.71179
3 | 0.44277 | 0.83181 | 0.63151 | 0.35049 | 0.29551 | 0.41471
4 | 0.30708 | 0.85293 | 0.77312 | 0.32316 | 0.37051 | 0.24816
5 | 0.28416 | 0.88198 | 0.79775 | 0.33723 | 0.52853 | 0.098149
6 | 0.2362 | 0.87604 | 0.63433 | 0.20506 | 0.71889 | 0.17213
7 | 0.18984 | 0.86798 | 0.53776 | 0.10607 | 0.83887 | 0.5723
8 | 0.17299 | 0.86839 | 0.73853 | 0.069134 | 0.86032 | 0.77096
9 | 0.21684 | 0.85653 | 0.65251 | 0.05039 | 0.84743 | 0.8173
10 | 0.27858 | 0.83159 | 0.24277 | 0.038254 | 0.85392 | 0.86506
11 | 0.44802 | 0.81725 | 0.13804 | 0.042718 | 0.86323 | 0.88054
12 | 0.59436 | 0.72663 | 0.16439 | 0.088476 | 0.87208 | 0.88606
13 | 0.59104 | 0.61701 | 0.22366 | 0.20367 | 0.89465 | 0.89192
14 | 0.57836 | 0.56108 | 0.40445 | 0.30842 | 0.91282 | 0.89726
15 | 0.55063 | 0.47936 | 0.52342 | 0.38479 | 0.91988 | 0.89061
16 | 0.45268 | 0.3545 | 0.57381 | 0.54685 | 0.92334 | 0.88994
17 | 0.53032 | 0.30165 | 0.63265 | 0.61821 | 0.92138 | 0.89574
18 | 0.53271 | 0.2208 | 0.57438 | 0.62188 | 0.91963 | 0.89315
19 | 0.46547 | 0.18694 | 0.52292 | 0.58366 | 0.92302 | 0.88355
20 | 0.41518 | 0.23793 | 0.54022 | 0.35924 | 0.92515 | 0.84861
21 | 0.36056 | 0.28588 | 0.56214 | 0.17534 | 0.91767 | 0.74504
22 | 0.33006 | 0.27711 | 0.63167 | 0.13574 | 0.90783 | 0.67124
23 | 0.46236 | 0.34199 | 0.74359 | 0.19928 | 0.88663 | 0.53985
24 | 0.55834 | 0.37447 | 0.77877 | 0.42643 | 0.8572 | 0.42622
25 | 0.56267 | 0.3147 | 0.74064 | 0.54296 | 0.86062 | 0.36029
26 | 0.61354 | 0.38344 | 0.64644 | 0.60882 | 0.81593 | 0.265
27 | 0.63923 | 0.47542 | 0.65922 | 0.57027 | 0.85187 | 0.18036
28 | 0.61094 | 0.45521 | 0.76015 | 0.45127 | 0.89116 | 0.09867
29 | 0.71177 | 0.55751 | 0.64712 | 0.49052 | 0.88097 | 0.034127
30 | 0.70754 | 0.63004 | 0.55647 | 0.51146 | 0.92424 | 0.016611
31 | 0.70757 | 0.6656 | 0.57597 | 0.6614 | 0.9009 | 0.041068
32 | 0.79914 | 0.68923 | 0.64233 | 0.84911 | 0.87972 | 0.14003
33 | 0.86069 | 0.66153 | 0.72085 | 0.91321 | 0.91296 | 0.22432
34 | 0.87621 | 0.4406 | 0.77458 | 0.91286 | 0.89906 | 0.28363
35 | 0.69138 | 0.27299 | 0.73807 | 0.90742 | 0.90467 | 0.24989
36 | 0.51151 | 0.1554 | 0.58389 | 0.9013 | 0.87925 | 0.18232
37 | 0.39301 | 0.13455 | 0.29455 | 0.89677 | 0.60773 | 0.25432
38 | 0.25802 | 0.18776 | 0.28457 | 0.89943 | 0.27825 | 0.44627
39 | 0.18503 | 0.28753 | 0.20784 | 0.89825 | 0.16247 | 0.62296
40 | 0.1469 | 0.30812 | 0.073755 | 0.89572 | 0.1609 | 0.63768
41 | 0.16203 | 0.45891 | 0.04496 | 0.87758 | 0.31179 | 0.68424
42 | 0.14918 | 0.53349 | 0.067954 | 0.90517 | 0.36273 | 0.55878
43 | 0.11112 | 0.54398 | 0.15457 | 0.62271 | 0.30627 | 0.40651
44 | 0.10112 | 0.58856 | 0.32606 | 0.30106 | 0.17878 | 0.40665
45 | 0.072957 | 0.59102 | 0.55776 | 0.28273 | 0.33909 | 0.5696
46 | 0.036127 | 0.53891 | 0.69801 | 0.69149 | 0.51004 | 0.72185
47 | 0.0785 | 0.48047 | 0.82034 | 0.82637 | 0.55602 | 0.85756
48 | 0.27157 | 0.40294 | 0.88303 | 0.91532 | 0.26405 | 0.89385
49 | 0.59813 | 0.53922 | 0.90841 | 0.91531 | 0.092805 | 0.89087
50 | 0.77148 | 0.58097 | 0.74241 | 0.9172 | 0.080915 | 0.88693
51 | 0.59525 | 0.4893 | 0.45904 | 0.91566 | 0.079413 | 0.88151
52 | 0.30633 | 0.35966 | 0.34987 | 0.90672 | 0.077767 | 0.88437
53 | 0.33035 | 0.15951 | 0.2484 | 0.90501 | 0.069814 | 0.88588
54 | 0.24662 | 0.044499 | 0.25695 | 0.89918 | 0.058321 | 0.87472
55 | 0.28675 | 0.069169 | 0.43858 | 0.82637 | 0.038019 | 0.85397
56 | 0.2283 | 0.46959 | 0.37109 | 0.69627 | 0.038767 | 0.77455
57 | 0.09716 | 0.77513 | 0.28698 | 0.85244 | 0.051619 | 0.5562
58 | 0.014063 | 0.78856 | 0.16453 | 0.82552 | 0.027905 | 0.39244
59 | 0 | 0.77973 | 0.20534 | 0.88298 | 0.054641 | 0.31221
60 | 0 | 0.84915 | 0.29483 | 0.91079 | 0.094823 | 0.47918
61 | 0.017457 | 0.85488 | 0.15136 | 0.75808 | 0.1925 | 0.43252
62 | 0.014758 | 0.78354 | 0.14828 | 0.90244 | 0.30884 | 0.17754
63 | 0.043202 | 0.72793 | 0.50864 | 0.92133 | 0.4836 | 0.18149
64 | 0.067339 | 0.8078 | 0.74616 | 0.92256 | 0.69327 | 0.33391
65 | 0.051057 | 0.78852 | 0.67736 | 0.91968 | 0.77513 | 0.36575
66 | 0.039095 | 0.71715 | 0.46425 | 0.90121 | 0.69058 | 0.22759
67 | 0.04694 | 0.66413 | 0.34702 | 0.89582 | 0.63051 | 0.086331
68 | 0.057502 | 0.62436 | 0.37143 | 0.90312 | 0.494 | 0.076862
69 | 0.055406 | 0.50109 | 0.39161 | 0.8762 | 0.24448 | 0.19223
70 | 0.087412 | 0.33241 | 0.52695 | 0.84951 | 0.15026 | 0.22767
71 | 0.16084 | 0.20971 | 0.62555 | 0.79272 | 0.092288 | 0.34201
72 | 0.30026 | 0.11692 | 0.73114 | 0.61059 | 0.051086 | 0.44272
73 | 0.46825 | 0.12768 | 0.74257 | 0.41989 | 0.023433 | 0.50603
74 | 0.64073 | 0.12784 | 0.76439 | 0.24124 | 0.034832 | 0.30188
75 | 0.74941 | 0.20604 | 0.82011 | 0.091265 | 0.045534 | 0.2062
76 | 0.77204 | 0.2823 | 0.71184 | 0.086492 | 0.029184 | 0.11762
77 | 0.65028 | 0.54115 | 0.69234 | 0.12464 | 0.090901 | 0.049904
78 | 0.5433 | 0.67605 | 0.72942 | 0.079926 | 0.16449 | 0.13633
79 | 0.57871 | 0.7324 | 0.70049 | 0.057281 | 0.26494 | 0.4985
80 | 0.63571 | 0.7603 | 0.61482 | 0.038841 | 0.3007 | 0.61805
81 | 0.67779 | 0.58229 | 0.60089 | 0.08636 | 0.19779 | 0.43824
82 | 0.55044 | 0.33411 | 0.69235 | 0.24537 | 0.14028 | 0.66976
83 | 0.42961 | 0.24249 | 0.67961 | 0.47228 | 0.14366 | 0.49484
84 | 0.41755 | 0.16237 | 0.40721 | 0.28496 | 0.113 | 0.21421
85 | 0.53529 | 0.21796 | 0.15339 | 0.21188 | 0.083879 | 0.13209
86 | 0.78687 | 0.27988 | 0.15324 | 0.41322 | 0.077674 | 0.15632
87 | 0.89779 | 0.29165 | 0.33896 | 0.52143 | 0.074075 | 0.5682
88 | 0.91577 | 0.21564 | 0.49315 | 0.63087 | 0.12523 | 0.72814
89 | 0.92291 | 0.16053 | 0.63774 | 0.67883 | 0.16696 | 0.69966
90 | 0.92216 | 0.10214 | 0.58628 | 0.74256 | 0.13449 | 0.59699
91 | 0.90279 | 0.13131 | 0.66478 | 0.75969 | 0.12489 | 0.48468
92 | 0.79691 | 0.18565 | 0.62318 | 0.67338 | 0.1722 | 0.30944
93 | 0.55078 | 0.15536 | 0.41648 | 0.43079 | 0.2317 | 0.19081
94 | 0.31125 | 0.12711 | 0.34046 | 0.20759 | 0.25941 | 0.095363
95 | 0.31145 | 0.066216 | 0.28151 | 0.24208 | 0.37969 | 0.04119
96 | 0.37583 | 0.15195 | 0.30426 | 0.59331 | 0.45952 | 0.033278
97 | 0.37026 | 0.32453 | 0.47398 | 0.74762 | 0.50496 | 0.068878
98 | 0.35199 | 0.63036 | 0.49802 | 0.75907 | 0.63248 | 0.15286
99 | 0.26275 | 0.48432 | 0.51429 | 0.76239 | 0.6909 | 0.27234
100 | 0.12583 | 0.38875 | 0.47863 | 0.56574 | 0.69522 | 0.34511
101 | 0.062061 | 0.43206 | 0.40483 | 0.40416 | 0.74535 | 0.29706
102 | 0.038394 | 0.38855 | 0.33286 | 0.41635 | 0.76965 | 0.2565
103 | 0.11917 | 0.68743 | 0.24344 | 0.51926 | 0.78396 | 0.24343
104 | 0.25388 | 0.7991 | 0.20776 | 0.66124 | 0.81467 | 0.25994
105 | 0.54888 | 0.80696 | 0.13835 | 0.78476 | 0.83339 | 0.38537
106 | 0.78871 | 0.8952 | 0.065758 | 0.83243 | 0.84575 | 0.45106
107 | 0.82971 | 0.81921 | 0.058525 | 0.72909 | 0.87304 | 0.6893
108 | 0.67128 | 0.89929 | 0.045592 | 0.57904 | 0.86915 | 0.6728
109 | 0.35679 | 0.86187 | 0.033419 | 0.58787 | 0.85222 | 0.44361
110 | 0.2346 | 0.79711 | 0.0234 | 0.66244 | 0.7702 | 0.35674
111 | 0.23214 | 0.71574 | 0.017515 | 0.8151 | 0.49958 | 0.65548
112 | 0.37909 | 0.43791 | 0.032861 | 0.88649 | 0.26901 | 0.87501
113 | 0.38277 | 0.21121 | 0.094154 | 0.8975 | 0.15598 | 0.8272
114 | 0.35162 | 0.11622 | 0.35425 | 0.849 | 0.11273 | 0.6509
115 | 0.14258 | 0.19436 | 0.60463 | 0.91093 | 0.17541 | 0.61351
116 | 0.093586 | 0.30373 | 0.74697 | 0.90247 | 0.48361 | 0.75908
117 | 0.095091 | 0.4012 | 0.75032 | 0.87831 | 0.70382 | 0.80347
118 | 0.13441 | 0.446 | 0.44006 | 0.72659 | 0.68166 | 0.87845
119 | 0.31458 | 0.4082 | 0.60267 | 0.39137 | 0.7195 | 0.6828
120 | 0.28313 | 0.31853 | 0.69891 | 0.32729 | 0.72879 | 0.45241
121 | 0.19227 | 0.1672 | 0.51406 | 0.51151 | 0.72788 | 0.64265
122 | 0.26336 | 0.084715 | 0.26868 | 0.58949 | 0.67267 | 0.70724
123 | 0.4863 | 0.086711 | 0.089483 | 0.62956 | 0.47522 | 0.55449
124 | 0.24943 | 0.15128 | 0.2025 | 0.76717 | 0.3532 | 0.44828
125 | 0.18111 | 0.23994 | 0.7587 | 0.76846 | 0.54036 | 0.49491
126 | 0.16427 | 0.46504 | 0.76758 | 0.67484 | 0.79463 | 0.51391
127 | 0.18903 | 0.62265 | 0.84715 | 0.45868 | 0.87868 | 0.54653
128 | 0.20175 | 0.71455 | 0.75231 | 0.27438 | 0.88855 | 0.6341
129 | 0.20193 | 0.75846 | 0.69573 | 0.21024 | 0.85938 | 0.60054
130 | 0.13904 | 0.77878 | 0.69849 | 0.18067 | 0.82056 | 0.69743
131 | 0.13467 | 0.77571 | 0.5113 | 0.13519 | 0.78904 | 0.65634
132 | 0.044545 | 0.80329 | 0.39052 | 0.16541 | 0.81017 | 0.42014
133 | 0.034139 | 0.7983 | 0.3755 | 0.37238 | 0.81495 | 0.51801
134 | 0.050518 | 0.82164 | 0.46581 | 0.63127 | 0.71135 | 0.85102
135 | 0.051269 | 0.84962 | 0.41806 | 0.81934 | 0.62994 | 0.88562
136 | 0.027182 | 0.86914 | 0.31968 | 0.85029 | 0.68964 | 0.89954
137 | 0.024903 | 0.87794 | 0.24149 | 0.78742 | 0.62207 | 0.82617
138 | 0.015057 | 0.77219 | 0.1765 | 0.78197 | 0.72165 | 0.7638
139 | 0.030944 | 0.64602 | 0.15417 | 0.77564 | 0.59849 | 0.81703
140 | 0.030755 | 0.72719 | 0.10521 | 0.80187 | 0.48894 | 0.86136
141 | 0.086272 | 0.79261 | 0.10388 | 0.80314 | 0.25701 | 0.85401
142 | 0.11433 | 0.80526 | 0.21119 | 0.70934 | 0.10435 | 0.647
143 | 0.052746 | 0.83131 | 0.28659 | 0.72743 | 0.12182 | 0.42039
144 | 0.011521 | 0.87603 | 0.29078 | 0.71782 | 0.17297 | 0.47856
145 | 0.031285 | 0.89637 | 0.24184 | 0.71013 | 0.29432 | 0.52899
146 | 0.15889 | 0.9007 | 0.13989 | 0.71811 | 0.4794 | 0.44979
147 | 0.29511 | 0.89075 | 0.28867 | 0.74187 | 0.64158 | 0.37041
148 | 0.26585 | 0.88213 | 0.54182 | 0.77717 | 0.53357 | 0.27211
149 | 0.2606 | 0.84989 | 0.73656 | 0.82876 | 0.39213 | 0.24634
150 | 0.37249 | 0.60319 | 0.79104 | 0.86573 | 0.25556 | 0.17657
151 | 0.68206 | 0.65187 | 0.80434 | 0.90805 | 0.19828 | 0.15183
152 | 0.90939 | 0.43262 | 0.68567 | 0.91238 | 0.26222 | 0.17044
153 | 0.91368 | 0.41276 | 0.47931 | 0.87339 | 0.58058 | 0.17038
154 | 0.91068 | 0.56948 | 0.32851 | 0.53451 | 0.7901 | 0.092862
155 | 0.89426 | 0.68413 | 0.26634 | 0.17996 | 0.8751 | 0.10654
156 | 0.86134 | 0.74999 | 0.22454 | 0.059273 | 0.90517 | 0.10884
157 | 0.65706 | 0.86386 | 0.25712 | 0.039537 | 0.8913 | 0.093502
158 | 0.55393 | 0.88863 | 0.32401 | 0.10429 | 0.91667 | 0.1143
159 | 0.61404 | 0.88335 | 0.23298 | 0.20525 | 0.90732 | 0.1331
160 | 0.5174 | 0.69838 | 0.15511 | 0.30545 | 0.87153 | 0.065366
161 | 0.49222 | 0.42342 | 0.28976 | 0.39098 | 0.80845 | 0.065233
162 | 0.42579 | 0.40599 | 0.56502 | 0.36442 | 0.69619 | 0.082841
163 | 0.25514 | 0.66956 | 0.69589 | 0.20597 | 0.41684 | 0.10855
164 | 0.17771 | 0.74952 | 0.67407 | 0.13089 | 0.25116 | 0.2251
165 | 0.15714 | 0.76518 | 0.65529 | 0.14776 | 0.16216 | 0.29239
166 | 0.17352 | 0.84497 | 0.76292 | 0.1682 | 0.090683 | 0.16231
167 | 0.2202 | 0.86755 | 0.71917 | 0.32878 | 0.11972 | 0.18367
168 | 0.22958 | 0.87322 | 0.52806 | 0.45472 | 0.12301 | 0.19971
169 | 0.2947 | 0.89214 | 0.38938 | 0.67717 | 0.14262 | 0.21336
170 | 0.49493 | 0.89335 | 0.51868 | 0.67473 | 0.18356 | 0.30981
171 | 0.78994 | 0.89709 | 0.68363 | 0.38862 | 0.21963 | 0.33283
172 | 0.86968 | 0.89957 | 0.75931 | 0.22052 | 0.27038 | 0.27647
173 | 0.9018 | 0.88991 | 0.76379 | 0.14156 | 0.28763 | 0.40566
174 | 0.90389 | 0.88037 | 0.61795 | 0.087799 | 0.27349 | 0.48393
175 | 0.89712 | 0.85122 | 0.2322 | 0.051703 | 0.23594 | 0.42407
176 | 0.89104 | 0.77766 | 0.12145 | 0.019534 | 0.14603 | 0.37397
177 | 0.87435 | 0.68426 | 0.11563 | 0.027702 | 0.19039 | 0.28292
178 | 0.86236 | 0.66645 | 0.16728 | 0.10854 | 0.45513 | 0.10819
179 | 0.8672 | 0.79898 | 0.39715 | 0.24949 | 0.74967 | 0.033999
180 | 0.82964 | 0.86126 | 0.65084 | 0.35431 | 0.83447 | 0.019366
181 | 0.67455 | 0.8972 | 0.6313 | 0.53859 | 0.8134 | 0.011563
182 | 0.52901 | 0.90343 | 0.44313 | 0.69213 | 0.85159 | 0.031224
183 | 0.32506 | 0.904 | 0.28648 | 0.78087 | 0.87738 | 0.063184
184 | 0.15697 | 0.81884 | 0.29113 | 0.88626 | 0.88913 | 0.020679
185 | 0.09752 | 0.59624 | 0.20326 | 0.90723 | 0.84413 | 0
186 | 0.047256 | 0.41545 | 0.20192 | 0.89873 | 0.82056 | 0.024543
187 | 0.12498 | 0.43503 | 0.15575 | 0.84652 | 0.84777 | 0.03402
188 | 0.35806 | 0.42788 | 0.50948 | 0.68316 | 0.86547 | 0.012197
189 | 0.6592 | 0.34888 | 0.73358 | 0.56121 | 0.8804 | 0.012891
190 | 0.85414 | 0.27612 | 0.7062 | 0.70057 | 0.89217 | 0
191 | 0.86823 | 0.24466 | 0.67263 | 0.77004 | 0.88339 | 0
192 | 0.64007 | 0.40165 | 0.65299 | 0.83856 | 0.82131 | 0.021998
193 | 0.49991 | 0.45528 | 0.65075 | 0.88082 | 0.84214 | 0.014004
194 | 0.42316 | 0.59064 | 0.5594 | 0.90073 | 0.87596 | 0.011323
195 | 0.2153 | 0.63646 | 0.6242 | 0.88549 | 0.90306 | 0.021894
196 | 0.16835 | 0.57288 | 0.72708 | 0.90221 | 0.8847 | 0.014849
197 | 0.16694 | 0.60234 | 0.76281 | 0.91735 | 0.7616 | 0.059477
198 | 0.19444 | 0.60344 | 0.81818 | 0.92084 | 0.87548 | 0.11944
199 | 0.23916 | 0.6091 | 0.85006 | 0.92419 | 0.91461 | 0.12281
200 | 0.3294 | 0.60937 | 0.84623 | 0.91437 | 0.90333 | 0.16628
201 | 0.43026 | 0.62309 | 0.66465 | 0.84242 | 0.7902 | 0.20843
202 | 0.49281 | 0.68151 | 0.32852 | 0.84073 | 0.69929 | 0.29353
203 | 0.58507 | 0.81112 | 0.46084 | 0.88049 | 0.64839 | 0.49377
204 | 0.62006 | 0.88175 | 0.73967 | 0.89371 | 0.73118 | 0.52383
205 | 0.64094 | 0.89424 | 0.61225 | 0.88117 | 0.80441 | 0.44777
206 | 0.7574 | 0.88437 | 0.2973 | 0.87301 | 0.84803 | 0.48015
207 | 0.83676 | 0.78268 | 0.13078 | 0.88476 | 0.88945 | 0.54059
208 | 0.86994 | 0.74751 | 0.17317 | 0.85868 | 0.91854 | 0.47307
209 | 0.89229 | 0.7821 | 0.37087 | 0.78826 | 0.92096 | 0.56422
210 | 0.88984 | 0.82574 | 0.6569 | 0.74631 | 0.92412 | 0.45836
211 | 0.88737 | 0.71813 | 0.72732 | 0.83281 | 0.92096 | 0.34874
212 | 0.90306 | 0.77086 | 0.76664 | 0.926 | 0.81432 | 0.39652
213 | 0.90947 | 0.86638 | 0.81749 | 0.92581 | 0.58516 | 0.33942
214 | 0.90687 | 0.88885 | 0.87345 | 0.91305 | 0.74885 | 0.23493
215 | 0.8993 | 0.89519 | 0.89299 | 0.78428 | 0.8082 | 0.29068
216 | 0.89886 | 0.87257 | 0.90162 | 0.38166 | 0.82625 | 0.26763
217 | 0.89877 | 0.6943 | 0.90016 | 0.34714 | 0.62006 | 0.2973
218 | 0.90341 | 0.50728 | 0.89792 | 0.51946 | 0.67816 | 0.37144
219 | 0.89744 | 0.55172 | 0.88456 | 0.59456 | 0.71006 | 0.36948
220 | 0.89291 | 0.69545 | 0.88884 | 0.68451 | 0.60721 | 0.23479
221 | 0.87562 | 0.82676 | 0.91265 | 0.7521 | 0.38678 | 0.19315
222 | 0.77036 | 0.8598 | 0.9131 | 0.82218 | 0.2628 | 0.22356
223 | 0.54374 | 0.86425 | 0.9235 | 0.89938 | 0.50247 | 0.24918
224 | 0.35597 | 0.89661 | 0.92796 | 0.84061 | 0.70998 | 0.28186
225 | 0.20411 | 0.89934 | 0.92335 | 0.72776 | 0.86108 | 0.2871
226 | 0.10484 | 0.89953 | 0.92231 | 0.70268 | 0.88687 | 0.19132
227 | 0.10579 | 0.89801 | 0.89707 | 0.85535 | 0.86693 | 0.16072
228 | 0.13523 | 0.88368 | 0.82192 | 0.88927 | 0.74772 | 0.16323
229 | 0.11348 | 0.82989 | 0.80935 | 0.8561 | 0.52288 | 0.18715
230 | 0.14185 | 0.67985 | 0.84544 | 0.76719 | 0.46768 | 0.2547
231 | 0.15907 | 0.60548 | 0.86316 | 0.50232 | 0.53303 | 0.31844
232 | 0.22471 | 0.68538 | 0.8758 | 0.42416 | 0.6958 | 0.22069
233 | 0.48115 | 0.78005 | 0.8747 | 0.70149 | 0.62231 | 0.20993
234 | 0.66376 | 0.79248 | 0.84323 | 0.81347 | 0.47489 | 0.24708
235 | 0.72818 | 0.62801 | 0.80238 | 0.8777 | 0.3916 | 0.26786
236 | 0.71974 | 0.67377 | 0.81835 | 0.8524 | 0.37531 | 0.35268
237 | 0.67601 | 0.47537 | 0.81413 | 0.77755 | 0.46071 | 0.42753
238 | 0.56556 | 0.484 | 0.76218 | 0.72285 | 0.63239 | 0.33421
239 | 0.42607 | 0.53224 | 0.54616 | 0.48693 | 0.67039 | 0.46915
240 | 0.35559 | 0.55993 | 0.41843 | 0.24291 | 0.66803 | 0.51156
241 | 0.37572 | 0.70196 | 0.30012 | 0.17558 | 0.70833 | 0.19921
242 | 0.48303 | 0.86449 | 0.24341 | 0.15392 | 0.73883 | 0.082932
243 | 0.63852 | 0.86265 | 0.14475 | 0.087323 | 0.75587 | 0.043612
244 | 0.75288 | 0.9056 | 0.093712 | 0.23478 | 0.8329 | 0
245 | 0.86741 | 0.90654 | 0.097828 | 0.51778 | 0.79735 | 0.040757
246 | 0.86899 | 0.89911 | 0.17353 | 0.59662 | 0.75434 | 0.10986
247 | 0.89877 | 0.8321 | 0.24531 | 0.65301 | 0.6898 | 0.16847
248 | 0.91184 | 0.78168 | 0.37287 | 0.71736 | 0.67594 | 0.2296
249 | 0.9141 | 0.55924 | 0.41839 | 0.71042 | 0.52328 | 0.28233
250 | 0.91305 | 0.49098 | 0.37126 | 0.55744 | 0.31266 | 0.24669
251 | 0.91586 | 0.46243 | 0.37579 | 0.25839 | 0.23873 | 0.38854
252 | 0.91795 | 0.33181 | 0.30055 | 0.35408 | 0.5826 | 0.58239
253 | 0.91583 | 0.45739 | 0.25715 | 0.66532 | 0.50186 | 0.58428
254 | 0.91492 | 0.43041 | 0.28183 | 0.7238 | 0.41742 | 0.61228
255 | 0.91417 | 0.21665 | 0.20468 | 0.68383 | 0.69552 | 0.62436
256 | 0.90406 | 0.28432 | 0.18194 | 0.72158 | 0.73055 | 0.50739
257 | 0.88774 | 0.19476 | 0.19222 | 0.73328 | 0.47349 | 0.63886
258 | 0.80517 | 0.058799 | 0.12525 | 0.62943 | 0.20894 | 0.52475
259 | 0.6623 | 0.15776 | 0.067071 | 0.6128 | 0.45954 | 0.24764
260 | 0.5242 | 0.29467 | 0.04199 | 0.57035 | 0.86703 | 0.24963
261 | 0.43685 | 0.3534 | 0.016525 | 0.49134 | 0.90103 | 0.20216
262 | 0.32892 | 0.57978 | 0.016828 | 0.35975 | 0.90277 | 0.30755
263 | 0.43778 | 0.77288 | 0.014395 | 0.25874 | 0.89251 | 0.56719
264 | 0.50119 | 0.88387 | 0 | 0.28911 | 0.73946 | 0.78098
265 | 0.48411 | 0.86874 | 0 | 0.37992 | 0.49811 | 0.85055
266 | 0.59638 | 0.81826 | 0.025163 | 0.41238 | 0.61303 | 0.77153
267 | 0.67433 | 0.78798 | 0.090008 | 0.40407 | 0.83639 | 0.51643
268 | 0.6984 | 0.82295 | 0.15994 | 0.28674 | 0.8893 | 0.58018
269 | 0.79685 | 0.77527 | 0.24822 | 0.44819 | 0.90036 | 0.8045
270 | 0.76336 | 0.66671 | 0.22708 | 0.64671 | 0.90498 | 0.88918
271 | 0.61829 | 0.57806 | 0.18006 | 0.50694 | 0.90672 | 0.90355
272 | 0.54501 | 0.54266 | 0.16249 | 0.3004 | 0.90681 | 0.8798
273 | 0.50454 | 0.62644 | 0.14207 | 0.53993 | 0.89991 | 0.88918
274 | 0.44378 | 0.74298 | 0.12642 | 0.55825 | 0.89683 | 0.89964
275 | 0.43156 | 0.85955 | 0.17515 | 0.68902 | 0.89067 | 0.90346
276 | 0.25791 | 0.88234 | 0.11623 | 0.68099 | 0.88347 | 0.8897
277 | 0.10685 | 0.88634 | 0.057417 | 0.49097 | 0.87888 | 0.86197
278 | 0.081456 | 0.89002 | 0.057991 | 0.43255 | 0.8309 | 0.87151
279 | 0.065651 | 0.89332 | 0.029475 | 0.62999 | 0.59458 | 0.89453
280 | 0.050879 | 0.90156 | 0.012841 | 0.73544 | 0.60115 | 0.89598
281 | 0.055928 | 0.90416 | 0.010359 | 0.76259 | 0.63864 | 0.89596
282 | 0.037366 | 0.90535 | 0.02721 | 0.68146 | 0.70883 | 0.89244
283 | 0.039425 | 0.86235 | 0.062574 | 0.53141 | 0.74061 | 0.87802
284 | 0.10324 | 0.72379 | 0.11695 | 0.54421 | 0.77327 | 0.85279
285 | 0.14518 | 0.87635 | 0.2312 | 0.61784 | 0.78643 | 0.87867
286 | 0.2085 | 0.91107 | 0.28986 | 0.57176 | 0.8048 | 0.83541
287 | 0.25887 | 0.9137 | 0.46739 | 0.40109 | 0.85305 | 0.7798
288 | 0.19249 | 0.91346 | 0.78127 | 0.25697 | 0.88178 | 0.83343
289 | 0.10488 | 0.91137 | 0.83034 | 0.14895 | 0.83944 | 0.87537
290 | 0.064774 | 0.91314 | 0.7309 | 0.12769 | 0.79036 | 0.88305
291 | 0.068233 | 0.91246 | 0.677 | 0.13158 | 0.70176 | 0.88868
292 | 0.04092 | 0.91083 | 0.73204 | 0.12419 | 0.56784 | 0.87199
293 | 0.018661 | 0.90484 | 0.68827 | 0.14629 | 0.31007 | 0.84519
294 | 0.057493 | 0.87424 | 0.60309 | 0.17605 | 0.31218 | 0.86031
295 | 0.24485 | 0.77369 | 0.58418 | 0.163 | 0.43395 | 0.7308
296 | 0.42485 | 0.55995 | 0.77578 | 0.14842 | 0.54641 | 0.73225
297 | 0.57665 | 0.31271 | 0.87447 | 0.12385 | 0.64331 | 0.83124
298 | 0.6783 | 0.23128 | 0.88931 | 0.10785 | 0.64158 | 0.86371
299 | 0.73601 | 0.17051 | 0.89103 | 0.067352 | 0.49282 | 0.90659
300 | 0.70594 | 0.17729 | 0.88309 | 0.045191 | 0.4771 | 0.90051
301 | 0.4895 | 0.3107 | 0.88226 | 0.046296 | 0.65293 | 0.89169
302 | 0.16277 | 0.48321 | 0.88794 | 0.074508 | 0.778 | 0.90234
303 | 0.023985 | 0.65104 | 0.89519 | 0.10347 | 0.85816 | 0.90723
304 | 0.14417 | 0.72191 | 0.57359 | 0.10886 | 0.89095 | 0.89823
305 | 0.32591 | 0.78713 | 0.50007 | 0.13901 | 0.89982 | 0.5891
306 | 0.43394 | 0.81012 | 0.87965 | 0.24007 | 0.89839 | 0.2204
307 | 0.47068 | 0.87065 | 0.81897 | 0.31675 | 0.898 | 0.1026
308 | 0.50558 | 0.88004 | 0.75305 | 0.25389 | 0.89515 | 0.092628
309 | 0.56968 | 0.80394 | 0.75069 | 0.28625 | 0.89563 | 0.15754
310 | 0.59636 | 0.66669 | 0.79458 | 0.37267 | 0.89374 | 0.38152
311 | 0.49045 | 0.68353 | 0.78511 | 0.54431 | 0.89363 | 0.58936
312 | 0.38738 | 0.57981 | 0.6018 | 0.72355 | 0.89256 | 0.6403
313 | 0.31416 | 0.4248 | 0.42254 | 0.71251 | 0.84817 | 0.54253
314 | 0.28201 | 0.52414 | 0.50718 | 0.72565 | 0.59381 | 0.48583
315 | 0.30861 | 0.68461 | 0.46165 | 0.71803 | 0.42554 | 0.43282
316 | 0.39001 | 0.76589 | 0.60275 | 0.66773 | 0.38862 | 0.40296
317 | 0.53843 | 0.78355 | 0.67706 | 0.67951 | 0.28776 | 0.28207
318 | 0.63152 | 0.81468 | 0.75657 | 0.68207 | 0.40724 | 0.19134
319 | 0.65083 | 0.81343 | 0.80813 | 0.5807 | 0.56515 | 0.12404
320 | 0.80967 | 0.8474 | 0.88623 | 0.5441 | 0.70996 | 0.074903
321 | 0.73429 | 0.88434 | 0.88677 | 0.59138 | 0.80629 | 0.079229
322 | 0.78604 | 0.90252 | 0.88323 | 0.50388 | 0.86501 | 0.10031
323 | 0.69089 | 0.8919 | 0.8189 | 0.39914 | 0.87115 | 0.13276
324 | 0.60942 | 0.80899 | 0.72876 | 0.26889 | 0.82813 | 0.37267
325 | 0.53257 | 0.58636 | 0.71157 | 0.13314 | 0.68462 | 0.73484
326 | 0.52117 | 0.50216 | 0.6957 | 0.038642 | 0.76199 | 0.86123
327 | 0.42552 | 0.57785 | 0.64329 | 0 | 0.81861 | 0.8839
328 | 0.29995 | 0.72446 | 0.4192 | 0 | 0.80548 | 0.82559
329 | 0.35779 | 0.81635 | 0.26829 | 0.026677 | 0.75061 | 0.78177
330 | 0.46954 | 0.83814 | 0.25119 | 0.076621 | 0.44321 | 0.76558
331 | 0.47067 | 0.86294 | 0.30035 | 0.080459 | 0.44134 | 0.72761
332 | 0.49636 | 0.89982 | 0.42997 | 0.065576 | 0.65021 | 0.69163
333 | 0.58049 | 0.90932 | 0.61717 | 0.16822 | 0.7853 | 0.62242
334 | 0.6856 | 0.90848 | 0.6639 | 0.31268 | 0.87293 | 0.48361
335 | 0.8169 | 0.9053 | 0.76159 | 0.58338 | 0.89276 | 0.40165
336 | 0.8135 | 0.90104 | 0.82084 | 0.7398 | 0.89258 | 0.34072
337 | 0.79163 | 0.88447 | 0.8478 | 0.66671 | 0.8993 | 0.28422
338 | 0.8188 | 0.86512 | 0.87859 | 0.59257 | 0.89657 | 0.28423
339 | 0.85268 | 0.83847 | 0.88726 | 0.59922 | 0.88387 | 0.2991
340 | 0.87682 | 0.85534 | 0.88098 | 0.68733 | 0.88806 | 0.20479
341 | 0.89583 | 0.82104 | 0.78166 | 0.73124 | 0.89241 | 0.14468
342 | 0.87866 | 0.75073 | 0.62132 | 0.57557 | 0.8729 | 0.12382
343 | 0.84541 | 0.561 | 0.57881 | 0.41758 | 0.64461 | 0.23875
344 | 0.82989 | 0.57932 | 0.60985 | 0.29869 | 0.48077 | 0.55681
345 | 0.80137 | 0.61375 | 0.61078 | 0.18515 | 0.59919 | 0.74363
346 | 0.76293 | 0.52597 | 0.6516 | 0.2506 | 0.57094 | 0.78709
347 | 0.76409 | 0.42799 | 0.70418 | 0.39288 | 0.69608 | 0.87019
348 | 0.70199 | 0.36775 | 0.63247 | 0.60646 | 0.73009 | 0.88305
349 | 0.60234 | 0.36111 | 0.51607 | 0.67262 | 0.8399 | 0.81433
350 | 0.60728 | 0.44479 | 0.52045 | 0.67369 | 0.88051 | 0.78471
351 | 0.61763 | 0.58398 | 0.52503 | 0.49699 | 0.86388 | 0.87185
352 | 0.5637 | 0.65446 | 0.45041 | 0.25265 | 0.78294 | 0.88103
353 | 0.61962 | 0.71568 | 0.34213 | 0.20382 | 0.74394 | 0.88584
354 | 0.41116 | 0.8104 | 0.49911 | 0.10768 | 0.79383 | 0.89176
355 | 0.18599 | 0.85552 | 0.4908 | 0.15487 | 0.87831 | 0.88507
356 | 0.10809 | 0.89277 | 0.35576 | 0.035459 | 0.87918 | 0.90289
357 | 0.055399 | 0.89655 | 0.67254 | 0.022624 | 0.882 | 0.81617
358 | 0.037707 | 0.72775 | 0.63448 | 0.030433 | 0.88871 | 0.8592
359 | 0.18609 | 0.37538 | 0.47087 | 0.073104 | 0.87126 | 0.81155
360 | 0.24103 | 0.26237 | 0.49867 | 0.14623 | 0.64056 | 0.81545
361 | 0.24026 | 0.32019 | 0.54096 | 0.33001 | 0.46816 | 0.78312
362 | 0.38403 | 0.42942 | 0.54347 | 0.51442 | 0.53626 | 0.60978
363 | 0.19083 | 0.39562 | 0.23851 | 0.48724 | 0.72957 | 0.44081
364 | 0.054632 | 0.39311 | 0.10437 | 0.3736 | 0.80304 | 0.31719
365 | 0.062109 | 0.6653 | 0.061725 | 0.31546 | 0.74714 | 0.18835
366 | 0.13102 | 0.78653 | 0.077601 | 0.26532 | 0.69296 | 0.16331
367 | 0.34931 | 0.76859 | 0.16356 | 0.27009 | 0.80579 | 0.10269
368 | 0.6099 | 0.7575 | 0.34512 | 0.35687 | 0.83954 | 0.10042
369 | 0.68663 | 0.51811 | 0.54983 | 0.52695 | 0.86442 | 0.55804
370 | 0.6955 | 0.23083 | 0.56653 | 0.7139 | 0.87351 | 0.69349
371 | 0.69227 | 0.10011 | 0.4473 | 0.80723 | 0.76286 | 0.81487
372 | 0.51638 | 0.14225 | 0.28976 | 0.83178 | 0.47152 | 0.84312
373 | 0.40538 | 0.3482 | 0.20096 | 0.77149 | 0.31899 | 0.79846
374 | 0.42148 | 0.56377 | 0.18186 | 0.60861 | 0.19404 | 0.77227
375 | 0.26496 | 0.70967 | 0.19983 | 0.42877 | 0.13263 | 0.73348
376 | 0.24654 | 0.74195 | 0.23253 | 0.34426 | 0.14588 | 0.79486
377 | 0.29771 | 0.78338 | 0.16117 | 0.21875 | 0.17591 | 0.84884
378 | 0.15425 | 0.84405 | 0.24 | 0.1312 | 0.25891 | 0.82986
379 | 0.10036 | 0.83331 | 0.40715 | 0.097007 | 0.31805 | 0.80379
380 | 0.057722 | 0.81634 | 0.44936 | 0.077441 | 0.29426 | 0.79279
381 | 0.033328 | 0.84711 | 0.4046 | 0.19538 | 0.27769 | 0.75234
382 | 0.033668 | 0.88396 | 0.21795 | 0.28244 | 0.1983 | 0.75921
383 | 0.088463 | 0.86904 | 0.15626 | 0.4915 | 0.15948 | 0.73178
384 | 0.15449 | 0.75696 | 0.18199 | 0.72548 | 0.27857 | 0.60204
385 | 0.30882 | 0.77567 | 0.17674 | 0.86492 | 0.41791 | 0.3774
386 | 0.34931 | 0.82988 | 0.22502 | 0.8579 | 0.5011 | 0.2181
387 | 0.31227 | 0.78569 | 0.30665 | 0.86384 | 0.4612 | 0.1209
388 | 0.46885 | 0.69723 | 0.30055 | 0.90763 | 0.65452 | 0.14127
389 | 0.56189 | 0.54401 | 0.2605 | 0.87634 | 0.80427 | 0.2391
390 | 0.62737 | 0.34735 | 0.23058 | 0.72189 | 0.81535 | 0.28003
391 | 0.73412 | 0.28768 | 0.21342 | 0.42569 | 0.78739 | 0.31984
392 | 0.74096 | 0.45645 | 0.14769 | 0.29385 | 0.79048 | 0.4358
393 | 0.74894 | 0.52873 | 0.20083 | 0.21231 | 0.81721 | 0.46801
394 | 0.86777 | 0.5598 | 0.16598 | 0.1945 | 0.84695 | 0.5752
395 | 0.89095 | 0.81892 | 0.17129 | 0.23451 | 0.81227 | 0.75448
396 | 0.90211 | 0.88078 | 0.24124 | 0.16124 | 0.76017 | 0.85888
397 | 0.90167 | 0.87856 | 0.40391 | 0.059485 | 0.73487 | 0.89867
398 | 0.89788 | 0.87309 | 0.44341 | 0.027483 | 0.64146 | 0.9232
399 | 0.86819 | 0.76339 | 0.57047 | 0.029551 | 0.50094 | 0.92558
400 | 0.82682 | 0.65333 | 0.55388 | 0.047066 | 0.33411 | 0.92597
401 | 0.8004 | 0.57672 | 0.51508 | 0.092284 | 0.19673 | 0.92537
402 | 0.86706 | 0.31639 | 0.64441 | 0.076752 | 0.2298 | 0.90329
403 | 0.8413 | 0.17649 | 0.80951 | 0.052673 | 0.2786 | 0.81821
404 | 0.83508 | 0.2301 | 0.88174 | 0.076 | 0.3202 | 0.72868
405 | 0.8657 | 0.38734 | 0.90655 | 0.12011 | 0.37616 | 0.60549
406 | 0.88818 | 0.61594 | 0.89843 | 0.17985 | 0.33963 | 0.67002
407 | 0.89523 | 0.66737 | 0.86577 | 0.28752 | 0.24404 | 0.81979
408 | 0.89428 | 0.68207 | 0.80295 | 0.41445 | 0.22396 | 0.85645
409 | 0.89025 | 0.81869 | 0.51298 | 0.37686 | 0.25378 | 0.84393
410 | 0.88937 | 0.88417 | 0.64155 | 0.32367 | 0.1737 | 0.79437
411 | 0.88237 | 0.89826 | 0.78498 | 0.29674 | 0.16606 | 0.68317
412 | 0.86525 | 0.88748 | 0.78094 | 0.37714 | 0.29703 | 0.64742
413 | 0.74445 | 0.82945 | 0.84189 | 0.60775 | 0.21708 | 0.53053
414 | 0.69712 | 0.84191 | 0.80161 | 0.71082 | 0.14744 | 0.35551
415 | 0.67553 | 0.89489 | 0.85605 | 0.6236 | 0.20552 | 0.23462
416 | 0.65951 | 0.87066 | 0.89321 | 0.60323 | 0.25305 | 0.15012
417 | 0.63616 | 0.84054 | 0.90112 | 0.55668 | 0.45323 | 0.29956
418 | 0.6111 | 0.87134 | 0.88218 | 0.4934 | 0.56533 | 0.63342
419 | 0.54628 | 0.86672 | 0.84379 | 0.48594 | 0.44992 | 0.76224
420 | 0.44659 | 0.82527 | 0.82834 | 0.33224 | 0.44162 | 0.8686
421 | 0.48598 | 0.73702 | 0.78199 | 0.18546 | 0.45489 | 0.89348
422 | 0.59254 | 0.59893 | 0.75356 | 0.17021 | 0.28497 | 0.77791
423 | 0.65886 | 0.57053 | 0.71233 | 0.21022 | 0.1955 | 0.5758
424 | 0.65101 | 0.65455 | 0.66255 | 0.21428 | 0.26499 | 0.47027
425 | 0.59077 | 0.68438 | 0.65677 | 0.33158 | 0.39549 | 0.56156
426 | 0.32551 | 0.50218 | 0.66621 | 0.3605 | 0.45834 | 0.70023
427 | 0.26164 | 0.35693 | 0.69132 | 0.37768 | 0.63473 | 0.77679
428 | 0.46174 | 0.30202 | 0.67684 | 0.56962 | 0.61707 | 0.76992
429 | 0.53854 | 0.26511 | 0.56233 | 0.6704 | 0.72563 | 0.66019
430 | 0.49818 | 0.26921 | 0.45298 | 0.66608 | 0.80791 | 0.43995
431 | 0.54359 | 0.18891 | 0.57421 | 0.69557 | 0.82087 | 0.18466
432 | 0.53966 | 0.11144 | 0.66199 | 0.52503 | 0.83388 | 0.033055
433 | 0.52931 | 0.11169 | 0.62067 | 0.43827 | 0.70937 | 0
434 | 0.54027 | 0.19716 | 0.33276 | 0.55394 | 0.32868 | 0.014046
435 | 0.56356 | 0.24785 | 0.20216 | 0.44814 | 0.18187 | 0.037837
436 | 0.58957 | 0.25184 | 0.15229 | 0.40957 | 0.15409 | 0.017415
437 | 0.6585 | 0.16116 | 0.13653 | 0.32182 | 0.080416 | 0.044182
438 | 0.66983 | 0.11622 | 0.38023 | 0.19968 | 0.18185 | 0.12928
439 | 0.62855 | 0.099892 | 0.32893 | 0.11179 | 0.42875 | 0.30794
440 | 0.56486 | 0.13047 | 0.46893 | 0.072208 | 0.61833 | 0.46281
441 | 0.4367 | 0.18608 | 0.66861 | 0.064824 | 0.76287 | 0.48411
442 | 0.33858 | 0.28098 | 0.63057 | 0.050526 | 0.80328 | 0.47577
443 | 0.26056 | 0.38124 | 0.42493 | 0.22872 | 0.57952 | 0.58395
444 | 0.18694 | 0.5936 | 0.22164 | 0.39793 | 0.30925 | 0.43877
445 | 0.24866 | 0.66826 | 0.18179 | 0.47144 | 0.19747 | 0.24047
446 | 0.31455 | 0.6823 | 0.17672 | 0.57874 | 0.15401 | 0.48729
447 | 0.36083 | 0.62409 | 0.18824 | 0.6849 | 0.13735 | 0.69976
448 | 0.52669 | 0.27834 | 0.056464 | 0.70795 | 0.14466 | 0.68143
449 | 0.767 | 0.12867 | 0.01793 | 0.69178 | 0.13967 | 0.70464
450 | 0.73009 | 0.14491 | 0.034573 | 0.49012 | 0.18994 | 0.40452
451 | 0.64553 | 0.11511 | 0.19187 | 0.25334 | 0.2646 | 0.024882
452 | 0.53151 | 0.041273 | 0.38883 | 0.18006 | 0.28196 | 0.10476
453 | 0.33008 | 0.035907 | 0.58562 | 0.14626 | 0.27927 | 0.37091
454 | 0.35061 | 0.021901 | 0.65086 | 0.090896 | 0.24267 | 0.37416
455 | 0.41909 | 0.078972 | 0.51889 | 0.095669 | 0.28243 | 0.23638
456 | 0.31534 | 0.22489 | 0.38108 | 0.052159 | 0.46862 | 0.069629
457 | 0.22821 | 0.30669 | 0.29281 | 0.030748 | 0.56414 | 0.031953
458 | 0.20193 | 0.26152 | 0.13619 | 0.04348 | 0.49417 | 0.084262
459 | 0.17578 | 0.38556 | 0.12203 | 0.13235 | 0.4379 | 0.37356
460 | 0.1739 | 0.61524 | 0.25283 | 0.17667 | 0.52283 | 0.64168
461 | 0.18428 | 0.71027 | 0.52493 | 0.40796 | 0.6917 | 0.57009
462 | 0.18334 | 0.67054 | 0.67024 | 0.6817 | 0.78549 | 0.47113
463 | 0.19627 | 0.72087 | 0.49472 | 0.74625 | 0.83622 | 0.34672
464 | 0.22093 | 0.87048 | 0.28982 | 0.7781 | 0.85058 | 0.27615
465 | 0.32418 | 0.83594 | 0.30867 | 0.73769 | 0.85582 | 0.12454
466 | 0.48574 | 0.63938 | 0.22305 | 0.58924 | 0.83718 | 0.051623
467 | 0.46565 | 0.39241 | 0.1605 | 0.54483 | 0.88976 | 0.058605
468 | 0.29486 | 0.17711 | 0.27215 | 0.36138 | 0.88553 | 0.040536
469 | 0.36009 | 0.12212 | 0.52753 | 0.24145 | 0.88254 | 0.019991
470 | 0.54756 | 0.23534 | 0.73271 | 0.22065 | 0.87365 | 0.020978
471 | 0.64575 | 0.4274 | 0.81464 | 0.15603 | 0.87941 | 0.026541
472 | 0.78453 | 0.49164 | 0.85343 | 0.073934 | 0.88585 | 0.068847
473 | 0.88624 | 0.64275 | 0.86431 | 0.054803 | 0.89324 | 0.13915
474 | 0.91377 | 0.74401 | 0.63398 | 0.077191 | 0.88827 | 0.077175
475 | 0.91733 | 0.76579 | 0.79486 | 0.16456 | 0.88133 | 0.037406
476 | 0.91513 | 0.79212 | 0.90488 | 0.23127 | 0.80864 | 0.02939
477 | 0.91102 | 0.8246 | 0.90107 | 0.24264 | 0.59179 | 0.026771
478 | 0.90727 | 0.85739 | 0.88055 | 0.25916 | 0.79675 | 0.043413
479 | 0.8841 | 0.87541 | 0.8099 | 0.22272 | 0.89091 | 0.043871
480 | 0.85674 | 0.86254 | 0.74141 | 0.16757 | 0.88045 | 0.019948
481 | 0.83618 | 0.81455 | 0.7479 | 0.17339 | 0.8453 | 0.017941
482 | 0.784 | 0.77175 | 0.67874 | 0.36462 | 0.84814 | 0.026919
483 | 0.66185 | 0.69125 | 0.59756 | 0.38544 | 0.85225 | 0.032882
484 | 0.38797 | 0.54788 | 0.64482 | 0.39813 | 0.86204 | 0.042463
485 | 0.12109 | 0.39278 | 0.70039 | 0.51684 | 0.87104 | 0.11966
486 | 0.11087 | 0.28013 | 0.70193 | 0.60793 | 0.85008 | 0.11188
487 | 0.20622 | 0.20676 | 0.49897 | 0.58837 | 0.80833 | 0.058049
488 | 0.24737 | 0.1268 | 0.40909 | 0.51671 | 0.74945 | 0.065347
489 | 0.19367 | 0.1783 | 0.29142 | 0.3063 | 0.75856 | 0.062678
490 | 0.19156 | 0.39108 | 0.31661 | 0.077218 | 0.87562 | 0.058539
491 | 0.17808 | 0.60512 | 0.36231 | 0.017127 | 0.89719 | 0.12302
492 | 0.11661 | 0.71382 | 0.30982 | 0.011682 | 0.90603 | 0.11451
493 | 0.044734 | 0.78557 | 0.32838 | 0.1238 | 0.90747 | 0.075429
494 | 0.043153 | 0.65716 | 0.27287 | 0.55528 | 0.90651 | 0.076082
495 | 0.074822 | 0.39796 | 0.20101 | 0.74489 | 0.90404 | 0.097254
496 | 0.18767 | 0.23987 | 0.18471 | 0.81255 | 0.90084 | 0.1159
497 | 0.26144 | 0.12283 | 0.12935 | 0.8732 | 0.90446 | 0.23157
498 | 0.26835 | 0.1023 | 0.070669 | 0.87745 | 0.90804 | 0.29007
499 | 0.41081 | 0.11563 | 0.043819 | 0.85236 | 0.90776 | 0.29871
500 | 0.50491 | 0.13065 | 0.062607 | 0.83792 | 0.90629 | 0.33482
501 | 0.53718 | 0.1275 | 0.131 | 0.80673 | 0.89728 | 0.30052
502 | 0.64842 | 0.15772 | 0.21927 | 0.59795 | 0.88307 | 0.39674
503 | 0.73739 | 0.16382 | 0.39463 | 0.24523 | 0.86253 | 0.57112
504 | 0.76863 | 0.15861 | 0.52672 | 0.2578 | 0.8713 | 0.56429
505 | 0.83158 | 0.13027 | 0.50009 | 0.67514 | 0.85257 | 0.59195
506 | 0.79089 | 0.13273 | 0.51495 | 0.77847 | 0.65864 | 0.62985
507 | 0.59641 | 0.14981 | 0.43763 | 0.82712 | 0.4269 | 0.69983
508 | 0.55879 | 0.1743 | 0.28954 | 0.81947 | 0.3233 | 0.74305
509 | 0.53593 | 0.19963 | 0.24285 | 0.74216 | 0.47695 | 0.73955
510 | 0.54782 | 0.17571 | 0.26239 | 0.63782 | 0.68726 | 0.72445
511 | 0.61111 | 0.1716 | 0.2473 | 0.37696 | 0.8092 | 0.66466
512 | 0.58194 | 0.16617 | 0.23091 | 0.11151 | 0.83432 | 0.72562
513 | 0.47004 | 0.18348 | 0.21043 | 0.03613 | 0.83349 | 0.78023
514 | 0.46391 | 0.2053 | 0.086667 | 0.031469 | 0.71904 | 0.80372
515 | 0.43167 | 0.28167 | 0.090508 | 0.043062 | 0.36912 | 0.82952
516 | 0.43785 | 0.33488 | 0.10985 | 0.083475 | 0.11809 | 0.80941
517 | 0.41766 | 0.33784 | 0.086082 | 0.13048 | 0.29836 | 0.71008
518 | 0.58535 | 0.26673 | 0.097685 | 0.10031 | 0.47998 | 0.73189
519 | 0.43203 | 0.3796 | 0.076997 | 0.063609 | 0.79688 | 0.79515
520 | 0.51816 | 0.57694 | 0.050044 | 0.15989 | 0.89482 | 0.76716
521 | 0.62518 | 0.70834 | 0.071358 | 0.33119 | 0.81614 | 0.77921
522 | 0.55299 | 0.63787 | 0.10352 | 0.46331 | 0.79122 | 0.7255
523 | 0.52656 | 0.67668 | 0.084759 | 0.70001 | 0.83853 | 0.66183
524 | 0.54742 | 0.63442 | 0.10725 | 0.88048 | 0.87105 | 0.68958
525 | 0.46618 | 0.50491 | 0.10858 | 0.868 | 0.74302 | 0.68116
526 | 0.2931 | 0.53864 | 0.089692 | 0.90798 | 0.50125 | 0.69878
527 | 0.17954 | 0.57873 | 0.13985 | 0.91898 | 0.75383 | 0.77557
528 | 0.13303 | 0.38785 | 0.22413 | 0.82015 | 0.75428 | 0.74332
529 | 0.14065 | 0.28216 | 0.29795 | 0.55719 | 0.74957 | 0.63099
530 | 0.20197 | 0.18325 | 0.31203 | 0.33214 | 0.54948 | 0.6244
531 | 0.19008 | 0.12192 | 0.23546 | 0.31484 | 0.37147 | 0.64263
532 | 0.1193 | 0.17248 | 0.094446 | 0.4267 | 0.18944 | 0.6471
533 | 0.14489 | 0.11561 | 0.042542 | 0.43476 | 0.25026 | 0.76901
534 | 0.1229 | 0.052092 | 0.062266 | 0.49697 | 0.46144 | 0.77376
535 | 0.05729 | 0.056003 | 0.14718 | 0.54762 | 0.38689 | 0.74577
536 | 0.047749 | 0.051617 | 0.26141 | 0.59813 | 0.39575 | 0.76985
537 | 0.11669 | 0.0557 | 0.2232 | 0.58422 | 0.39636 | 0.74497
538 | 0.12653 | 0.011152 | 0.23756 | 0.4606 | 0.44456 | 0.78226
539 | 0.16423 | 0 | 0.25125 | 0.27093 | 0.48981 | 0.84634
540 | 0.37628 | 0.047861 | 0.24998 | 0.26631 | 0.42748 | 0.82784
541 | 0.51172 | 0.047246 | 0.31284 | 0.35843 | 0.34285 | 0.7812
542 | 0.58434 | 0.11634 | 0.26795 | 0.36481 | 0.29891 | 0.75789
543 | 0.65677 | 0.27088 | 0.33677 | 0.33018 | 0.35482 | 0.61124
544 | 0.61993 | 0.44709 | 0.44938 | 0.30109 | 0.38215 | 0.45458
545 | 0.56359 | 0.63795 | 0.64319 | 0.32024 | 0.50783 | 0.30494
546 | 0.61719 | 0.80617 | 0.78286 | 0.36141 | 0.69295 | 0.19525
547 | 0.57847 | 0.8679 | 0.82589 | 0.40764 | 0.85452 | 0.13408
548 | 0.51351 | 0.8886 | 0.82308 | 0.55112 | 0.86773 | 0.10474
549 | 0.59906 | 0.80748 | 0.75809 | 0.63572 | 0.81871 | 0.085365
550 | 0.68722 | 0.58773 | 0.86866 | 0.62493 | 0.85337 | 0.12185
551 | 0.78124 | 0.5206 | 0.86141 | 0.65444 | 0.88317 | 0.17778
552 | 0.82068 | 0.55111 | 0.8253 | 0.60669 | 0.89014 | 0.20807
553 | 0.74543 | 0.5411 | 0.79278 | 0.50591 | 0.89216 | 0.23289
554 | 0.72314 | 0.38216 | 0.52774 | 0.33644 | 0.88272 | 0.33842
555 | 0.70695 | 0.25511 | 0.63754 | 0.30244 | 0.84095 | 0.34439
556 | 0.53773 | 0.43466 | 0.70642 | 0.35766 | 0.8844 | 0.38175
557 | 0.46823 | 0.56609 | 0.68489 | 0.34427 | 0.88548 | 0.56075
558 | 0.55795 | 0.47238 | 0.60329 | 0.32544 | 0.84273 | 0.75141
559 | 0.47509 | 0.3843 | 0.47595 | 0.17032 | 0.79529 | 0.67134
560 | 0.40284 | 0.30172 | 0.31637 | 0.068859 | 0.80259 | 0.64625
561 | 0.37945 | 0.28294 | 0.18945 | 0.039659 | 0.88567 | 0.61659
562 | 0.41932 | 0.24934 | 0.19744 | 0.1633 | 0.90527 | 0.53308
563 | 0.40252 | 0.2573 | 0.36116 | 0.35187 | 0.90988 | 0.62923
564 | 0.62194 | 0.24933 | 0.44203 | 0.35506 | 0.90607 | 0.76389
565 | 0.75834 | 0.17401 | 0.35961 | 0.3322 | 0.90769 | 0.67444
566 | 0.73502 | 0.15376 | 0.34744 | 0.38257 | 0.90623 | 0.66631
567 | 0.77402 | 0.18102 | 0.26589 | 0.53825 | 0.90603 | 0.65363
568 | 0.83667 | 0.29956 | 0.2352 | 0.6994 | 0.89857 | 0.56797
569 | 0.78959 | 0.50378 | 0.33605 | 0.67527 | 0.90306 | 0.62257
570 | 0.66074 | 0.64528 | 0.38938 | 0.60565 | 0.903 | 0.65566
571 | 0.4414 | 0.63018 | 0.31989 | 0.40381 | 0.9059 | 0.51997
572 | 0.51036 | 0.66255 | 0.23407 | 0.30809 | 0.91043 | 0.46894
573 | 0.74593 | 0.70927 | 0.17558 | 0.42708 | 0.89366 | 0.43629
574 | 0.82796 | 0.78105 | 0.30606 | 0.5158 | 0.88537 | 0.40333
575 | 0.66025 | 0.86301 | 0.39534 | 0.48817 | 0.88469 | 0.55032
576 | 0.33338 | 0.88493 | 0.24672 | 0.69554 | 0.64598 | 0.61438
577 | 0.20989 | 0.85447 | 0.11957 | 0.79766 | 0.24695 | 0.52499
578 | 0.15927 | 0.86244 | 0.22756 | 0.79317 | 0.36932 | 0.57135
579 | 0.14546 | 0.86588 | 0.5182 | 0.59424 | 0.63831 | 0.60064
580 | 0.11244 | 0.84611 | 0.77589 | 0.66678 | 0.7893 | 0.6085
581 | 0.22956 | 0.82191 | 0.77284 | 0.57857 | 0.84432 | 0.72028
582 | 0.24835 | 0.70482 | 0.70752 | 0.43344 | 0.89649 | 0.78136
583 | 0.12547 | 0.54162 | 0.57898 | 0.33746 | 0.91559 | 0.70822
584 | 0.084674 | 0.48111 | 0.52204 | 0.35726 | 0.918 | 0.69167
585 | 0.037337 | 0.35278 | 0.42399 | 0.23286 | 0.91999 | 0.6339
586 | 0.011369 | 0.16986 | 0.35179 | 0.064327 | 0.919 | 0.5177
587 | 0.023758 | 0.11593 | 0.28535 | 0.11741 | 0.91746 | 0.55847
588 | 0.08682 | 0.1525 | 0.24047 | 0.40871 | 0.91384 | 0.71034
589 | 0.1053 | 0.1565 | 0.13837 | 0.38507 | 0.91229 | 0.6979
590 | 0.22159 | 0.18082 | 0.049307 | 0.37475 | 0.91098 | 0.70522
591 | 0.27476 | 0.23552 | 0.019214 | 0.32122 | 0.91928 | 0.64821
592 | 0.16852 | 0.28757 | 0 | 0.26852 | 0.92021 | 0.56408
593 | 0.14969 | 0.33166 | 0.011157 | 0.39248 | 0.92048 | 0.48333
594 | 0.2388 | 0.45895 | 0.084149 | 0.52291 | 0.91492 | 0.56097
595 | 0.22324 | 0.26477 | 0.094713 | 0.52314 | 0.91381 | 0.48052
596 | 0.30909 | 0.068979 | 0.051542 | 0.57874 | 0.91792 | 0.60681
597 | 0.42557 | 0.18212 | 0.050634 | 0.62667 | 0.91905 | 0.61478
598 | 0.51547 | 0.3826 | 0.03411 | 0.69751 | 0.91741 | 0.456
599 | 0.63137 | 0.58089 | 0 | 0.78894 | 0.91905 | 0.48036
600 | 0.63758 | 0.67985 | 0.040632 | 0.83425 | 0.9227 | 0.59856
601 | 0.47641 | 0.74162 | 0.076051 | 0.82802 | 0.92208 | 0.55239
602 | 0.3813 | 0.69134 | 0.092547 | 0.80284 | 0.91839 | 0.51153
603 | 0.32249 | 0.52673 | 0.096713 | 0.73118 | 0.86916 | 0.46879
604 | 0.27129 | 0.34273 | 0.075876 | 0.72501 | 0.87712 | 0.40454
605 | 0.24241 | 0.19895 | 0.10617 | 0.69225 | 0.83238 | 0.37168
606 | 0.16665 | 0.092431 | 0.1972 | 0.73806 | 0.65713 | 0.5021
607 | 0.19546 | 0.030021 | 0.26592 | 0.6918 | 0.72943 | 0.55018
608 | 0.27987 | 0.023249 | 0.28136 | 0.72623 | 0.73231 | 0.62084
609 | 0.37941 | 0.070223 | 0.21409 | 0.73586 | 0.8498 | 0.71274
610 | 0.54651 | 0.20434 | 0.09746 | 0.77078 | 0.90699 | 0.70066
611 | 0.62116 | 0.26047 | 0.053585 | 0.75076 | 0.9055 | 0.68006
612 | 0.52047 | 0.22191 | 0.11791 | 0.7168 | 0.90719 | 0.71047
613 | 0.36343 | 0.21614 | 0.17217 | 0.61536 | 0.9011 | 0.60096
614 | 0.14915 | 0.20106 | 0.1369 | 0.47693 | 0.897 | 0.50456
615 | 0.09938 | 0.15695 | 0.07276 | 0.33617 | 0.88023 | 0.40363
616 | 0.16458 | 0.18806 | 0.046206 | 0.34976 | 0.88897 | 0.25654
617 | 0.13026 | 0.28206 | 0.059068 | 0.32472 | 0.87048 | 0.26502
618 | 0.15232 | 0.32253 | 0.14695 | 0.21416 | 0.76048 | 0.3302
619 | 0.49379 | 0.28329 | 0.1095 | 0.13851 | 0.79592 | 0.24143
620 | 0.76329 | 0.33936 | 0.075905 | 0.086943 | 0.88867 | 0.19325
621 | 0.80388 | 0.38401 | 0.034151 | 0.031375 | 0.92191 | 0.16867
622 | 0.72082 | 0.48439 | 0.02038 | 0.023229 | 0.92407 | 0.10628
623 | 0.27975 | 0.61326 | 0.044258 | 0.047005 | 0.92069 | 0.12645
624 | 0.24651 | 0.69333 | 0.093122 | 0.062746 | 0.91689 | 0.096568
625 | 0.55975 | 0.68665 | 0.083296 | 0.05206 | 0.91546 | 0.052409
626 | 0.71856 | 0.70451 | 0.079776 | 0.15055 | 0.91423 | 0.041122
627 | 0.80343 | 0.73208 | 0.056027 | 0.19645 | 0.91654 | 0.081287
628 | 0.76634 | 0.75098 | 0.064457 | 0.23973 | 0.91678 | 0.12333
629 | 0.64293 | 0.81581 | 0.12346 | 0.3232 | 0.91225 | 0.34842
630 | 0.70638 | 0.82909 | 0.19242 | 0.47662 | 0.90636 | 0.6264
631 | 0.75789 | 0.75761 | 0.25427 | 0.52116 | 0.89706 | 0.6742
632 | 0.71343 | 0.68654 | 0.30886 | 0.57751 | 0.8863 | 0.58735
633 | 0.61093 | 0.62517 | 0.37946 | 0.56404 | 0.85698 | 0.29729
634 | 0.46957 | 0.65983 | 0.51377 | 0.51113 | 0.88193 | 0.093178
635 | 0.20182 | 0.72921 | 0.5974 | 0.46096 | 0.85092 | 0.064211
636 | 0.079085 | 0.70816 | 0.75208 | 0.54934 | 0.71261 | 0.12294
637 | 0.051641 | 0.55529 | 0.66228 | 0.58744 | 0.56681 | 0.33745
638 | 0.023518 | 0.49244 | 0.60497 | 0.6217 | 0.43388 | 0.48908
639 | 0.014872 | 0.451 | 0.61302 | 0.53264 | 0.3292 | 0.39671
640 | 0 | 0.3825 | 0.65579 | 0.45693 | 0.28985 | 0.21561
641 | 0.017627 | 0.36548 | 0.76514 | 0.45757 | 0.25358 | 0.23712
642 | 0.061834 | 0.30025 | 0.84485 | 0.62739 | 0.18092 | 0.25156
643 | 0.067198 | 0.16747 | 0.77976 | 0.64618 | 0.15186 | 0.14467
644 | 0.067372 | 0.063088 | 0.72829 | 0.64919 | 0.18809 | 0.14996
645 | 0.071582 | 0.031944 | 0.68927 | 0.55602 | 0.35336 | 0.39964
646 | 0.037168 | 0.054494 | 0.7399 | 0.48669 | 0.22031 | 0.57619
647 | 0.016177 | 0.058014 | 0.7955 | 0.50305 | 0.14399 | 0.69084
648 | 0.02111 | 0.089855 | 0.77131 | 0.69456 | 0.19491 | 0.81649
649 | 0.042968 | 0.12298 | 0.5681 | 0.65722 | 0.2272 | 0.74378
650 | 0.038943 | 0.10224 | 0.47058 | 0.61095 | 0.41 | 0.49468
651 | 0.016748 | 0.12017 | 0.35281 | 0.4403 | 0.77161 | 0.55935
652 | 0 | 0.053989 | 0.22587 | 0.18486 | 0.89486 | 0.64731
653 | 0.015494 | 0.015662 | 0.19402 | 0.10119 | 0.9032 | 0.65545
654 | 0.052347 | 0.077839 | 0.17583 | 0.10573 | 0.86231 | 0.64184
655 | 0.067504 | 0.19243 | 0.14038 | 0.084826 | 0.70907 | 0.60662
656 | 0.17443 | 0.21199 | 0.12928 | 0.15737 | 0.61451 | 0.61637
657 | 0.27029 | 0.11854 | 0.093106 | 0.19177 | 0.56012 | 0.69466
658 | 0.31588 | 0.038867 | 0.13435 | 0.15965 | 0.62218 | 0.72539
659 | 0.46709 | 0.010837 | 0.27139 | 0.24262 | 0.67532 | 0.63548
660 | 0.49787 | 0.021754 | 0.19516 | 0.43271 | 0.54286 | 0.6029
661 | 0.41561 | 0.03365 | 0.15308 | 0.36813 | 0.36808 | 0.51166
662 | 0.49081 | 0.047761 | 0.12351 | 0.37325 | 0.19648 | 0.43545
663 | 0.43921 | 0.046809 | 0.11484 | 0.44421 | 0.090344 | 0.38961
664 | 0.3647 | 0.059597 | 0.21184 | 0.43576 | 0.20609 | 0.32623
665 | 0.41218 | 0.10814 | 0.31088 | 0.42623 | 0.32343 | 0.29348
666 | 0.33953 | 0.14987 | 0.21306 | 0.28439 | 0.36672 | 0.31062
667 | 0.20559 | 0.11519 | 0.21333 | 0.19905 | 0.51783 | 0.30898
668 | 0.20487 | 0.097552 | 0.28528 | 0.25014 | 0.46951 | 0.30149
669 | 0.17442 | 0.10217 | 0.27784 | 0.27287 | 0.36288 | 0.39314
670 | 0.22927 | 0.10054 | 0.39453 | 0.25458 | 0.26327 | 0.56357
671 | 0.28677 | 0.10394 | 0.41793 | 0.19101 | 0.18029 | 0.62486
672 | 0.17305 | 0.079218 | 0.31878 | 0.15484 | 0.089473 | 0.46232
673 | 0.060651 | 0.11625 | 0.26094 | 0.079939 | 0.059706 | 0.26518
674 | 0.046464 | 0.052274 | 0.29227 | 0.023938 | 0.037581 | 0.17468
675 | 0.024246 | 0.04962 | 0.48417 | 0.011562 | 0.025314 | 0.21211
676 | 0.037326 | 0.02854 | 0.62933 | 0.01194 | 0 | 0.35416
677 | 0.19861 | 0 | 0.66743 | 0.052918 | 0.035952 | 0.30237
678 | 0.33683 | 0 | 0.69065 | 0.13615 | 0.099499 | 0.281
679 | 0.51246 | 0 | 0.53231 | 0.24175 | 0.089747 | 0.37834
680 | 0.683 | 0 | 0.42511 | 0.34038 | 0.10721 | 0.45438
681 | 0.81756 | 0.013906 | 0.52204 | 0.16719 | 0.086965 | 0.40273
682 | 0.86498 | 0.011094 | 0.61849 | 0.11568 | 0.093374 | 0.41901
683 | 0.86342 | 0.027045 | 0.63114 | 0.1333 | 0.22389 | 0.36108
684 | 0.85014 | 0.036066 | 0.50485 | 0.2768 | 0.21728 | 0.28002
685 | 0.75458 | 0.027792 | 0.31541 | 0.4417 | 0.16224 | 0.25436
686 | 0.69951 | 0.034393 | 0.22824 | 0.42189 | 0.16869 | 0.08174
687 | 0.68902 | 0.023696 | 0.1905 | 0.34062 | 0.14767 | 0.066177
688 | 0.62182 | 0.026727 | 0.21272 | 0.27087 | 0.23902 | 0.16242
689 | 0.66722 | 0.055283 | 0.30289 | 0.15354 | 0.38347 | 0.27899
690 | 0.6584 | 0.069324 | 0.53794 | 0.043684 | 0.31628 | 0.47592
691 | 0.57019 | 0.073126 | 0.61992 | 0.014287 | 0.34401 | 0.63269
692 | 0.43511 | 0.084975 | 0.58298 | 0.025892 | 0.4617 | 0.70555
693 | 0.32934 | 0.085591 | 0.59567 | 0.024562 | 0.44855 | 0.64696
694 | 0.33042 | 0.21338 | 0.61112 | 0 | 0.60075 | 0.53697
695 | 0.41039 | 0.38007 | 0.59178 | 0.023252 | 0.73545 | 0.2892
696 | 0.25444 | 0.36256 | 0.59384 | 0.15164 | 0.79749 | 0.15258
697 | 0.29201 | 0.27439 | 0.40324 | 0.26585 | 0.81952 | 0.12375
698 | 0.32292 | 0.2186 | 0.23865 | 0.32468 | 0.79226 | 0.10447
699 | 0.27222 | 0.15314 | 0.31211 | 0.30057 | 0.69066 | 0.051729
700 | 0.3916 | 0.18495 | 0.52162 | 0.28623 | 0.58098 | 0.014672
701 | 0.46698 | 0.24198 | 0.5624 | 0.4808 | 0.5421 | 0.074173
702 | 0.32272 | 0.22727 | 0.54401 | 0.70915 | 0.32979 | 0.15796
703 | 0.28825 | 0.16585 | 0.56017 | 0.70778 | 0.14643 | 0.48678
704 | 0.27256 | 0.16326 | 0.52573 | 0.69523 | 0.053983 | 0.5413
705 | 0.16679 | 0.17473 | 0.4741 | 0.61337 | 0.044987 | 0.57152
706 | 0.13507 | 0.17514 | 0.48838 | 0.46483 | 0.10368 | 0.41542
707 | 0.10421 | 0.2551 | 0.37188 | 0.24062 | 0.20463 | 0.26696
708 | 0.083998 | 0.29507 | 0.23227 | 0.19013 | 0.26006 | 0.17562
709 | 0.31999 | 0.23707 | 0.18663 | 0.41487 | 0.34807 | 0.12619
710 | 0.52057 | 0.32439 | 0.1349 | 0.54205 | 0.43149 | 0.057328
711 | 0.60849 | 0.39994 | 0.13403 | 0.5049 | 0.39477 | 0.11852
712 | 0.61765 | 0.49525 | 0.10333 | 0.32494 | 0.44097 | 0.17257
713 | 0.64797 | 0.61301 | 0.1738 | 0.24485 | 0.54889 | 0.19882
714 | 0.64586 | 0.64442 | 0.4185 | 0.35221 | 0.52157 | 0.23822
715 | 0.67969 | 0.61709 | 0.47757 | 0.54057 | 0.51091 | 0.22666
716 | 0.64157 | 0.47587 | 0.42428 | 0.63597 | 0.4954 | 0.14749
717 | 0.68819 | 0.42543 | 0.35421 | 0.66354 | 0.42031 | 0.16389
718 | 0.8269 | 0.55318 | 0.15811 | 0.62426 | 0.43215 | 0.28127
719 | 0.85085 | 0.60161 | 0.026298 | 0.41923 | 0.40968 | 0.51892
720 | 0.83062 | 0.51468 | 0.032624 | 0.29804 | 0.26982 | 0.66647
721 | 0.72684 | 0.68786 | 0.10488 | 0.39625 | 0.2543 | 0.73714
722 | 0.40844 | 0.66241 | 0.13541 | 0.46434 | 0.22824 | 0.74373
723 | 0.19603 | 0.50212 | 0.11062 | 0.38734 | 0.17781 | 0.57595
724 | 0.062702 | 0.48049 | 0.11069 | 0.30279 | 0.1656 | 0.43541
725 | 0.12042 | 0.39567 | 0.15296 | 0.13861 | 0.14292 | 0.369
726 | 0.29639 | 0.34017 | 0.18113 | 0.058424 | 0.082216 | 0.24408
727 | 0.22995 | 0.40662 | 0.19501 | 0.046694 | 0.06986 | 0.11094
728 | 0.1698 | 0.43389 | 0.16209 | 0.080603 | 0.052655 | 0.073557
729 | 0.49488 | 0.45805 | 0.15038 | 0.075648 | 0.043874 | 0.061024
730 | 0.5987 | 0.51188 | 0.1321 | 0.061174 | 0.023267 | 0.21925
731 | 0.50401 | 0.48156 | 0.12501 | 0.21845 | 0 | 0.48906
732 | 0.51762 | 0.50744 | 0.20707 | 0.71677 | 0 | 0.5796
733 | 0.54623 | 0.60156 | 0.21651 | 0.88823 | 0 | 0.49538
734 | 0.46395 | 0.54475 | 0.2596 | 0.89764 | 0 | 0.52402
735 | 0.50318 | 0.6305 | 0.28137 | 0.88984 | 0 | 0.67333
736 | 0.53954 | 0.81332 | 0.13885 | 0.85743 | 0.028343 | 0.58983
737 | 0.4226 | 0.8386 | 0.13691 | 0.55953 | 0.08151 | 0.28334
738 | 0.29657 | 0.82436 | 0.10768 | 0.37151 | 0.099267 | 0.12301
739 | 0.21019 | 0.75096 | 0.13316 | 0.61531 | 0.067995 | 0.36764
740 | 0.18599 | 0.58509 | 0.2875 | 0.59269 | 0.097838 | 0.42959
741 | 0.37055 | 0.55962 | 0.40812 | 0.48188 | 0.10863 | 0.33756
742 | 0.52682 | 0.68881 | 0.43811 | 0.45601 | 0.1552 | 0.21683
743 | 0.59807 | 0.74734 | 0.57136 | 0.32838 | 0.29237 | 0.2641
744 | 0.66768 | 0.70637 | 0.68522 | 0.65843 | 0.38299 | 0.35868
745 | 0.69083 | 0.61268 | 0.65798 | 0.73205 | 0.42485 | 0.26368
746 | 0.60398 | 0.46653 | 0.67583 | 0.78209 | 0.52312 | 0.18232
747 | 0.642 | 0.32446 | 0.68765 | 0.88206 | 0.61669 | 0.19937
748 | 0.79259 | 0.2478 | 0.61322 | 0.88406 | 0.71103 | 0.25314
749 | 0.78669 | 0.32199 | 0.50298 | 0.88289 | 0.79886 | 0.46592
750 | 0.70169 | 0.38303 | 0.48851 | 0.88198 | 0.82654 | 0.62186
751 | 0.76829 | 0.42171 | 0.34819 | 0.8708 | 0.82015 | 0.67093
752 | 0.83903 | 0.40768 | 0.2406 | 0.80988 | 0.83049 | 0.65131
753 | 0.69741 | 0.35896 | 0.32936 | 0.67501 | 0.83048 | 0.65593
754 | 0.40824 | 0.32965 | 0.25564 | 0.51627 | 0.80121 | 0.58544
755 | 0.30284 | 0.29558 | 0.073574 | 0.323 | 0.7787 | 0.30129
756 | 0.14921 | 0.21647 | 0.016568 | 0.19529 | 0.75416 | 0.18645
757 | 0.079988 | 0.12123 | 0.082183 | 0.23441 | 0.53801 | 0.37595
758 | 0.04141 | 0.029136 | 0.20656 | 0.38496 | 0.41466 | 0.38882
759 | 0.020908 | 0.01258 | 0.14816 | 0.30155 | 0.37384 | 0.25038
760 | 0.040945 | 0.010279 | 0.10102 | 0.08186 | 0.34301 | 0.24299
761 | 0.033201 | 0.027613 | 0.10075 | 0.12537 | 0.41218 | 0.20772
762 | 0.046923 | 0.059229 | 0.29283 | 0.3411 | 0.41333 | 0.21846
763 | 0.10777 | 0.10954 | 0.33039 | 0.41967 | 0.34206 | 0.19881
764 | 0.14409 | 0.20195 | 0.14755 | 0.3167 | 0.24252 | 0.10059
765 | 0.25054 | 0.31195 | 0.041416 | 0.25474 | 0.18447 | 0.062871
766 | 0.27146 | 0.38983 | 0 | 0.13238 | 0.1687 | 0.056942
767 | 0.20338 | 0.36704 | 0.042829 | 0.10568 | 0.20608 | 0.096231
768 | 0.17571 | 0.2256 | 0.082713 | 0.094203 | 0.20103 | 0.14202
769 | 0.14477 | 0.19871 | 0.091948 | 0.15539 | 0.15018 | 0.39894
770 | 0.40382 | 0.16178 | 0.14989 | 0.2143 | 0.15766 | 0.6268
771 | 0.7006 | 0.071584 | 0.13937 | 0.087433 | 0.11288 | 0.36077
772 | 0.72908 | 0.052926 | 0.18935 | 0.043275 | 0.12993 | 0.23444
773 | 0.7822 | 0.34643 | 0.18931 | 0.13646 | 0.17218 | 0.19808
774 | 0.874 | 0.68086 | 0.22062 | 0.49568 | 0.22996 | 0.097353
775 | 0.85308 | 0.74335 | 0.13881 | 0.60398 | 0.16152 | 0.063409
776 | 0.63264 | 0.62777 | 0.07749 | 0.60425 | 0.11202 | 0.049287
777 | 0.34699 | 0.44687 | 0.05906 | 0.4185 | 0.073992 | 0.048559
778 | 0.43095 | 0.32891 | 0.073491 | 0.20104 | 0.17142 | 0.042701
779 | 0.44897 | 0.2418 | 0.054267 | 0.21885 | 0.41411 | 0.040646
780 | 0.47022 | 0.1581 | 0.10777 | 0.52689 | 0.56086 | 0.065534
781 | 0.5539 | 0.23173 | 0.18094 | 0.49828 | 0.58678 | 0.18029
782 | 0.42724 | 0.33795 | 0.18251 | 0.34149 | 0.66751 | 0.23861
783 | 0.28114 | 0.28721 | 0.11566 | 0.34413 | 0.70072 | 0.12372
784 | 0.16591 | 0.31712 | 0.14089 | 0.27353 | 0.75216 | 0.067842
785 | 0.074911 | 0.57221 | 0.22813 | 0.21554 | 0.82497 | 0.055647
786 | 0.032816 | 0.68743 | 0.11676 | 0.13449 | 0.82384 | 0.17409
787 | 0.035297 | 0.64707 | 0.06618 | 0.10222 | 0.77134 | 0.2467
788 | 0.020932 | 0.54274 | 0.066637 | 0.11194 | 0.77703 | 0.21875
789 | 0.026323 | 0.492 | 0.08332 | 0.066102 | 0.78461 | 0.095601
790 | 0.034295 | 0.46984 | 0.13551 | 0.048017 | 0.80494 | 0.044037
791 | 0.033546 | 0.46537 | 0.29652 | 0.050739 | 0.80685 | 0.022432
792 | 0.017885 | 0.69372 | 0.3425 | 0.045328 | 0.76702 | 0.062505
793 | 0.015393 | 0.75319 | 0.26755 | 0.03216 | 0.66119 | 0.096864
794 | 0.013816 | 0.75387 | 0.26788 | 0.036941 | 0.48499 | 0.14835
795 | 0.011939 | 0.7847 | 0.17964 | 0.020748 | 0.30991 | 0.064198
796 | 0.018991 | 0.75782 | 0.15439 | 0.016337 | 0.32331 | 0.015143
797 | 0.035696 | 0.60654 | 0.20799 | 0.038847 | 0.34998 | 0.12287
798 | 0.076475 | 0.55273 | 0.28589 | 0.077712 | 0.23964 | 0.59901
799 | 0.13963 | 0.38457 | 0.24997 | 0.05623 | 0.084158 | 0.68592
800 | 0.23149 | 0.21725 | 0.27792 | 0.035361 | 0.061694 | 0.52721
801 | 0.35197 | 0.16702 | 0.29034 | 0 | 0.051018 | 0.43199
802 | 0.38199 | 0.070414 | 0.33439 | 0 | 0.061583 | 0.35867
803 | 0.35464 | 0.032874 | 0.35696 | 0 | 0.094996 | 0.38403
804 | 0.47627 | 0.094948 | 0.31393 | 0.011849 | 0.030725 | 0.42638
805 | 0.43606 | 0.38257 | 0.20971 | 0 | 0 | 0.45726
806 | 0.45836 | 0.59995 | 0.16109 | 0 | 0.015823 | 0.5297
807 | 0.45686 | 0.68442 | 0.10842 | 0.012452 | 0.1109 | 0.60595
808 | 0.46079 | 0.73851 | 0.099163 | 0.020455 | 0.34877 | 0.77619
809 | 0.40591 | 0.73025 | 0.14109 | 0.052885 | 0.6612 | 0.86351
810 | 0.47444 | 0.7275 | 0.066078 | 0.046544 | 0.78182 | 0.88168
811 | 0.48579 | 0.65363 | 0.037015 | 0 | 0.8501 | 0.88608
812 | 0.36593 | 0.50059 | 0.039168 | 0 | 0.87807 | 0.88332
813 | 0.37791 | 0.36275 | 0.028791 | 0 | 0.87823 | 0.85861
814 | 0.53409 | 0.16138 | 0.070758 | 0.065676 | 0.88027 | 0.85003
815 | 0.61717 | 0.057814 | 0.12506 | 0.29612 | 0.87658 | 0.83812
816 | 0.61486 | 0.014051 | 0.042329 | 0.6014 | 0.87022 | 0.84454
817 | 0.56885 | 0 | 0.027914 | 0.60063 | 0.86271 | 0.84411
818 | 0.42863 | 0 | 0.02306 | 0.58174 | 0.85867 | 0.79466
819 | 0.39126 | 0.012264 | 0.035323 | 0.57908 | 0.83786 | 0.75085
820 | 0.46335 | 0.079262 | 0.1204 | 0.65425 | 0.80054 | 0.75507
821 | 0.55808 | 0.2109 | 0.24382 | 0.75376 | 0.79881 | 0.70887
822 | 0.66185 | 0.18562 | 0.29497 | 0.81614 | 0.76606 | 0.5976
823 | 0.64063 | 0.17712 | 0.34876 | 0.81848 | 0.65737 | 0.49662
824 | 0.53681 | 0.23154 | 0.41032 | 0.80044 | 0.58523 | 0.40525
825 | 0.503 | 0.30821 | 0.39304 | 0.7408 | 0.46938 | 0.29556
826 | 0.51837 | 0.36076 | 0.51818 | 0.73596 | 0.47011 | 0.16998
827 | 0.33676 | 0.49943 | 0.58563 | 0.76527 | 0.54544 | 0.05675
828 | 0.20972 | 0.50397 | 0.59507 | 0.72057 | 0.5728 | 0.048773
829 | 0.18661 | 0.53372 | 0.60748 | 0.72897 | 0.64968 | 0.14196
830 | 0.18401 | 0.46175 | 0.62072 | 0.69414 | 0.70534 | 0.25438
831 | 0.26322 | 0.28865 | 0.60803 | 0.66039 | 0.69944 | 0.20213
832 | 0.49056 | 0.16682 | 0.64658 | 0.77136 | 0.69329 | 0.079674
833 | 0.56272 | 0.12784 | 0.60167 | 0.86292 | 0.72024 | 0.055012
834 | 0.57155 | 0.098956 | 0.50092 | 0.89042 | 0.72359 | 0.0193
835 | 0.55988 | 0.055978 | 0.40324 | 0.88861 | 0.7254 | 0.027921
836 | 0.54032 | 0.036528 | 0.38299 | 0.84533 | 0.70114 | 0.06088
837 | 0.43232 | 0.04898 | 0.38414 | 0.74334 | 0.69774 | 0.065846
838 | 0.49263 | 0.17042 | 0.45419 | 0.73118 | 0.75118 | 0.052747
839 | 0.60299 | 0.31519 | 0.51462 | 0.77093 | 0.77907 | 0.052068
840 | 0.57748 | 0.54027 | 0.55154 | 0.7511 | 0.72839 | 0.1014
841 | 0.55861 | 0.76513 | 0.67001 | 0.77726 | 0.7648 | 0.14906
842 | 0.54821 | 0.74839 | 0.71852 | 0.7778 | 0.7669 | 0.19325
843 | 0.62379 | 0.73025 | 0.6767 | 0.80503 | 0.66613 | 0.2304
844 | 0.5803 | 0.60926 | 0.6321 | 0.83573 | 0.67662 | 0.22357
845 | 0.3808 | 0.40428 | 0.45837 | 0.82694 | 0.71555 | 0.14402
846 | 0.26054 | 0.40961 | 0.36215 | 0.76223 | 0.64481 | 0.10778
847 | 0.14355 | 0.41667 | 0.37146 | 0.73432 | 0.58175 | 0.087927
848 | 0.088205 | 0.31576 | 0.49082 | 0.70928 | 0.60504 | 0.073993
849 | 0.057467 | 0.19162 | 0.59244 | 0.69999 | 0.59596 | 0.095589
850 | 0.05475 | 0.12145 | 0.71457 | 0.70712 | 0.67598 | 0.089098
851 | 0.098204 | 0.040879 | 0.84908 | 0.70252 | 0.65165 | 0.069472
852 | 0.12434 | 0 | 0.83772 | 0.57851 | 0.64687 | 0.016758
853 | 0.058992 | 0.027581 | 0.75515 | 0.40162 | 0.77659 | 0.025938
854 | 0.033049 | 0.034046 | 0.73848 | 0.32142 | 0.83317 | 0.054049
855 | 0.033795 | 0.03335 | 0.80537 | 0.31673 | 0.84659 | 0.051257
856 | 0.029763 | 0.022161 | 0.76912 | 0.2979 | 0.83411 | 0.027939
857 | 0.017384 | 0.11176 | 0.48573 | 0.24156 | 0.79278 | 0.11067
858 | 0.021194 | 0.18549 | 0.39875 | 0.10029 | 0.67511 | 0.39479
859 | 0.087782 | 0.15849 | 0.48332 | 0.052381 | 0.65898 | 0.48554
860 | 0.09288 | 0.1752 | 0.44872 | 0.035533 | 0.60819 | 0.35779
861 | 0.069183 | 0.1101 | 0.36009 | 0.019241 | 0.47247 | 0.22012
862 | 0.034637 | 0.17248 | 0.46959 | 0 | 0.41705 | 0.28156
863 | 0.011378 | 0.25121 | 0.42099 | 0.042776 | 0.30588 | 0.25646
864 | 0.018122 | 0.16363 | 0.33403 | 0.070904 | 0.16961 | 0.49789
865 | 0.039999 | 0.10287 | 0.33437 | 0.072151 | 0.090111 | 0.67666
866 | 0.042776 | 0.087984 | 0.22471 | 0.059944 | 0.05873 | 0.55912
867 | 0.051137 | 0.04701 | 0.26391 | 0.05871 | 0.022352 | 0.2655
868 | 0.11261 | 0.068151 | 0.32743 | 0.050687 | 0.034992 | 0.13496
869 | 0.16872 | 0.21556 | 0.22616 | 0.10325 | 0.031586 | 0.10538
870 | 0.095907 | 0.16573 | 0.1369 | 0.11149 | 0.012533 | 0.33753
871 | 0.098739 | 0.14129 | 0.12849 | 0.25997 | 0.014661 | 0.62691
872 | 0.05398 | 0.14833 | 0.11385 | 0.37238 | 0 | 0.64486
873 | 0.054028 | 0.1264 | 0.15251 | 0.23295 | 0 | 0.49215
874 | 0.092968 | 0.22992 | 0.12388 | 0.41317 | 0.015487 | 0.23513
875 | 0.14996 | 0.50891 | 0.21921 | 0.41772 | 0.065108 | 0.24305
876 | 0.21393 | 0.61092 | 0.42433 | 0.26789 | 0.10583 | 0.32275
877 | 0.16996 | 0.59947 | 0.48968 | 0.19499 | 0.12601 | 0.51114
878 | 0.10041 | 0.4662 | 0.41476 | 0.17512 | 0.18351 | 0.47917
879 | 0.15408 | 0.30932 | 0.28635 | 0.13276 | 0.19854 | 0.47307
880 | 0.37744 | 0.42731 | 0.11165 | 0.099517 | 0.28204 | 0.51024
881 | 0.37145 | 0.48864 | 0.12503 | 0.10722 | 0.41008 | 0.53877
882 | 0.33147 | 0.54892 | 0.26334 | 0.074074 | 0.43677 | 0.43972
883 | 0.47674 | 0.58154 | 0.49538 | 0.11962 | 0.36104 | 0.35884
884 | 0.52547 | 0.56319 | 0.55869 | 0.20767 | 0.40329 | 0.313
885 | 0.49457 | 0.47247 | 0.42555 | 0.12183 | 0.40164 | 0.40097
886 | 0.55616 | 0.50377 | 0.28832 | 0.036254 | 0.45209 | 0.46779
887 | 0.66214 | 0.58457 | 0.43584 | 0.044696 | 0.59167 | 0.39297
888 | 0.63404 | 0.63844 | 0.62847 | 0.13554 | 0.65485 | 0.46557
889 | 0.60495 | 0.59556 | 0.47066 | 0.25669 | 0.58075 | 0.44588
890 | 0.59774 | 0.57146 | 0.21777 | 0.37466 | 0.53677 | 0.38334
891 | 0.63654 | 0.51059 | 0.14829 | 0.32856 | 0.48797 | 0.46273
892 | 0.67863 | 0.52033 | 0.12885 | 0.30507 | 0.47971 | 0.54734
893 | 0.59046 | 0.56253 | 0.12453 | 0.24683 | 0.53564 | 0.38631
894 | 0.47028 | 0.58987 | 0.12323 | 0.49249 | 0.56467 | 0.25153
895 | 0.43386 | 0.54598 | 0.13385 | 0.53306 | 0.46263 | 0.15625
896 | 0.29747 | 0.49385 | 0.15808 | 0.36115 | 0.36851 | 0.075449
897 | 0.30922 | 0.34791 | 0.1178 | 0.10468 | 0.2515 | 0.045153
898 | 0.45922 | 0.31521 | 0.04623 | 0.046557 | 0.19491 | 0.019287
899 | 0.55302 | 0.3645 | 0.13389 | 0.19582 | 0.21269 | 0.036591
900 | 0.55344 | 0.40087 | 0.47029 | 0.43087 | 0.19548 | 0.10409
901 | 0.54368 | 0.42931 | 0.58999 | 0.51458 | 0.071415 | 0.21937
902 | 0.49961 | 0.3615 | 0.52919 | 0.2803 | 0.019138 | 0.40834
903 | 0.46939 | 0.19461 | 0.66748 | 0.18443 | 0.056537 | 0.44881
904 | 0.52005 | 0.11712 | 0.73182 | 0.090721 | 0.23068 | 0.56193
905 | 0.52601 | 0.14126 | 0.63796 | 0.039306 | 0.41297 | 0.59017
906 | 0.53446 | 0.15419 | 0.74473 | 0.11894 | 0.44931 | 0.58026
907 | 0.52823 | 0.15422 | 0.74713 | 0.3027 | 0.21651 | 0.70646
908 | 0.44625 | 0.11602 | 0.75061 | 0.22901 | 0.061352 | 0.68139
909 | 0.34542 | 0.036082 | 0.79844 | 0.074147 | 0.027542 | 0.63867
910 | 0.25325 | 0.029817 | 0.73044 | 0.011876 | 0.012107 | 0.68507
911 | 0.1405 | 0.035497 | 0.50023 | 0 | 0.027139 | 0.69736
912 | 0.073195 | 0.040917 | 0.23492 | 0.047356 | 0.039698 | 0.59271
913 | 0.084143 | 0.031947 | 0.19474 | 0.081078 | 0.015017 | 0.63414
914 | 0.12325 | 0.019575 | 0.13682 | 0.15905 | 0.012286 | 0.62767
915 | 0.19585 | 0.012079 | 0.10583 | 0.21077 | 0.037968 | 0.65556
916 | 0.21518 | 0.024256 | 0.074512 | 0.38408 | 0.10887 | 0.57852
917 | 0.21612 | 0.072618 | 0.10146 | 0.49702 | 0.14054 | 0.37783
918 | 0.29912 | 0.084458 | 0.12056 | 0.31512 | 0.090034 | 0.16897
919 | 0.44332 | 0.04189 | 0.17474 | 0.068981 | 0.047424 | 0.085438
920 | 0.38753 | 0.052284 | 0.23107 | 0.031515 | 0.027728 | 0.035699
921 | 0.2497 | 0.03482 | 0.44196 | 0.089166 | 0.031305 | 0.025606
922 | 0.18727 | 0.038829 | 0.62753 | 0.28762 | 0.06478 | 0.030163
923 | 0.11902 | 0.071151 | 0.68283 | 0.52267 | 0.1063 | 0.14606
924 | 0.15659 | 0.10325 | 0.7428 | 0.72438 | 0.10545 | 0.28043
925 | 0.31333 | 0.049688 | 0.82727 | 0.80391 | 0.062414 | 0.37591
926 | 0.25647 | 0.028646 | 0.80734 | 0.77852 | 0.05613 | 0.48733
927 | 0.16205 | 0.034635 | 0.78448 | 0.75773 | 0.05998 | 0.57976
928 | 0.1367 | 0.091888 | 0.77715 | 0.72281 | 0.13151 | 0.77406
929 | 0.086502 | 0.22941 | 0.71329 | 0.70861 | 0.25773 | 0.8442
930 | 0.045662 | 0.21398 | 0.57582 | 0.71341 | 0.28643 | 0.87213
931 | 0.05805 | 0.10532 | 0.33478 | 0.75695 | 0.19524 | 0.87987
932 | 0.025983 | 0.089791 | 0.20871 | 0.80595 | 0.083672 | 0.87855
933 | 0 | 0.067174 | 0.097841 | 0.72731 | 0.045664 | 0.88351
934 | 0 | 0.066946 | 0.057687 | 0.55251 | 0.014256 | 0.87541
935 | 0.041929 | 0.12285 | 0.028708 | 0.4234 | 0.012315 | 0.87189
936 | 0.14999 | 0.13467 | 0.026505 | 0.33771 | 0.033768 | 0.82761
937 | 0.26889 | 0.09067 | 0.068753 | 0.29283 | 0.059733 | 0.80405
938 | 0.41185 | 0.076015 | 0.15738 | 0.27405 | 0.080575 | 0.7418
939 | 0.43908 | 0.0586 | 0.21145 | 0.38466 | 0.11728 | 0.60911
940 | 0.53511 | 0.10905 | 0.22101 | 0.58717 | 0.16178 | 0.38791
941 | 0.70936 | 0.22552 | 0.21219 | 0.62696 | 0.22643 | 0.1562
942 | 0.7751 | 0.13548 | 0.26635 | 0.5539 | 0.29321 | 0.040601
943 | 0.67609 | 0.079956 | 0.26595 | 0.4719 | 0.38336 | 0
944 | 0.66094 | 0.069807 | 0.14784 | 0.41448 | 0.4477 | 0
945 | 0.64743 | 0.04121 | 0.055717 | 0.37461 | 0.36377 | 0
946 | 0.63579 | 0.072696 | 0 | 0.41649 | 0.30743 | 0.023425
947 | 0.70515 | 0.11079 | 0.031939 | 0.38618 | 0.26728 | 0.042419
948 | 0.75034 | 0.089172 | 0.075393 | 0.24818 | 0.16385 | 0.029058
949 | 0.54507 | 0.087238 | 0.11882 | 0.2207 | 0.10333 | 0.020455
950 | 0.37925 | 0.058761 | 0.13904 | 0.13613 | 0.083135 | 0.033051
951 | 0.21425 | 0.081077 | 0.19266 | 0.11602 | 0.042137 | 0.076253
952 | 0.19723 | 0.21412 | 0.21496 | 0.28657 | 0.082959 | 0.14361
953 | 0.27495 | 0.44232 | 0.14145 | 0.54563 | 0.13326 | 0.24636
954 | 0.27563 | 0.69909 | 0.17241 | 0.42243 | 0.12821 | 0.46958
955 | 0.27904 | 0.73992 | 0.27278 | 0.19762 | 0.080272 | 0.54498
956 | 0.29103 | 0.57567 | 0.32887 | 0.17772 | 0.045691 | 0.41765
957 | 0.2631 | 0.40704 | 0.40396 | 0.37097 | 0.024258 | 0.44179
958 | 0.34815 | 0.40214 | 0.42752 | 0.45903 | 0.091348 | 0.44482
959 | 0.34771 | 0.45577 | 0.3562 | 0.35968 | 0.35021 | 0.32603
960 | 0.26503 | 0.38506 | 0.21766 | 0.21105 | 0.4098 | 0.29088
961 | 0.29534 | 0.34005 | 0.24149 | 0.20303 | 0.44996 | 0.2246
962 | 0.3627 | 0.47206 | 0.45787 | 0.20051 | 0.42868 | 0.11863
963 | 0.41134 | 0.52144 | 0.52482 | 0.21407 | 0.3176 | 0.053007
964 | 0.4502 | 0.68887 | 0.38457 | 0.21446 | 0.28182 | 0.026585
965 | 0.38912 | 0.69388 | 0.24742 | 0.19365 | 0.36068 | 0.080855
966 | 0.31285 | 0.63839 | 0.23637 | 0.17872 | 0.33645 | 0.13599
967 | 0.3098 | 0.6192 | 0.23885 | 0.18774 | 0.21483 | 0.093358
968 | 0.25591 | 0.69214 | 0.2414 | 0.39853 | 0.33395 | 0.087565
969 | 0.29933 | 0.7372 | 0.38969 | 0.64515 | 0.38304 | 0.082472
970 | 0.35378 | 0.77885 | 0.46043 | 0.78111 | 0.48313 | 0.096202
971 | 0.32947 | 0.8042 | 0.56511 | 0.85737 | 0.58792 | 0.15695
972 | 0.28769 | 0.80928 | 0.7136 | 0.86358 | 0.69506 | 0.093192
973 | 0.2835 | 0.76783 | 0.81703 | 0.88722 | 0.73737 | 0.044595
974 | 0.31389 | 0.74496 | 0.65288 | 0.90672 | 0.81318 | 0.020759
975 | 0.30783 | 0.63576 | 0.44163 | 0.86974 | 0.82117 | 0.015044
976 | 0.25102 | 0.51899 | 0.33038 | 0.83577 | 0.80211 | 0.11897
977 | 0.18194 | 0.46656 | 0.20367 | 0.76048 | 0.69801 | 0.15509
978 | 0.10427 | 0.4899 | 0.26613 | 0.56001 | 0.36634 | 0.18826
979 | 0.053589 | 0.59285 | 0.51532 | 0.40251 | 0.27196 | 0.14459
980 | 0.025428 | 0.52027 | 0.67245 | 0.32 | 0.63167 | 0.10488
981 | 0.021024 | 0.3463 | 0.67064 | 0.31944 | 0.61334 | 0.15404
982 | 0.085412 | 0.1483 | 0.51507 | 0.43546 | 0.32324 | 0.22906
983 | 0.14375 | 0.078855 | 0.30234 | 0.58342 | 0.064961 | 0.40518
984 | 0.14987 | 0.12048 | 0.42593 | 0.5989 | 0.020137 | 0.52946
985 | 0.13403 | 0.22416 | 0.62315 | 0.48803 | 0.012679 | 0.54393
986 | 0.09683 | 0.30873 | 0.55529 | 0.36259 | 0.016745 | 0.63324
987 | 0.086792 | 0.22703 | 0.35129 | 0.29257 | 0.022567 | 0.6668
988 | 0.11906 | 0.11835 | 0.32594 | 0.40966 | 0.028526 | 0.68644
989 | 0.10807 | 0.085308 | 0.34478 | 0.63866 | 0.043218 | 0.73919
990 | 0.087985 | 0.09482 | 0.2857 | 0.72246 | 0.019148 | 0.77737
991 | 0.050092 | 0.08448 | 0.41223 | 0.63225 | 0.034263 | 0.73764
992 | 0.036918 | 0.079496 | 0.46381 | 0.37886 | 0.038814 | 0.70921
993 | 0.031194 | 0.046344 | 0.38074 | 0.25921 | 0.031881 | 0.63636
994 | 0.039776 | 0.022805 | 0.27599 | 0.27184 | 0.041004 | 0.57512
995 | 0.075297 | 0.017213 | 0.16006 | 0.28294 | 0.044561 | 0.57772
996 | 0.11173 | 0.031344 | 0.30029 | 0.24081 | 0.037822 | 0.5627
997 | 0.12347 | 0.038762 | 0.55768 | 0.23222 | 0.031751 | 0.42082
998 | 0.14506 | 0.059309 | 0.68583 | 0.21796 | 0.0427 | 0.25576
999 | 0.13762 | 0.047247 | 0.76616 | 0.21067 | 0.028482 | 0.22419
1000 | 0.14756 | 0.058887 | 0.73355 | 0.18086 | 0.042396 | 0.3449
1001 | 0.17074 | 0.097501 | 0.61133 | 0.12053 | 0.07056 | 0.34604
1002 | 0.23832 | 0.13755 | 0.55115 | 0.063332 | 0.1424 | 0.26566
1003 | 0.26075 | 0.10856 | 0.63249 | 0.07577 | 0.21257 | 0.2093
1004 | 0.30454 | 0.11637 | 0.7734 | 0.083802 | 0.14458 | 0.10294
1005 | 0.31821 | 0.1272 | 0.8467 | 0.1158 | 0.042066 | 0.067942
1006 | 0.32021 | 0.15869 | 0.86106 | 0.2594 | 0.025755 | 0.078382
1007 | 0.48525 | 0.24774 | 0.825 | 0.36885 | 0.14036 | 0.23669
1008 | 0.5977 | 0.35505 | 0.69548 | 0.24011 | 0.30494 | 0.32478
1009 | 0.4533 | 0.20508 | 0.67207 | 0.29495 | 0.48759 | 0.44452
1010 | 0.44802 | 0.076216 | 0.72928 | 0.40569 | 0.40899 | 0.56239
1011 | 0.28758 | 0.18698 | 0.73706 | 0.42246 | 0.27019 | 0.47947
1012 | 0.1521 | 0.26542 | 0.71083 | 0.39402 | 0.25563 | 0.45745
1013 | 0.149 | 0.17197 | 0.50705 | 0.40925 | 0.33902 | 0.47628
1014 | 0.13502 | 0.11319 | 0.30169 | 0.27673 | 0.26983 | 0.57347
1015 | 0.065116 | 0.07044 | 0.18465 | 0.23003 | 0.2452 | 0.59693
1016 | 0.028841 | 0.04493 | 0.087908 | 0.27439 | 0.27458 | 0.47237
1017 | 0.028389 | 0.038291 | 0.091305 | 0.41796 | 0.24625 | 0.38374
1018 | 0.098505 | 0.05948 | 0.10077 | 0.47595 | 0.27916 | 0.30141
1019 | 0.18502 | 0.062536 | 0.17903 | 0.45479 | 0.30356 | 0.33173
1020 | 0.21812 | 0.052576 | 0.19536 | 0.44028 | 0.28035 | 0.30228
1021 | 0.23044 | 0.03411 | 0.2069 | 0.39493 | 0.24123 | 0.18246
1022 | 0.17119 | 0.01719 | 0.1839 | 0.3603 | 0.18247 | 0.05413
1023 | 0.15315 | 0.011397 | 0.24044 | 0.30769 | 0.082665 | 0.016001
1024 | 0.21987 | 0 | 0.22135 | 0.31974 | 0.049175 | 0.046829
1025 | 0.15858 | 0.056155 | 0.086276 | 0.3327 | 0.046212 | 0.10215
1026 | 0.13156 | 0.2174 | 0.073965 | 0.2901 | 0.03661 | 0.16857
1027 | 0.30394 | 0.34907 | 0.11594 | 0.22096 | 0.016162 | 0.2608
1028 | 0.40059 | 0.24459 | 0.12805 | 0.18336 | 0.02143 | 0.30553
1029 | 0.54982 | 0.10586 | 0.16753 | 0.1855 | 0.023209 | 0.40942
1030 | 0.39123 | 0.066818 | 0.10767 | 0.17037 | 0.040964 | 0.47678
1031 | 0.15044 | 0.16152 | 0.038579 | 0.15084 | 0.046829 | 0.57632
1032 | 0.23 | 0.38376 | 0.018639 | 0.07661 | 0.029915 | 0.64844
1033 | 0.32352 | 0.32793 | 0.039714 | 0.042527 | 0.050913 | 0.65674
1034 | 0.24395 | 0.37151 | 0.05462 | 0.037325 | 0.075935 | 0.57582
1035 | 0.26631 | 0.18535 | 0.08244 | 0.066364 | 0.089115 | 0.46858
1036 | 0.32629 | 0.03022 | 0.11149 | 0.075564 | 0.087737 | 0.39166
1037 | 0.3646 | 0 | 0.10696 | 0.043941 | 0.054709 | 0.37923
1038 | 0.20834 | 0.010703 | 0.075473 | 0.026541 | 0.043713 | 0.35752
1039 | 0.18461 | 0.012514 | 0.073016 | 0.022902 | 0.084449 | 0.28527
1040 | 0.11633 | 0.08566 | 0.077138 | 0.010502 | 0.14544 | 0.24245
1041 | 0.13142 | 0.33382 | 0.062781 | 0.028777 | 0.2063 | 0.20592
1042 | 0.22818 | 0.4368 | 0.049059 | 0.24027 | 0.35829 | 0.19204
1043 | 0.38734 | 0.51892 | 0.025362 | 0.42806 | 0.47221 | 0.18871
1044 | 0.55079 | 0.44622 | 0 | 0.27722 | 0.52397 | 0.18324
1045 | 0.63615 | 0.40834 | 0.014789 | 0.20543 | 0.6809 | 0.13757
1046 | 0.6809 | 0.31111 | 0 | 0.15245 | 0.73516 | 0.10253
1047 | 0.70645 | 0.24512 | 0 | 0.15634 | 0.79033 | 0.1091
1048 | 0.8103 | 0.19806 | 0.022506 | 0.13867 | 0.84602 | 0.18179
1049 | 0.88283 | 0.10233 | 0.018988 | 0.084823 | 0.82229 | 0.26728
1050 | 0.87658 | 0.044206 | 0.015174 | 0.020771 | 0.82166 | 0.30196
1051 | 0.88468 | 0.08405 | 0.030809 | 0.013168 | 0.79212 | 0.41901
1052 | 0.88253 | 0.14561 | 0.069173 | 0.04161 | 0.63427 | 0.55054
1053 | 0.86142 | 0.14956 | 0.047154 | 0.039862 | 0.50506 | 0.57566
1054 | 0.8433 | 0.31618 | 0.01635 | 0.057114 | 0.51682 | 0.57349
1055 | 0.81573 | 0.55883 | 0.017497 | 0.09867 | 0.49056 | 0.5828
1056 | 0.68958 | 0.7079 | 0.059606 | 0.15123 | 0.45303 | 0.48337
1057 | 0.61396 | 0.6704 | 0.1221 | 0.12252 | 0.72451 | 0.29671
1058 | 0.61437 | 0.4645 | 0.31347 | 0.080932 | 0.76215 | 0.19383
1059 | 0.63868 | 0.23175 | 0.52992 | 0.083457 | 0.82349 | 0.15641
1060 | 0.52336 | 0.16141 | 0.56185 | 0.20655 | 0.88613 | 0.15511
1061 | 0.37831 | 0.18046 | 0.42779 | 0.31429 | 0.90386 | 0.13827
1062 | 0.3072 | 0.19892 | 0.26769 | 0.28788 | 0.86897 | 0.11119
1063 | 0.36419 | 0.12793 | 0.29101 | 0.20955 | 0.82041 | 0.090566
1064 | 0.4404 | 0.1237 | 0.32027 | 0.16059 | 0.62228 | 0.13043
1065 | 0.54162 | 0.21047 | 0.43116 | 0.18191 | 0.45956 | 0.18182
1066 | 0.59534 | 0.34996 | 0.56138 | 0.23407 | 0.47939 | 0.22772
1067 | 0.59294 | 0.32154 | 0.51652 | 0.32829 | 0.42883 | 0.28811
1068 | 0.63621 | 0.28968 | 0.41693 | 0.23577 | 0.35445 | 0.27381
1069 | 0.68412 | 0.314 | 0.28473 | 0.15253 | 0.3096 | 0.21495
1070 | 0.67997 | 0.33682 | 0.22095 | 0.16393 | 0.22985 | 0.21067
1071 | 0.54553 | 0.42391 | 0.17104 | 0.18749 | 0.15413 | 0.17777
1072 | 0.40867 | 0.49994 | 0.13044 | 0.20631 | 0.12826 | 0.13943
1073 | 0.3548 | 0.499 | 0.083441 | 0.18803 | 0.10517 | 0.12744
1074 | 0.27665 | 0.34528 | 0.12149 | 0.33199 | 0.093351 | 0.097677
1075 | 0.21853 | 0.3008 | 0.24536 | 0.32868 | 0.073271 | 0.10838
1076 | 0.20553 | 0.29204 | 0.28292 | 0.24516 | 0.11115 | 0.1218
1077 | 0.17943 | 0.22788 | 0.1183 | 0.25652 | 0.19003 | 0.091775
1078 | 0.17275 | 0.21897 | 0.012476 | 0.22908 | 0.21895 | 0.10183
1079 | 0.26531 | 0.15868 | 0.018818 | 0.093787 | 0.38026 | 0.22749
1080 | 0.56758 | 0.076338 | 0.034575 | 0.21987 | 0.58495 | 0.36266
1081 | 0.69431 | 0.076551 | 0.038765 | 0.26883 | 0.65889 | 0.37263
1082 | 0.76348 | 0.080313 | 0.03188 | 0.26871 | 0.69123 | 0.31764
1083 | 0.79191 | 0.092862 | 0.014035 | 0.24974 | 0.70835 | 0.36263
1084 | 0.74482 | 0.0639 | 0.018361 | 0.22818 | 0.53023 | 0.5059
1085 | 0.72606 | 0.023467 | 0.012479 | 0.16002 | 0.4134 | 0.63346
1086 | 0.69534 | 0.064313 | 0.010537 | 0.059151 | 0.30352 | 0.75321
1087 | 0.55543 | 0.19021 | 0.030592 | 0.029063 | 0.35512 | 0.73812
1088 | 0.56402 | 0.26898 | 0.059906 | 0.015861 | 0.28164 | 0.74408
1089 | 0.55153 | 0.24478 | 0.054389 | 0.01385 | 0.18239 | 0.72942
1090 | 0.55929 | 0.20396 | 0.12268 | 0 | 0.084484 | 0.73992
1091 | 0.51787 | 0.23162 | 0.37584 | 0 | 0.046208 | 0.75468
1092 | 0.42518 | 0.20144 | 0.60956 | 0 | 0.055645 | 0.78439
1093 | 0.34517 | 0.15583 | 0.69247 | 0.016553 | 0.097434 | 0.80347
1094 | 0.34767 | 0.080979 | 0.7049 | 0.013035 | 0.082889 | 0.806
1095 | 0.28801 | 0.054117 | 0.83493 | 0.031178 | 0.073504 | 0.76008
1096 | 0.37861 | 0.081605 | 0.88497 | 0.027845 | 0.04056 | 0.71813
1097 | 0.52668 | 0.10888 | 0.8804 | 0.059929 | 0 | 0.70813
1098 | 0.63838 | 0.099401 | 0.85295 | 0.27226 | 0.023855 | 0.72715
1099 | 0.65279 | 0.06201 | 0.76424 | 0.59638 | 0.046876 | 0.66299
1100 | 0.6957 | 0.022372 | 0.6771 | 0.77064 | 0.025301 | 0.51294
1101 | 0.72635 | 0.022203 | 0.61767 | 0.84369 | 0.024598 | 0.34605
1102 | 0.69695 | 0.033274 | 0.57494 | 0.89565 | 0.036711 | 0.35912
1103 | 0.60209 | 0.028728 | 0.50606 | 0.91486 | 0.017261 | 0.37443
1104 | 0.44232 | 0.017489 | 0.41204 | 0.91621 | 0 | 0.35164
1105 | 0.21859 | 0.042459 | 0.27581 | 0.90446 | 0.01214 | 0.28589
1106 | 0.11611 | 0.10128 | 0.17785 | 0.90567 | 0 | 0.25531
1107 | 0.09954 | 0.15649 | 0.13299 | 0.90321 | 0.010401 | 0.27133
1108 | 0.17123 | 0.16487 | 0.12166 | 0.90464 | 0 | 0.24959
1109 | 0.20804 | 0.1389 | 0.11896 | 0.91695 | 0 | 0.2826
1110 | 0.23285 | 0.095124 | 0.090269 | 0.91681 | 0.013531 | 0.25667
1111 | 0.23894 | 0.063421 | 0.087767 | 0.915 | 0 | 0.23125
1112 | 0.25933 | 0.065399 | 0.064759 | 0.91048 | 0.012314 | 0.19718
1113 | 0.23267 | 0.075144 | 0.067454 | 0.9047 | 0 | 0.22547
1114 | 0.27008 | 0.13591 | 0.051271 | 0.89732 | 0.11562 | 0.26171
1115 | 0.349 | 0.12718 | 0.018317 | 0.89561 | 0.19899 | 0.24828
1116 | 0.3801 | 0.21675 | 0.035696 | 0.89126 | 0.10712 | 0.14604
1117 | 0.36414 | 0.33951 | 0.066939 | 0.87227 | 0.20838 | 0.092716
1118 | 0.45429 | 0.29554 | 0.074264 | 0.85026 | 0.36296 | 0.074077
1119 | 0.47354 | 0.24239 | 0.042747 | 0.83762 | 0.46702 | 0.12882
1120 | 0.49484 | 0.05071 | 0.013155 | 0.8097 | 0.71967 | 0.14639
1121 | 0.46117 | 0 | 0 | 0.79312 | 0.81295 | 0.14092
1122 | 0.40968 | 0.058593 | 0 | 0.79818 | 0.74956 | 0.092418
1123 | 0.2817 | 0.067948 | 0.010618 | 0.80879 | 0.7325 | 0.11578
1124 | 0.21244 | 0.066414 | 0 | 0.75673 | 0.63857 | 0.14435
1125 | 0.19391 | 0.013152 | 0 | 0.61447 | 0.50991 | 0.14466
1126 | 0.24529 | 0 | 0 | 0.5153 | 0.6256 | 0.11859
1127 | 0.29708 | 0 | 0.025369 | 0.45446 | 0.7532 | 0.096891
1128 | 0.37791 | 0.052138 | 0.10795 | 0.40418 | 0.77059 | 0.11397
1129 | 0.4129 | 0.18797 | 0.16821 | 0.31801 | 0.77493 | 0.35261
1130 | 0.41515 | 0.29909 | 0.20666 | 0.22739 | 0.76959 | 0.6384
1131 | 0.42045 | 0.45142 | 0.18154 | 0.17039 | 0.7051 | 0.72747
1132 | 0.45725 | 0.45783 | 0.16382 | 0.13656 | 0.6807 | 0.80871
1133 | 0.48704 | 0.36078 | 0.090302 | 0.090343 | 0.6726 | 0.68418
1134 | 0.5215 | 0.32146 | 0.131 | 0.036269 | 0.66639 | 0.46687
1135 | 0.53257 | 0.38167 | 0.17866 | 0 | 0.61299 | 0.34007
1136 | 0.47996 | 0.40611 | 0.25382 | 0 | 0.58959 | 0.32529
1137 | 0.34713 | 0.52294 | 0.36465 | 0 | 0.4924 | 0.35951
1138 | 0.32663 | 0.54853 | 0.43069 | 0 | 0.42979 | 0.3747
1139 | 0.30407 | 0.46242 | 0.33147 | 0.06291 | 0.51153 | 0.34548
1140 | 0.23665 | 0.38646 | 0.34601 | 0.13838 | 0.58613 | 0.31712
1141 | 0.16361 | 0.38054 | 0.42054 | 0.14695 | 0.70105 | 0.27511
1142 | 0.12693 | 0.35339 | 0.47406 | 0.18165 | 0.76584 | 0.19463
1143 | 0.068135 | 0.38197 | 0.62845 | 0.19369 | 0.75313 | 0.17289
1144 | 0.042647 | 0.42446 | 0.72201 | 0.16874 | 0.74373 | 0.2012
1145 | 0.040154 | 0.29717 | 0.76203 | 0.14923 | 0.74433 | 0.19058
1146 | 0.01491 | 0.19282 | 0.6345 | 0.23092 | 0.78389 | 0.13221
1147 | 0 | 0.20235 | 0.62444 | 0.29032 | 0.76397 | 0.15098
1148 | 0 | 0.17166 | 0.76004 | 0.32355 | 0.74068 | 0.15868
1149 | 0 | 0.13837 | 0.81191 | 0.21489 | 0.71683 | 0.10777
1150 | 0.010862 | 0.078763 | 0.82865 | 0.080209 | 0.72113 | 0.053858
1151 | 0.040149 | 0.047497 | 0.84689 | 0.01789 | 0.70636 | 0.025966
1152 | 0.051553 | 0.03321 | 0.8113 | 0.015716 | 0.61612 | 0
1153 | 0.036114 | 0.044066 | 0.74345 | 0 | 0.52019 | 0
1154 | 0.03806 | 0.039416 | 0.74283 | 0 | 0.47311 | 0.019843
1155 | 0.046842 | 0.065597 | 0.74641 | 0 | 0.30777 | 0.014135
1156 | 0.041127 | 0.15955 | 0.77678 | 0.057818 | 0.15595 | 0
1157 | 0.069151 | 0.24436 | 0.83397 | 0.10841 | 0.16604 | 0
1158 | 0.13721 | 0.20844 | 0.82078 | 0.12583 | 0.14144 | 0.038046
1159 | 0.18662 | 0.26811 | 0.75855 | 0.20647 | 0.13421 | 0.43539
1160 | 0.22109 | 0.31949 | 0.643 | 0.22188 | 0.13342 | 0.66164
1161 | 0.19016 | 0.33781 | 0.53206 | 0.23816 | 0.11589 | 0.63887
1162 | 0.10059 | 0.52983 | 0.47528 | 0.25563 | 0.18096 | 0.70029
1163 | 0.13134 | 0.54523 | 0.4421 | 0.25738 | 0.2075 | 0.83327
1164 | 0.11443 | 0.50859 | 0.44556 | 0.23246 | 0.18841 | 0.86882
1165 | 0.18287 | 0.50512 | 0.36904 | 0.25884 | 0.19807 | 0.86247
1166 | 0.21966 | 0.49131 | 0.28124 | 0.39966 | 0.29114 | 0.86228
1167 | 0.23001 | 0.41314 | 0.24301 | 0.56266 | 0.31952 | 0.83891
1168 | 0.22015 | 0.3938 | 0.27138 | 0.67267 | 0.36348 | 0.76736
1169 | 0.13361 | 0.39015 | 0.30285 | 0.75391 | 0.50113 | 0.68564
1170 | 0.07501 | 0.24322 | 0.26283 | 0.76924 | 0.55952 | 0.60546
1171 | 0.10428 | 0.16173 | 0.19457 | 0.68749 | 0.50903 | 0.55712
1172 | 0.080105 | 0.13389 | 0.12707 | 0.50805 | 0.50962 | 0.48199
1173 | 0.096735 | 0.084615 | 0.095327 | 0.23994 | 0.4514 | 0.31305
1174 | 0.16578 | 0.11144 | 0.13951 | 0.11202 | 0.40726 | 0.25145
1175 | 0.20459 | 0.22002 | 0.35023 | 0.072561 | 0.42386 | 0.24542
1176 | 0.22142 | 0.15242 | 0.52665 | 0.059473 | 0.39651 | 0.17061
1177 | 0.23213 | 0.079945 | 0.59601 | 0.060366 | 0.33532 | 0.11309
1178 | 0.23117 | 0.088781 | 0.6013 | 0.051334 | 0.20158 | 0.06969
1179 | 0.2606 | 0.062859 | 0.68911 | 0.049266 | 0.1167 | 0.043547
1180 | 0.34094 | 0.13002 | 0.76799 | 0.08228 | 0.081506 | 0.053013
1181 | 0.31495 | 0.20078 | 0.81969 | 0.10835 | 0.088972 | 0.095918
1182 | 0.31432 | 0.15512 | 0.80248 | 0.11079 | 0.087641 | 0.1074
1183 | 0.35853 | 0.061496 | 0.66124 | 0.16473 | 0.056372 | 0.076825
1184 | 0.3199 | 0.059564 | 0.53439 | 0.15887 | 0.067927 | 0.034154
1185 | 0.27376 | 0.090973 | 0.49348 | 0.19305 | 0.090703 | 0.01062
1186 | 0.20707 | 0.16387 | 0.50175 | 0.23152 | 0.17812 | 0.013732
1187 | 0.10885 | 0.26175 | 0.45049 | 0.2109 | 0.28825 | 0.055105
1188 | 0.047095 | 0.28039 | 0.31105 | 0.1884 | 0.36252 | 0.076877
1189 | 0.031199 | 0.30161 | 0.14553 | 0.13431 | 0.32144 | 0.048831
1190 | 0.018405 | 0.37799 | 0.093249 | 0.14487 | 0.41177 | 0.020219
1191 | 0.013588 | 0.34073 | 0.077469 | 0.19257 | 0.48068 | 0.018523
1192 | 0.048231 | 0.42642 | 0.038143 | 0.12839 | 0.56648 | 0.063216
1193 | 0.12019 | 0.5553 | 0.035626 | 0.081679 | 0.64285 | 0.15643
1194 | 0.097843 | 0.50688 | 0.062216 | 0.04273 | 0.6634 | 0.17195
1195 | 0.12638 | 0.36068 | 0.091742 | 0.055867 | 0.70397 | 0.16608
1196 | 0.13814 | 0.33829 | 0.18594 | 0.061598 | 0.74994 | 0.16334
1197 | 0.162 | 0.23951 | 0.21984 | 0.022253 | 0.69675 | 0.14188
1198 | 0.32025 | 0.28123 | 0.35022 | 0 | 0.72484 | 0.13423
1199 | 0.38916 | 0.33252 | 0.48774 | 0 | 0.78734 | 0.13849
1200 | 0.4866 | 0.22142 | 0.41024 | 0.084559 | 0.79245 | 0.085127
1201 | 0.55625 | 0.15788 | 0.35049 | 0.10279 | 0.80053 | 0.041493
1202 | 0.46994 | 0.12138 | 0.32566 | 0.061974 | 0.83368 | 0.028445
1203 | 0.4192 | 0.083149 | 0.29946 | 0.065393 | 0.83315 | 0.031265
1204 | 0.33732 | 0.13526 | 0.26426 | 0.11606 | 0.80753 | 0.05737
1205 | 0.25149 | 0.16315 | 0.31062 | 0.13926 | 0.82444 | 0.11398
1206 | 0.15395 | 0.10878 | 0.27034 | 0.11777 | 0.8112 | 0.17283
1207 | 0.20529 | 0.063029 | 0.24749 | 0.15877 | 0.68351 | 0.17644
1208 | 0.20896 | 0.045904 | 0.20392 | 0.1593 | 0.53672 | 0.13151
1209 | 0.19631 | 0 | 0.18837 | 0.13376 | 0.36038 | 0.098126
1210 | 0.20908 | 0.041971 | 0.22802 | 0.16864 | 0.29447 | 0.10341
1211 | 0.18723 | 0.063056 | 0.1929 | 0.16883 | 0.2774 | 0.24917
1212 | 0.17812 | 0.047639 | 0.12318 | 0.13336 | 0.18323 | 0.48151
1213 | 0.41776 | 0.02105 | 0.10236 | 0.12604 | 0.074027 | 0.51307
1214 | 0.61081 | 0.015808 | 0.1022 | 0.1474 | 0.028027 | 0.28818
1215 | 0.70344 | 0.02368 | 0.093104 | 0.14872 | 0 | 0.139
1216 | 0.57088 | 0.053628 | 0.14977 | 0.17758 | 0 | 0.066947
1217 | 0.40383 | 0.045911 | 0.14083 | 0.19198 | 0.025662 | 0.03944
1218 | 0.37255 | 0.034674 | 0.077929 | 0.11168 | 0.030847 | 0.042252
1219 | 0.3293 | 0.030624 | 0.084304 | 0.073523 | 0.037255 | 0.038947
1220 | 0.26574 | 0.039619 | 0.078656 | 0.068836 | 0.080386 | 0.039712
1221 | 0.31817 | 0.058135 | 0.071108 | 0.075442 | 0.15006 | 0.037999
1222 | 0.43479 | 0.15767 | 0.11348 | 0.1009 | 0.17763 | 0.023806
1223 | 0.43441 | 0.31211 | 0.092056 | 0.18945 | 0.1876 | 0.062609
1224 | 0.39416 | 0.34291 | 0.078776 | 0.2392 | 0.19937 | 0.13253
1225 | 0.48912 | 0.30326 | 0.094829 | 0.24427 | 0.11305 | 0.10368
1226 | 0.51608 | 0.32849 | 0.11079 | 0.26529 | 0.099219 | 0.090118
1227 | 0.51582 | 0.32431 | 0.11605 | 0.21571 | 0.087754 | 0.19216
1228 | 0.5611 | 0.40035 | 0.15742 | 0.24041 | 0.045327 | 0.3063
1229 | 0.56063 | 0.42374 | 0.1781 | 0.32356 | 0.14265 | 0.42791
1230 | 0.42966 | 0.28439 | 0.089676 | 0.31236 | 0.52556 | 0.4518
1231 | 0.29963 | 0.25361 | 0.089516 | 0.23423 | 0.71486 | 0.42683
1232 | 0.32552 | 0.26056 | 0.10197 | 0.17355 | 0.75373 | 0.4249
1233 | 0.34838 | 0.21109 | 0.14726 | 0.10796 | 0.83071 | 0.45365
1234 | 0.40523 | 0.20631 | 0.13217 | 0.088962 | 0.87369 | 0.4081
1235 | 0.63621 | 0.17367 | 0.082039 | 0.099743 | 0.89415 | 0.31875
1236 | 0.76383 | 0.12656 | 0.08586 | 0.073275 | 0.89206 | 0.23762
1237 | 0.67838 | 0.10244 | 0.10035 | 0.064401 | 0.88104 | 0.2202
1238 | 0.42946 | 0.10483 | 0.11729 | 0.11125 | 0.8517 | 0.19425
1239 | 0.26102 | 0.11455 | 0.17216 | 0.1761 | 0.81501 | 0.2386
1240 | 0.25036 | 0.1861 | 0.27503 | 0.27136 | 0.7869 | 0.2612
1241 | 0.2109 | 0.3032 | 0.323 | 0.42426 | 0.77473 | 0.27095
1242 | 0.18828 | 0.26101 | 0.25244 | 0.64692 | 0.753 | 0.29435
1243 | 0.22833 | 0.18235 | 0.15806 | 0.71635 | 0.68263 | 0.21573
1244 | 0.23825 | 0.13315 | 0.14377 | 0.70473 | 0.63913 | 0.12287
1245 | 0.29695 | 0.06956 | 0.42221 | 0.6126 | 0.53757 | 0.10637
1246 | 0.28544 | 0.087647 | 0.54866 | 0.5965 | 0.54963 | 0.043328
1247 | 0.249 | 0.10886 | 0.45261 | 0.64465 | 0.56225 | 0.011274
1248 | 0.25551 | 0.061227 | 0.31952 | 0.60822 | 0.46508 | 0.059298
1249 | 0.30647 | 0.028575 | 0.259 | 0.40659 | 0.37069 | 0.11259
1250 | 0.28341 | 0.02704 | 0.24661 | 0.25049 | 0.3014 | 0.15896
1251 | 0.21634 | 0.031363 | 0.41158 | 0.15164 | 0.22192 | 0.1085
1252 | 0.16812 | 0.014966 | 0.44785 | 0.13558 | 0.2253 | 0.10864
1253 | 0.1315 | 0.040139 | 0.32099 | 0.093634 | 0.22857 | 0.15727
1254 | 0.090259 | 0.062934 | 0.34445 | 0.099153 | 0.17319 | 0.1496
1255 | 0.11677 | 0.08097 | 0.43194 | 0.22433 | 0.12801 | 0.14154
1256 | 0.18017 | 0.035092 | 0.51893 | 0.29013 | 0.1634 | 0.14238
1257 | 0.25192 | 0 | 0.78166 | 0.091026 | 0.15604 | 0.14225
1258 | 0.24849 | 0 | 0.82331 | 0.01189 | 0.17233 | 0.09221
1259 | 0.37205 | 0.015136 | 0.66673 | 0 | 0.22267 | 0.053746
1260 | 0.27926 | 0.01183 | 0.52936 | 0.046059 | 0.16768 | 0.067621
1261 | 0.19162 | 0 | 0.48222 | 0.1187 | 0.14365 | 0.083496
1262 | 0.13184 | 0.044091 | 0.43077 | 0.14019 | 0.16829 | 0.099706
1263 | 0.064031 | 0.11211 | 0.42385 | 0.077566 | 0.16257 | 0.22215
1264 | 0.070274 | 0.036023 | 0.54211 | 0.036325 | 0.14028 | 0.39721
1265 | 0.081434 | 0.12769 | 0.58028 | 0.075097 | 0.166 | 0.49334
1266 | 0.038509 | 0.34225 | 0.47882 | 0.38058 | 0.14465 | 0.61094
1267 | 0.067477 | 0.27007 | 0.4527 | 0.35178 | 0.12066 | 0.74353
1268 | 0.1084 | 0.17041 | 0.35755 | 0.36075 | 0.10061 | 0.70263
1269 | 0.17479 | 0.18039 | 0.30099 | 0.57578 | 0.097467 | 0.56155
1270 | 0.24457 | 0.3087 | 0.34752 | 0.66773 | 0.10988 | 0.42639
1271 | 0.23614 | 0.38019 | 0.35581 | 0.62411 | 0.11455 | 0.30655
1272 | 0.16827 | 0.37485 | 0.33478 | 0.47916 | 0.11156 | 0.21298
1273 | 0.15273 | 0.35894 | 0.28994 | 0.41013 | 0.12408 | 0.16095
1274 | 0.095072 | 0.37987 | 0.23172 | 0.34357 | 0.14751 | 0.13614
1275 | 0.067827 | 0.42512 | 0.19361 | 0.30307 | 0.16864 | 0.21459
1276 | 0.057834 | 0.59985 | 0.18028 | 0.29969 | 0.1371 | 0.34039
1277 | 0.032022 | 0.64182 | 0.14062 | 0.2686 | 0.085246 | 0.39449
1278 | 0.019726 | 0.66302 | 0.083123 | 0.20717 | 0.058991 | 0.38231
1279 | 0.029155 | 0.66937 | 0.087197 | 0.17535 | 0.060801 | 0.40771
1280 | 0.035307 | 0.62204 | 0.13467 | 0.14568 | 0.053943 | 0.3277
1281 | 0.038005 | 0.5275 | 0.16199 | 0.13642 | 0.050272 | 0.2464
1282 | 0.015479 | 0.5175 | 0.12693 | 0.12429 | 0.032981 | 0.20623
1283 | 0.024751 | 0.40997 | 0.14081 | 0.098798 | 0.020694 | 0.13703
1284 | 0.10283 | 0.19447 | 0.23636 | 0.12133 | 0.045234 | 0.04286
1285 | 0.17978 | 0.11214 | 0.25614 | 0.20679 | 0.077179 | 0.012492
1286 | 0.2616 | 0.064625 | 0.20995 | 0.34831 | 0.0653 | 0
1287 | 0.32785 | 0.053245 | 0.12808 | 0.45735 | 0.02739 | 0.026402
1288 | 0.29589 | 0.097166 | 0.04641 | 0.43863 | 0 | 0.029793
1289 | 0.21809 | 0.18354 | 0.067538 | 0.29156 | 0 | 0.026885
1290 | 0.27409 | 0.14996 | 0.095452 | 0.15442 | 0.063342 | 0.039096
1291 | 0.25759 | 0.18004 | 0.1894 | 0.10218 | 0.15576 | 0.024815
1292 | 0.22596 | 0.23665 | 0.36774 | 0.047667 | 0.13751 | 0.023754
1293 | 0.3851 | 0.27678 | 0.42609 | 0.015106 | 0.086706 | 0.021374
1294 | 0.60352 | 0.39452 | 0.4866 | 0.011416 | 0.11038 | 0
1295 | 0.59884 | 0.43348 | 0.53887 | 0.02121 | 0.13821 | 0
1296 | 0.5076 | 0.38912 | 0.52354 | 0.097308 | 0.15791 | 0
1297 | 0.38952 | 0.42954 | 0.47377 | 0.21156 | 0.21259 | 0
1298 | 0.28324 | 0.3961 | 0.33412 | 0.28043 | 0.30005 | 0
1299 | 0.26944 | 0.23598 | 0.24289 | 0.26838 | 0.37495 | 0.020241
1300 | 0.1842 | 0.19435 | 0.24869 | 0.36738 | 0.46193 | 0.028969
1301 | 0.054817 | 0.2541 | 0.17831 | 0.38383 | 0.50756 | 0.024043
1302 | 0.019876 | 0.31993 | 0.10808 | 0.37511 | 0.3878 | 0.12325
1303 | 0.056443 | 0.44977 | 0.076675 | 0.35344 | 0.25179 | 0.34229
1304 | 0.10768 | 0.46753 | 0.0548 | 0.18902 | 0.21836 | 0.3748
1305 | 0.13316 | 0.40522 | 0.076249 | 0.26522 | 0.23607 | 0.235
1306 | 0.069532 | 0.38123 | 0.098223 | 0.60912 | 0.44714 | 0.16484
1307 | 0.012935 | 0.39721 | 0.22517 | 0.73204 | 0.43483 | 0.29211
1308 | 0.027272 | 0.57461 | 0.34257 | 0.78918 | 0.2314 | 0.37129
1309 | 0.098933 | 0.5684 | 0.41595 | 0.7208 | 0.11387 | 0.21773
1310 | 0.17634 | 0.49202 | 0.47383 | 0.61822 | 0.050346 | 0.2903
1311 | 0.25375 | 0.38165 | 0.40758 | 0.56465 | 0.026974 | 0.51535
1312 | 0.34521 | 0.27588 | 0.26845 | 0.41267 | 0.045786 | 0.68007
1313 | 0.33834 | 0.15765 | 0.14478 | 0.39346 | 0.037753 | 0.7019
1314 | 0.45653 | 0.12301 | 0.089512 | 0.52194 | 0.024616 | 0.63106
1315 | 0.61057 | 0.073091 | 0.10466 | 0.57837 | 0.061989 | 0.6229
1316 | 0.71979 | 0.069098 | 0.1335 | 0.61942 | 0.096578 | 0.61716
1317 | 0.76716 | 0.0858 | 0.11563 | 0.72054 | 0.11179 | 0.7288
1318 | 0.75784 | 0.091096 | 0.098552 | 0.71357 | 0.067459 | 0.81265
1319 | 0.72538 | 0.13347 | 0.15978 | 0.66205 | 0.041295 | 0.77886
1320 | 0.72642 | 0.39044 | 0.34459 | 0.45914 | 0.15887 | 0.79715
1321 | 0.74912 | 0.4292 | 0.43406 | 0.25777 | 0.30642 | 0.76922
1322 | 0.76933 | 0.40478 | 0.51397 | 0.12001 | 0.36307 | 0.77721
1323 | 0.80788 | 0.5155 | 0.44156 | 0.10525 | 0.33222 | 0.77098
1324 | 0.85679 | 0.52962 | 0.35788 | 0.075374 | 0.52081 | 0.82417
1325 | 0.89863 | 0.43169 | 0.31544 | 0.036297 | 0.47872 | 0.88132
1326 | 0.90142 | 0.64551 | 0.25304 | 0.15882 | 0.40489 | 0.86597
1327 | 0.88848 | 0.68688 | 0.18408 | 0.58084 | 0.35558 | 0.83411
1328 | 0.87639 | 0.69927 | 0.10845 | 0.75905 | 0.39294 | 0.86901
1329 | 0.82357 | 0.67369 | 0.13288 | 0.69017 | 0.35537 | 0.9006
1330 | 0.80129 | 0.54738 | 0.15969 | 0.48975 | 0.39313 | 0.90785
1331 | 0.80112 | 0.39868 | 0.15865 | 0.27224 | 0.38565 | 0.91872
1332 | 0.65982 | 0.47206 | 0.1842 | 0.44461 | 0.41637 | 0.92254
1333 | 0.45577 | 0.5934 | 0.17528 | 0.55072 | 0.41754 | 0.91963
1334 | 0.42004 | 0.67726 | 0.1907 | 0.39432 | 0.34971 | 0.91468
1335 | 0.40598 | 0.76245 | 0.35164 | 0.19588 | 0.33772 | 0.90435
1336 | 0.40399 | 0.67371 | 0.38778 | 0.28674 | 0.37514 | 0.89603
1337 | 0.34201 | 0.55875 | 0.68766 | 0.50293 | 0.32352 | 0.88505
1338 | 0.30119 | 0.62655 | 0.78127 | 0.33036 | 0.30637 | 0.87663
1339 | 0.42021 | 0.56718 | 0.78257 | 0.18957 | 0.33917 | 0.86182
1340 | 0.58068 | 0.43605 | 0.7279 | 0.23302 | 0.2731 | 0.79766
1341 | 0.72363 | 0.46083 | 0.59749 | 0.32735 | 0.24715 | 0.67619
1342 | 0.80483 | 0.4289 | 0.37813 | 0.31038 | 0.22549 | 0.55397
1343 | 0.87252 | 0.30659 | 0.21314 | 0.23129 | 0.10809 | 0.44455
1344 | 0.90067 | 0.35222 | 0.1257 | 0.15261 | 0.13651 | 0.35183
1345 | 0.8976 | 0.33953 | 0.10769 | 0.15953 | 0.24353 | 0.29946
1346 | 0.88873 | 0.28043 | 0.11014 | 0.19124 | 0.20029 | 0.24212
1347 | 0.88357 | 0.27329 | 0.11177 | 0.20034 | 0.20571 | 0.19378
1348 | 0.88775 | 0.2611 | 0.096625 | 0.10358 | 0.2923 | 0.17547
1349 | 0.87705 | 0.18182 | 0.10137 | 0.054708 | 0.33257 | 0.18136
1350 | 0.8275 | 0.19776 | 0.067111 | 0.028135 | 0.36404 | 0.1053
1351 | 0.66028 | 0.31388 | 0.077979 | 0.018718 | 0.4545 | 0.077532
1352 | 0.50094 | 0.4161 | 0.064627 | 0 | 0.48202 | 0.10206
1353 | 0.4685 | 0.48727 | 0.079505 | 0 | 0.53202 | 0.15979
1354 | 0.49155 | 0.47871 | 0.10959 | 0.036991 | 0.69331 | 0.31166
1355 | 0.47191 | 0.30275 | 0.081341 | 0.12451 | 0.77026 | 0.46309
1356 | 0.4234 | 0.12278 | 0.089152 | 0.3071 | 0.70708 | 0.50756
1357 | 0.43513 | 0.04945 | 0.11836 | 0.36572 | 0.50841 | 0.48621
1358 | 0.39163 | 0.022224 | 0.13958 | 0.31894 | 0.30575 | 0.48256
1359 | 0.3858 | 0.011489 | 0.23263 | 0.21792 | 0.24823 | 0.47064
1360 | 0.31996 | 0.030546 | 0.2526 | 0.19186 | 0.17959 | 0.51617
1361 | 0.22398 | 0.11507 | 0.11421 | 0.20055 | 0.082178 | 0.55479
1362 | 0.15215 | 0.17666 | 0.056827 | 0.39181 | 0.20922 | 0.52928
1363 | 0.12551 | 0.17835 | 0.15965 | 0.39875 | 0.30226 | 0.48571
1364 | 0.12278 | 0.19341 | 0.34674 | 0.39421 | 0.38429 | 0.39638
1365 | 0.17107 | 0.18315 | 0.40641 | 0.40198 | 0.35303 | 0.33936
1366 | 0.18248 | 0.29064 | 0.434 | 0.51655 | 0.15185 | 0.29156
1367 | 0.17797 | 0.36053 | 0.42119 | 0.61668 | 0.097447 | 0.18304
1368 | 0.21426 | 0.28873 | 0.2546 | 0.75147 | 0.16604 | 0.071069
1369 | 0.22032 | 0.27843 | 0.1196 | 0.74562 | 0.19509 | 0.026096
1370 | 0.2235 | 0.28372 | 0.071764 | 0.6666 | 0.14221 | 0.011813
1371 | 0.192 | 0.31688 | 0.073153 | 0.57113 | 0.077654 | 0.014594
1372 | 0.16353 | 0.41368 | 0.070724 | 0.64371 | 0.012025 | 0.031534
1373 | 0.11819 | 0.50612 | 0.048576 | 0.721 | 0 | 0.060181
1374 | 0.058523 | 0.47469 | 0.017365 | 0.73279 | 0.052669 | 0.063396
1375 | 0.050499 | 0.48088 | 0.026021 | 0.71251 | 0.11498 | 0.039134
1376 | 0.079847 | 0.44652 | 0.0291 | 0.69815 | 0.15356 | 0.044282
1377 | 0.18853 | 0.48746 | 0.068539 | 0.66317 | 0.24667 | 0.063523
1378 | 0.25481 | 0.57357 | 0.16708 | 0.66224 | 0.483 | 0.086991
1379 | 0.16023 | 0.55822 | 0.21212 | 0.68405 | 0.54951 | 0.12397
1380 | 0.19062 | 0.53999 | 0.31339 | 0.63054 | 0.49363 | 0.12073
1381 | 0.3617 | 0.48012 | 0.46289 | 0.56489 | 0.48893 | 0.10266
1382 | 0.37407 | 0.3851 | 0.57191 | 0.40513 | 0.3987 | 0.10372
1383 | 0.37002 | 0.33788 | 0.67845 | 0.40362 | 0.39127 | 0.11694
1384 | 0.31769 | 0.24169 | 0.80622 | 0.36064 | 0.24 | 0.13245
1385 | 0.17598 | 0.1703 | 0.874 | 0.36406 | 0.072004 | 0.18072
1386 | 0.18985 | 0.10129 | 0.8879 | 0.30167 | 0.11816 | 0.23335
1387 | 0.19351 | 0.070469 | 0.82345 | 0.24541 | 0.18667 | 0.18755
1388 | 0.18479 | 0.025394 | 0.63205 | 0.22814 | 0.19932 | 0.18552
1389 | 0.26035 | 0.042836 | 0.47605 | 0.19485 | 0.23856 | 0.16227
1390 | 0.43324 | 0.11701 | 0.37778 | 0.27725 | 0.28918 | 0.15447
1391 | 0.58792 | 0.22918 | 0.30529 | 0.32459 | 0.42374 | 0.21167
1392 | 0.76769 | 0.43921 | 0.21162 | 0.3354 | 0.60284 | 0.21725
1393 | 0.80946 | 0.42324 | 0.13459 | 0.26603 | 0.62685 | 0.17645
1394 | 0.71893 | 0.25387 | 0.10233 | 0.21943 | 0.55503 | 0.1493
1395 | 0.50402 | 0.15407 | 0.11362 | 0.14171 | 0.5417 | 0.12922
1396 | 0.68695 | 0.084286 | 0.21078 | 0.11734 | 0.5616 | 0.18377
1397 | 0.84893 | 0.16653 | 0.26404 | 0.13423 | 0.55707 | 0.2371
1398 | 0.82775 | 0.20562 | 0.20406 | 0.15035 | 0.64254 | 0.21242
1399 | 0.81047 | 0.12379 | 0.13437 | 0.16116 | 0.65821 | 0.15795
1400 | 0.85129 | 0.092083 | 0.094769 | 0.1813 | 0.53907 | 0.15532
1401 | 0.82684 | 0.19711 | 0.062981 | 0.18728 | 0.48568 | 0.16711
1402 | 0.80822 | 0.44939 | 0.065998 | 0.25129 | 0.42882 | 0.1953
1403 | 0.82019 | 0.63738 | 0.15301 | 0.4145 | 0.18203 | 0.21667
1404 | 0.82192 | 0.69926 | 0.28702 | 0.38694 | 0.22857 | 0.19752
1405 | 0.79351 | 0.57594 | 0.41751 | 0.24081 | 0.44974 | 0.12846
1406 | 0.80156 | 0.47224 | 0.61483 | 0.17581 | 0.46889 | 0.10213
1407 | 0.79042 | 0.50823 | 0.60994 | 0.20887 | 0.39493 | 0.08033
1408 | 0.83584 | 0.65049 | 0.59307 | 0.29394 | 0.22426 | 0.06937
1409 | 0.80368 | 0.75117 | 0.61103 | 0.3234 | 0.059919 | 0.067873
1410 | 0.73326 | 0.78687 | 0.54694 | 0.24296 | 0.01484 | 0.068776
1411 | 0.77243 | 0.74586 | 0.41895 | 0.16653 | 0.02327 | 0.04487
1412 | 0.80314 | 0.59365 | 0.37667 | 0.092165 | 0.058816 | 0.029549
1413 | 0.82051 | 0.49269 | 0.33249 | 0.074443 | 0.31982 | 0
1414 | 0.80913 | 0.51444 | 0.3553 | 0.055164 | 0.524 | 0
1415 | 0.81408 | 0.43246 | 0.44171 | 0.048386 | 0.45925 | 0.020947
1416 | 0.85098 | 0.27439 | 0.58819 | 0.095187 | 0.5765 | 0.050714
1417 | 0.80035 | 0.18262 | 0.69471 | 0.25454 | 0.59933 | 0.029459
1418 | 0.8237 | 0.1259 | 0.71871 | 0.3822 | 0.42916 | 0.029045
1419 | 0.83708 | 0.13774 | 0.36646 | 0.32156 | 0.3034 | 0.030658
1420 | 0.84052 | 0.2129 | 0.1371 | 0.2834 | 0.22075 | 0.031459
1421 | 0.86959 | 0.32416 | 0.31211 | 0.29087 | 0.059453 | 0.028127
1422 | 0.88126 | 0.41389 | 0.41614 | 0.3432 | 0.021146 | 0.016731
1423 | 0.85897 | 0.37518 | 0.26393 | 0.23897 | 0.037758 | 0
1424 | 0.81467 | 0.33099 | 0.18887 | 0.21282 | 0.051344 | 0
1425 | 0.74896 | 0.25294 | 0.085172 | 0.28819 | 0.042796 | 0
1426 | 0.6964 | 0.085938 | 0.016286 | 0.3934 | 0.026505 | 0
1427 | 0.59607 | 0.09541 | 0 | 0.55569 | 0.074521 | 0.063681
1428 | 0.58858 | 0.17404 | 0 | 0.71249 | 0.19176 | 0.34312
1429 | 0.56163 | 0.18172 | 0.031865 | 0.72601 | 0.2819 | 0.46533
1430 | 0.52472 | 0.13518 | 0.072293 | 0.58577 | 0.35823 | 0.41509
1431 | 0.59463 | 0.057454 | 0.12412 | 0.53193 | 0.49317 | 0.24019
1432 | 0.64138 | 0.026571 | 0.21017 | 0.33581 | 0.54364 | 0.2159
1433 | 0.59687 | 0 | 0.32867 | 0.20496 | 0.47483 | 0.45414
1434 | 0.49405 | 0 | 0.35259 | 0.25247 | 0.42002 | 0.60778
1435 | 0.31848 | 0 | 0.32547 | 0.54972 | 0.39338 | 0.69833
1436 | 0.24208 | 0.02982 | 0.24475 | 0.58564 | 0.36785 | 0.834
1437 | 0.31253 | 0.022122 | 0.21585 | 0.61705 | 0.32276 | 0.88613
1438 | 0.36927 | 0.061146 | 0.31934 | 0.81028 | 0.2473 | 0.88543
1439 | 0.36422 | 0.19693 | 0.51324 | 0.85011 | 0.32934 | 0.83982
1440 | 0.35197 | 0.35721 | 0.51855 | 0.79002 | 0.38601 | 0.74244
1441 | 0.34652 | 0.54361 | 0.56888 | 0.63918 | 0.32396 | 0.45754
1442 | 0.27573 | 0.60301 | 0.70248 | 0.49293 | 0.26454 | 0.27094
1443 | 0.23231 | 0.46697 | 0.80766 | 0.52142 | 0.3175 | 0.28889
1444 | 0.25672 | 0.4137 | 0.80178 | 0.60167 | 0.42238 | 0.23116
1445 | 0.26651 | 0.25579 | 0.72935 | 0.58278 | 0.50576 | 0.12471
1446 | 0.26419 | 0.10632 | 0.56752 | 0.65266 | 0.53929 | 0.35734
1447 | 0.26272 | 0.10449 | 0.49225 | 0.69884 | 0.45572 | 0.48326
1448 | 0.21335 | 0.16921 | 0.44009 | 0.66328 | 0.43125 | 0.39531
1449 | 0.18098 | 0.20818 | 0.33967 | 0.68671 | 0.38728 | 0.35915
1450 | 0.2398 | 0.19871 | 0.34247 | 0.75678 | 0.37543 | 0.25846
1451 | 0.30714 | 0.20935 | 0.45762 | 0.76062 | 0.50677 | 0.20951
1452 | 0.22089 | 0.20676 | 0.54435 | 0.75214 | 0.70876 | 0.25158
1453 | 0.15181 | 0.25106 | 0.34115 | 0.744 | 0.76632 | 0.32892
1454 | 0.13238 | 0.28177 | 0.44132 | 0.72492 | 0.77995 | 0.39605
1455 | 0.09552 | 0.17109 | 0.59805 | 0.71078 | 0.78067 | 0.44049
1456 | 0.13193 | 0.17855 | 0.65896 | 0.69219 | 0.763 | 0.46608
1457 | 0.12754 | 0.29873 | 0.58357 | 0.67237 | 0.79159 | 0.52664
1458 | 0.13569 | 0.44439 | 0.40383 | 0.66114 | 0.82304 | 0.66171
1459 | 0.26044 | 0.38318 | 0.18113 | 0.61318 | 0.83019 | 0.60327
1460 | 0.3263 | 0.40164 | 0.21261 | 0.54138 | 0.80849 | 0.68744
1461 | 0.50584 | 0.44511 | 0.15287 | 0.34781 | 0.78212 | 0.8507
1462 | 0.647 | 0.51276 | 0.27723 | 0.24215 | 0.72564 | 0.87375
1463 | 0.65235 | 0.43358 | 0.5665 | 0.1729 | 0.63456 | 0.84964
1464 | 0.64558 | 0.38422 | 0.73807 | 0.099076 | 0.72476 | 0.63415
1465 | 0.52623 | 0.3588 | 0.64945 | 0.12016 | 0.80775 | 0.45297
1466 | 0.36965 | 0.31412 | 0.38845 | 0.17341 | 0.81968 | 0.50283
1467 | 0.2727 | 0.32817 | 0.31422 | 0.23852 | 0.81492 | 0.6194
1468 | 0.19685 | 0.38398 | 0.3597 | 0.2741 | 0.90393 | 0.61358
1469 | 0.13332 | 0.41999 | 0.34518 | 0.35356 | 0.89633 | 0.47538
1470 | 0.13784 | 0.36708 | 0.29684 | 0.54885 | 0.79167 | 0.41555
1471 | 0.30792 | 0.26507 | 0.22894 | 0.70114 | 0.55498 | 0.26114
1472 | 0.50295 | 0.15337 | 0.17126 | 0.69767 | 0.36737 | 0.13255
1473 | 0.60147 | 0.1267 | 0.22766 | 0.60993 | 0.37844 | 0.15243
1474 | 0.37961 | 0.23261 | 0.38189 | 0.43331 | 0.5492 | 0.58948
1475 | 0.21102 | 0.23785 | 0.35599 | 0.32508 | 0.6112 | 0.77578
1476 | 0.19727 | 0.26828 | 0.32217 | 0.42083 | 0.77508 | 0.7977
1477 | 0.14794 | 0.37885 | 0.41387 | 0.4176 | 0.76609 | 0.81995
1478 | 0.14998 | 0.41222 | 0.46524 | 0.43787 | 0.74954 | 0.86917
1479 | 0.21884 | 0.50523 | 0.51489 | 0.43929 | 0.88237 | 0.90773
1480 | 0.28231 | 0.59339 | 0.61367 | 0.30254 | 0.8937 | 0.91768
1481 | 0.27276 | 0.61064 | 0.58816 | 0.12386 | 0.89799 | 0.91706
1482 | 0.21193 | 0.58485 | 0.47415 | 0.083898 | 0.90417 | 0.9145
1483 | 0.25973 | 0.53962 | 0.32589 | 0.18585 | 0.89764 | 0.91054
1484 | 0.23526 | 0.48205 | 0.24244 | 0.34127 | 0.88204 | 0.87003
1485 | 0.27842 | 0.42865 | 0.22683 | 0.50474 | 0.85734 | 0.80577
1486 | 0.27016 | 0.36419 | 0.21344 | 0.42898 | 0.85575 | 0.81097
1487 | 0.14698 | 0.25386 | 0.24997 | 0.32478 | 0.83211 | 0.8063
1488 | 0.15972 | 0.17747 | 0.22547 | 0.25902 | 0.74279 | 0.79657
1489 | 0.28269 | 0.11868 | 0.27023 | 0.30206 | 0.63572 | 0.7723
1490 | 0.4695 | 0.077823 | 0.38629 | 0.32913 | 0.54719 | 0.73999
1491 | 0.58272 | 0.10398 | 0.47435 | 0.3767 | 0.39033 | 0.81427
1492 | 0.58039 | 0.19266 | 0.5842 | 0.37269 | 0.29842 | 0.78151
1493 | 0.46175 | 0.30054 | 0.67005 | 0.19365 | 0.26639 | 0.67653
1494 | 0.37204 | 0.435 | 0.59155 | 0.067621 | 0.20229 | 0.45161
1495 | 0.45478 | 0.62424 | 0.45385 | 0.036233 | 0.18307 | 0.28151
1496 | 0.53615 | 0.62871 | 0.39137 | 0.01641 | 0.16355 | 0.36086
1497 | 0.59734 | 0.50203 | 0.31614 | 0.019796 | 0.12481 | 0.62046
1498 | 0.6706 | 0.44663 | 0.34226 | 0.078127 | 0.13973 | 0.68649
1499 | 0.7455 | 0.36005 | 0.46202 | 0.23676 | 0.1532 | 0.57625
1500 | 0.76874 | 0.19176 | 0.48302 | 0.27953 | 0.29065 | 0.54475
1501 | 0.68725 | 0.12574 | 0.48711 | 0.21567 | 0.44536 | 0.58334
1502 | 0.59494 | 0.21006 | 0.49584 | 0.20244 | 0.40491 | 0.57259
1503 | 0.50843 | 0.45384 | 0.4283 | 0.23337 | 0.37122 | 0.62929
1504 | 0.48701 | 0.54266 | 0.3801 | 0.33383 | 0.32508 | 0.59534
1505 | 0.4527 | 0.45057 | 0.36549 | 0.40558 | 0.23622 | 0.48095
1506 | 0.40097 | 0.49066 | 0.26701 | 0.34969 | 0.16118 | 0.42246
1507 | 0.2781 | 0.53334 | 0.28518 | 0.32943 | 0.18397 | 0.3958
1508 | 0.18896 | 0.48179 | 0.35424 | 0.31007 | 0.22862 | 0.40497
1509 | 0.11986 | 0.56786 | 0.30578 | 0.28022 | 0.36039 | 0.33716
1510 | 0.080516 | 0.63583 | 0.27134 | 0.29459 | 0.46011 | 0.32302
1511 | 0.076121 | 0.62301 | 0.30998 | 0.27975 | 0.55857 | 0.28969
1512 | 0.19231 | 0.53357 | 0.30143 | 0.15123 | 0.70548 | 0.29137
1513 | 0.29066 | 0.36737 | 0.25423 | 0.10428 | 0.81426 | 0.28486
1514 | 0.41842 | 0.26781 | 0.18864 | 0.063793 | 0.84101 | 0.2971
1515 | 0.53121 | 0.20668 | 0.085124 | 0.034028 | 0.81968 | 0.39791
1516 | 0.4645 | 0.15458 | 0.044858 | 0.018284 | 0.82594 | 0.58891
1517 | 0.38183 | 0.082711 | 0.02929 | 0.050686 | 0.85687 | 0.56048
1518 | 0.30581 | 0.06006 | 0.011701 | 0.082577 | 0.86471 | 0.40305
1519 | 0.19652 | 0.063098 | 0.020323 | 0.18982 | 0.78832 | 0.31676
1520 | 0.19484 | 0.075032 | 0.044776 | 0.37525 | 0.63313 | 0.28874
1521 | 0.36675 | 0.094525 | 0.10697 | 0.46323 | 0.53259 | 0.27064
1522 | 0.55579 | 0.055134 | 0.11528 | 0.62263 | 0.52114 | 0.31253
1523 | 0.53527 | 0.048727 | 0.2166 | 0.7925 | 0.53154 | 0.40842
1524 | 0.49434 | 0.041368 | 0.29306 | 0.85085 | 0.6046 | 0.39446
1525 | 0.39672 | 0.023164 | 0.23095 | 0.84648 | 0.78816 | 0.33136
1526 | 0.29462 | 0.011411 | 0.13588 | 0.80221 | 0.82066 | 0.30584
1527 | 0.15366 | 0.012507 | 0.10372 | 0.68583 | 0.74369 | 0.21223
1528 | 0.20815 | 0 | 0.04052 | 0.4724 | 0.73965 | 0.12495
1529 | 0.40946 | 0.011823 | 0.024835 | 0.38601 | 0.78522 | 0.094194
1530 | 0.49081 | 0.083562 | 0.067664 | 0.4152 | 0.76294 | 0.11272
1531 | 0.63709 | 0.12803 | 0.11826 | 0.46205 | 0.7879 | 0.11818
1532 | 0.6931 | 0.1953 | 0.18788 | 0.53796 | 0.78707 | 0.10496
1533 | 0.54622 | 0.26878 | 0.34845 | 0.56934 | 0.81639 | 0.17573
1534 | 0.59624 | 0.23451 | 0.38409 | 0.45525 | 0.86404 | 0.50696
1535 | 0.61466 | 0.3149 | 0.4397 | 0.37504 | 0.84096 | 0.68061
1536 | 0.67877 | 0.47848 | 0.51607 | 0.34717 | 0.77115 | 0.62442
1537 | 0.70878 | 0.38286 | 0.38546 | 0.27419 | 0.6909 | 0.52014
1538 | 0.74087 | 0.20346 | 0.36695 | 0.29262 | 0.61728 | 0.38639
1539 | 0.74584 | 0.13594 | 0.28049 | 0.37816 | 0.45301 | 0.29441
1540 | 0.75602 | 0.15476 | 0.12502 | 0.45894 | 0.42295 | 0.26348
1541 | 0.68669 | 0.056362 | 0.030411 | 0.56224 | 0.46941 | 0.2381
1542 | 0.47794 | 0 | 0 | 0.69904 | 0.48813 | 0.2645
1543 | 0.3301 | 0 | 0.01601 | 0.67846 | 0.42784 | 0.28243
1544 | 0.18412 | 0.092776 | 0.060173 | 0.71589 | 0.42585 | 0.26985
1545 | 0.13215 | 0.24864 | 0.11132 | 0.73582 | 0.32228 | 0.2747
1546 | 0.19055 | 0.29515 | 0.21889 | 0.61591 | 0.23785 | 0.26719
1547 | 0.36114 | 0.35918 | 0.38584 | 0.57802 | 0.27316 | 0.31295
1548 | 0.66103 | 0.3983 | 0.54568 | 0.52726 | 0.19408 | 0.67951
1549 | 0.81585 | 0.34828 | 0.50578 | 0.44494 | 0.093596 | 0.81973
1550 | 0.87076 | 0.40216 | 0.51026 | 0.48011 | 0.083732 | 0.80018
1551 | 0.87042 | 0.39726 | 0.46763 | 0.5314 | 0.057549 | 0.82442
1552 | 0.85522 | 0.3932 | 0.3253 | 0.49766 | 0.038258 | 0.81626
1553 | 0.79517 | 0.42917 | 0.2733 | 0.579 | 0.063122 | 0.74394
1554 | 0.74386 | 0.50029 | 0.23348 | 0.59588 | 0.047977 | 0.69661
1555 | 0.73295 | 0.46556 | 0.11538 | 0.55309 | 0.053365 | 0.63724
1556 | 0.73035 | 0.41857 | 0.048969 | 0.51871 | 0.07125 | 0.68814
1557 | 0.73192 | 0.25622 | 0.021279 | 0.51152 | 0.080033 | 0.78588
1558 | 0.73983 | 0.16893 | 0 | 0.42999 | 0.08873 | 0.8355
1559 | 0.74136 | 0.19254 | 0 | 0.45422 | 0.10634 | 0.77185
1560 | 0.70979 | 0.25173 | 0 | 0.43569 | 0.10655 | 0.74177
1561 | 0.60209 | 0.28411 | 0 | 0.39204 | 0.12134 | 0.75595
1562 | 0.47571 | 0.33802 | 0.026622 | 0.38516 | 0.1673 | 0.77812
1563 | 0.25487 | 0.36224 | 0.052489 | 0.34504 | 0.22478 | 0.72277
1564 | 0.14093 | 0.35051 | 0.045595 | 0.29134 | 0.22194 | 0.54342
1565 | 0.11554 | 0.44173 | 0.090989 | 0.33881 | 0.22432 | 0.29524
1566 | 0.2109 | 0.40957 | 0.25281 | 0.29186 | 0.25677 | 0.091212
1567 | 0.41725 | 0.32473 | 0.25975 | 0.18077 | 0.26165 | 0.037363
1568 | 0.4614 | 0.33339 | 0.358 | 0.14087 | 0.24194 | 0.036618
1569 | 0.39464 | 0.29224 | 0.51122 | 0.17412 | 0.23167 | 0.11515
1570 | 0.34357 | 0.24284 | 0.46796 | 0.18095 | 0.17658 | 0.28428
1571 | 0.26223 | 0.31644 | 0.42439 | 0.2416 | 0.19204 | 0.49316
1572 | 0.18521 | 0.33923 | 0.503 | 0.327 | 0.27917 | 0.59009
1573 | 0.1941 | 0.27118 | 0.45354 | 0.27692 | 0.27139 | 0.64424
1574 | 0.18984 | 0.26892 | 0.39954 | 0.36882 | 0.18533 | 0.68548
1575 | 0.21915 | 0.20055 | 0.30162 | 0.55696 | 0.16718 | 0.75217
1576 | 0.23975 | 0.15254 | 0.35423 | 0.53784 | 0.36131 | 0.8448
1577 | 0.24415 | 0.17742 | 0.53168 | 0.58066 | 0.59481 | 0.86307
1578 | 0.20568 | 0.16527 | 0.61475 | 0.70569 | 0.7049 | 0.86925
1579 | 0.10832 | 0.1112 | 0.52492 | 0.70827 | 0.73894 | 0.85444
1580 | 0.053641 | 0.072504 | 0.51054 | 0.71802 | 0.77592 | 0.80402
1581 | 0.074104 | 0.047509 | 0.36099 | 0.69722 | 0.80047 | 0.71946
1582 | 0.10623 | 0.015852 | 0.2572 | 0.70777 | 0.83348 | 0.6461
1583 | 0.12257 | 0.013471 | 0.26367 | 0.74357 | 0.79096 | 0.50373
1584 | 0.11256 | 0.013002 | 0.18702 | 0.78886 | 0.68075 | 0.33363
1585 | 0.16313 | 0.018448 | 0.11491 | 0.80248 | 0.59096 | 0.26048
1586 | 0.20807 | 0.019796 | 0.084668 | 0.74372 | 0.57739 | 0.21975
1587 | 0.30122 | 0.033177 | 0.080636 | 0.62688 | 0.59924 | 0.20082
1588 | 0.35352 | 0.046189 | 0.10554 | 0.49312 | 0.62015 | 0.24756
1589 | 0.40175 | 0.12169 | 0.14182 | 0.37402 | 0.45964 | 0.2632
1590 | 0.51326 | 0.16478 | 0.10167 | 0.23192 | 0.32413 | 0.24546
1591 | 0.46144 | 0.11278 | 0.057322 | 0.12419 | 0.29952 | 0.30695
1592 | 0.40145 | 0.095755 | 0.035044 | 0.10051 | 0.22193 | 0.40034
1593 | 0.57134 | 0.060965 | 0.065234 | 0.11931 | 0.27813 | 0.43798
1594 | 0.55158 | 0.04503 | 0.12736 | 0.13089 | 0.33109 | 0.49887
1595 | 0.38098 | 0.082307 | 0.25163 | 0.21196 | 0.32362 | 0.58808
1596 | 0.22514 | 0.081645 | 0.37353 | 0.40669 | 0.36337 | 0.57316
1597 | 0.28494 | 0.074047 | 0.38558 | 0.49208 | 0.28357 | 0.60112
1598 | 0.48637 | 0.065629 | 0.44167 | 0.55591 | 0.33592 | 0.54112
1599 | 0.67947 | 0.055481 | 0.4861 | 0.53868 | 0.56544 | 0.55577
1600 | 0.67587 | 0.05424 | 0.40689 | 0.34004 | 0.6079 | 0.49725
1601 | 0.61531 | 0.06985 | 0.43212 | 0.44477 | 0.64694 | 0.53096
1602 | 0.67052 | 0.084854 | 0.43523 | 0.57614 | 0.61611 | 0.48132
1603 | 0.57207 | 0.084354 | 0.32124 | 0.40923 | 0.52632 | 0.28998
1604 | 0.38474 | 0.06507 | 0.2846 | 0.31311 | 0.61058 | 0.20971
1605 | 0.26416 | 0.045323 | 0.30221 | 0.39445 | 0.80555 | 0.20118
1606 | 0.17741 | 0.021333 | 0.26459 | 0.51162 | 0.83992 | 0.19422
1607 | 0.097972 | 0.021416 | 0.32285 | 0.576 | 0.82642 | 0.20555
1608 | 0.082364 | 0.038983 | 0.44521 | 0.61218 | 0.8637 | 0.17157
1609 | 0.088576 | 0.070961 | 0.39897 | 0.6491 | 0.88189 | 0.14068
1610 | 0.045871 | 0.12404 | 0.44802 | 0.65484 | 0.8784 | 0.12227
1611 | 0.050109 | 0.15242 | 0.52592 | 0.66734 | 0.8511 | 0.14596
1612 | 0.12559 | 0.21728 | 0.43911 | 0.70746 | 0.8418 | 0.15366
1613 | 0.19959 | 0.4347 | 0.47639 | 0.7406 | 0.7021 | 0.20962
1614 | 0.37245 | 0.59414 | 0.50667 | 0.77853 | 0.52778 | 0.24809
1615 | 0.44137 | 0.66382 | 0.37787 | 0.74857 | 0.3927 | 0.16176
1616 | 0.22378 | 0.64634 | 0.40256 | 0.65455 | 0.21255 | 0.1401
1617 | 0.20333 | 0.53458 | 0.35414 | 0.52946 | 0.12867 | 0.18128
1618 | 0.14311 | 0.49975 | 0.24661 | 0.54532 | 0.16113 | 0.1928
1619 | 0.096281 | 0.53694 | 0.20429 | 0.72188 | 0.29309 | 0.25974
1620 | 0.028955 | 0.53799 | 0.12987 | 0.76764 | 0.4999 | 0.26828
1621 | 0.010604 | 0.53072 | 0.034962 | 0.59996 | 0.46756 | 0.21412
1622 | 0.012303 | 0.46779 | 0.021387 | 0.28658 | 0.3402 | 0.26444
1623 | 0.088091 | 0.26319 | 0.015979 | 0.15892 | 0.33522 | 0.30365
1624 | 0.27402 | 0.15052 | 0.018515 | 0.16125 | 0.59828 | 0.32851
1625 | 0.46933 | 0.085153 | 0.030391 | 0.13327 | 0.76139 | 0.43661
1626 | 0.58938 | 0.032036 | 0.082732 | 0.2955 | 0.84526 | 0.3371
1627 | 0.57588 | 0.032517 | 0.18481 | 0.50965 | 0.87491 | 0.23901
1628 | 0.45794 | 0.06056 | 0.24817 | 0.6571 | 0.85614 | 0.29224
1629 | 0.38057 | 0.12082 | 0.18162 | 0.7052 | 0.85211 | 0.26385
1630 | 0.37826 | 0.11892 | 0.19382 | 0.77653 | 0.89491 | 0.2987
1631 | 0.34372 | 0.19478 | 0.29434 | 0.85581 | 0.91052 | 0.52264
1632 | 0.31992 | 0.31874 | 0.23556 | 0.91829 | 0.89957 | 0.67055
1633 | 0.36469 | 0.31203 | 0.16908 | 0.92177 | 0.81893 | 0.80173
1634 | 0.35678 | 0.33511 | 0.13537 | 0.91037 | 0.68202 | 0.82734
1635 | 0.46023 | 0.28849 | 0.11536 | 0.88311 | 0.69794 | 0.80001
1636 | 0.63125 | 0.12971 | 0.18712 | 0.83862 | 0.8454 | 0.7263
1637 | 0.61798 | 0.10169 | 0.42484 | 0.7698 | 0.83024 | 0.65938
1638 | 0.65603 | 0.034409 | 0.49035 | 0.69555 | 0.77506 | 0.52698
1639 | 0.71318 | 0.015115 | 0.4317 | 0.60324 | 0.604 | 0.40848
1640 | 0.77161 | 0.16264 | 0.35145 | 0.43506 | 0.39793 | 0.433
1641 | 0.78222 | 0.57064 | 0.54008 | 0.26533 | 0.23983 | 0.63552
1642 | 0.77441 | 0.67536 | 0.862 | 0.16989 | 0.15077 | 0.72499
1643 | 0.74943 | 0.73732 | 0.92104 | 0.11028 | 0.10297 | 0.6764
1644 | 0.57153 | 0.86334 | 0.92131 | 0.046762 | 0.098114 | 0.57893
1645 | 0.45798 | 0.88883 | 0.92185 | 0.053628 | 0.076183 | 0.40982
1646 | 0.54793 | 0.88744 | 0.92241 | 0.098047 | 0.096861 | 0.27622
1647 | 0.61063 | 0.88603 | 0.91649 | 0.16324 | 0.18459 | 0.17487
1648 | 0.66416 | 0.88547 | 0.91142 | 0.27171 | 0.18519 | 0.13774
1649 | 0.67275 | 0.88691 | 0.90774 | 0.4201 | 0.19638 | 0.11906
1650 | 0.65502 | 0.87305 | 0.90413 | 0.55128 | 0.18724 | 0.082526
1651 | 0.60979 | 0.88728 | 0.90408 | 0.53147 | 0.15598 | 0.045095
1652 | 0.6255 | 0.88902 | 0.90374 | 0.45638 | 0.18414 | 0.023028
1653 | 0.7637 | 0.88364 | 0.90059 | 0.40541 | 0.31088 | 0.022687
1654 | 0.79748 | 0.88267 | 0.91006 | 0.28185 | 0.43415 | 0.025782
1655 | 0.68845 | 0.88164 | 0.91388 | 0.20041 | 0.51741 | 0.039734
1656 | 0.53436 | 0.88171 | 0.89836 | 0.13443 | 0.58722 | 0.054571
1657 | 0.40699 | 0.87811 | 0.84406 | 0.1106 | 0.59085 | 0.064715
1658 | 0.37642 | 0.87015 | 0.78706 | 0.12459 | 0.53698 | 0.079958
1659 | 0.31552 | 0.84433 | 0.65796 | 0.1399 | 0.51482 | 0.08927
1660 | 0.2195 | 0.66188 | 0.62076 | 0.18664 | 0.5132 | 0.10726
1661 | 0.24913 | 0.27312 | 0.58676 | 0.20151 | 0.51661 | 0.10986
1662 | 0.28982 | 0.06037 | 0.38261 | 0.22287 | 0.46845 | 0.075088
1663 | 0.4606 | 0.048804 | 0.22903 | 0.2381 | 0.38485 | 0.050108
1664 | 0.72906 | 0.034553 | 0.19981 | 0.24445 | 0.36879 | 0.054966
1665 | 0.84517 | 0.025655 | 0.099126 | 0.51706 | 0.29913 | 0.12013
1666 | 0.89981 | 0.1774 | 0.050779 | 0.74449 | 0.23528 | 0.24891
1667 | 0.90518 | 0.50152 | 0.06247 | 0.73373 | 0.34282 | 0.49226
1668 | 0.893 | 0.69461 | 0.039842 | 0.66759 | 0.41078 | 0.65067
1669 | 0.69563 | 0.72784 | 0.044766 | 0.59996 | 0.31917 | 0.6895
1670 | 0.51614 | 0.72974 | 0.13446 | 0.51349 | 0.32576 | 0.74877
1671 | 0.57301 | 0.7787 | 0.17855 | 0.39154 | 0.41344 | 0.77627
1672 | 0.73191 | 0.73438 | 0.18622 | 0.25249 | 0.41781 | 0.73963
1673 | 0.86125 | 0.54383 | 0.26313 | 0.14274 | 0.47533 | 0.77963
1674 | 0.89768 | 0.38018 | 0.17611 | 0.033212 | 0.49375 | 0.78719
1675 | 0.89218 | 0.30288 | 0.07901 | 0 | 0.38905 | 0.72142
1676 | 0.8825 | 0.25739 | 0.063366 | 0 | 0.33397 | 0.73766
1677 | 0.82629 | 0.44379 | 0.063697 | 0.018925 | 0.41382 | 0.75612
1678 | 0.80235 | 0.38507 | 0.13622 | 0.049309 | 0.47969 | 0.60218
1679 | 0.83337 | 0.18782 | 0.22332 | 0.095668 | 0.62679 | 0.48189
1680 | 0.83005 | 0.10762 | 0.48359 | 0.12033 | 0.65917 | 0.52179
1681 | 0.85013 | 0.020866 | 0.68821 | 0.12766 | 0.49437 | 0.35277
1682 | 0.88253 | 0.016826 | 0.72058 | 0.15069 | 0.5035 | 0.29742
1683 | 0.90059 | 0.17269 | 0.73151 | 0.13655 | 0.62929 | 0.23927
1684 | 0.91249 | 0.42534 | 0.71034 | 0.10804 | 0.63648 | 0.077501
1685 | 0.86884 | 0.6751 | 0.71282 | 0.11646 | 0.69311 | 0.049816
1686 | 0.81829 | 0.76022 | 0.70701 | 0.085396 | 0.52858 | 0.049
1687 | 0.84695 | 0.67857 | 0.72141 | 0.039055 | 0.26176 | 0.043752
1688 | 0.81279 | 0.61554 | 0.82148 | 0.020163 | 0.28341 | 0.091291
1689 | 0.80224 | 0.38919 | 0.86819 | 0.017813 | 0.44056 | 0.1299
1690 | 0.87214 | 0.24139 | 0.86008 | 0.015037 | 0.41614 | 0.28296
1691 | 0.90898 | 0.42694 | 0.8936 | 0.030863 | 0.43456 | 0.34368
1692 | 0.90973 | 0.56605 | 0.90308 | 0.071188 | 0.37675 | 0.15324
1693 | 0.82426 | 0.57731 | 0.90563 | 0.096145 | 0.22547 | 0.18711
1694 | 0.72584 | 0.53274 | 0.90448 | 0.13095 | 0.21504 | 0.22133
1695 | 0.70361 | 0.31613 | 0.89848 | 0.23895 | 0.2322 | 0.31835
1696 | 0.72803 | 0.18663 | 0.8984 | 0.29767 | 0.12497 | 0.45122
1697 | 0.64209 | 0.10043 | 0.87312 | 0.40182 | 0.077396 | 0.43693
1698 | 0.56922 | 0.10579 | 0.84194 | 0.60048 | 0.0688 | 0.54542
1699 | 0.52366 | 0.25005 | 0.85876 | 0.62965 | 0.030887 | 0.60469
1700 | 0.39101 | 0.3135 | 0.86947 | 0.649 | 0.045242 | 0.70347
1701 | 0.29347 | 0.41297 | 0.88912 | 0.66598 | 0.066541 | 0.74607
1702 | 0.25361 | 0.4649 | 0.89985 | 0.53459 | 0.035047 | 0.60704
1703 | 0.24821 | 0.26034 | 0.858 | 0.48142 | 0.066686 | 0.35144
1704 | 0.1601 | 0.56971 | 0.74409 | 0.53056 | 0.094494 | 0.54429
1705 | 0.12575 | 0.74797 | 0.7566 | 0.63252 | 0.067798 | 0.56026
1706 | 0.1714 | 0.81475 | 0.85462 | 0.67738 | 0.083005 | 0.51551
1707 | 0.17845 | 0.87373 | 0.88736 | 0.5127 | 0.045433 | 0.49234
1708 | 0.21429 | 0.89307 | 0.89056 | 0.29281 | 0.018995 | 0.66613
1709 | 0.29594 | 0.89613 | 0.89017 | 0.19714 | 0.032764 | 0.81673
1710 | 0.22296 | 0.89391 | 0.89121 | 0.23966 | 0.089887 | 0.79777
1711 | 0.12394 | 0.84986 | 0.79506 | 0.32362 | 0.25588 | 0.73045
1712 | 0.11053 | 0.90042 | 0.42593 | 0.43895 | 0.41958 | 0.66921
1713 | 0.054425 | 0.86204 | 0.21081 | 0.51027 | 0.60541 | 0.56797
1714 | 0.024017 | 0.8397 | 0.34194 | 0.49521 | 0.76944 | 0.51319
1715 | 0.033964 | 0.87661 | 0.54099 | 0.4017 | 0.83272 | 0.6823
1716 | 0 | 0.90101 | 0.64238 | 0.33883 | 0.86685 | 0.78601
1717 | 0 | 0.89906 | 0.54248 | 0.28061 | 0.87415 | 0.81316
1718 | 0.022831 | 0.86357 | 0.24671 | 0.2094 | 0.8841 | 0.77821
1719 | 0.05582 | 0.82444 | 0.18136 | 0.12138 | 0.89369 | 0.72952
1720 | 0.1349 | 0.86134 | 0.30352 | 0.17646 | 0.89782 | 0.78066
1721 | 0.18004 | 0.90023 | 0.34681 | 0.44966 | 0.87545 | 0.88379
1722 | 0.14133 | 0.90054 | 0.47862 | 0.57548 | 0.69133 | 0.90222
1723 | 0.19326 | 0.90511 | 0.63301 | 0.63821 | 0.5429 | 0.90474
1724 | 0.25663 | 0.90463 | 0.63456 | 0.67112 | 0.47212 | 0.90618
1725 | 0.25631 | 0.90021 | 0.62643 | 0.62902 | 0.50316 | 0.89508
1726 | 0.21876 | 0.89883 | 0.64254 | 0.62963 | 0.63023 | 0.83468
1727 | 0.22613 | 0.87954 | 0.68829 | 0.64159 | 0.77639 | 0.79554
1728 | 0.19519 | 0.79737 | 0.75484 | 0.48838 | 0.82182 | 0.57984
1729 | 0.20806 | 0.67711 | 0.73761 | 0.27542 | 0.7858 | 0.27807
1730 | 0.27362 | 0.58948 | 0.58326 | 0.17982 | 0.79846 | 0.14506
1731 | 0.31808 | 0.51489 | 0.36469 | 0.082657 | 0.78408 | 0.14979
1732 | 0.24244 | 0.39258 | 0.29531 | 0.057708 | 0.7411 | 0.36333
1733 | 0.26262 | 0.13947 | 0.34248 | 0.17417 | 0.57731 | 0.62185
1734 | 0.27748 | 0.039738 | 0.50839 | 0.44518 | 0.3984 | 0.76258
1735 | 0.20469 | 0.049225 | 0.54912 | 0.61522 | 0.47719 | 0.77305
1736 | 0.21042 | 0.22303 | 0.54405 | 0.66146 | 0.62227 | 0.7419
1737 | 0.29243 | 0.54391 | 0.61557 | 0.65767 | 0.73559 | 0.69331
1738 | 0.26934 | 0.66441 | 0.69398 | 0.58088 | 0.74592 | 0.71379
1739 | 0.34843 | 0.7193 | 0.74733 | 0.4695 | 0.62212 | 0.76073
1740 | 0.42541 | 0.75015 | 0.79375 | 0.34289 | 0.48621 | 0.75708
1741 | 0.38944 | 0.69871 | 0.85759 | 0.21102 | 0.3879 | 0.74149
1742 | 0.34687 | 0.55807 | 0.87512 | 0.36273 | 0.48241 | 0.73193
1743 | 0.43878 | 0.35367 | 0.88082 | 0.65747 | 0.63075 | 0.73347
1744 | 0.53627 | 0.13939 | 0.9014 | 0.71799 | 0.63428 | 0.68707
1745 | 0.65263 | 0.099211 | 0.91042 | 0.6092 | 0.54023 | 0.5654
1746 | 0.7453 | 0.1226 | 0.9129 | 0.35575 | 0.5523 | 0.42813
1747 | 0.7459 | 0.084759 | 0.90921 | 0.21084 | 0.54113 | 0.38278
1748 | 0.76767 | 0.10112 | 0.82921 | 0.11598 | 0.39611 | 0.41561
1749 | 0.77907 | 0.13282 | 0.62616 | 0.10359 | 0.21325 | 0.50731
1750 | 0.75976 | 0.1151 | 0.68428 | 0.12179 | 0.14767 | 0.57783
1751 | 0.77157 | 0.067833 | 0.79607 | 0.29016 | 0.051107 | 0.60946
1752 | 0.83199 | 0.14438 | 0.78928 | 0.43734 | 0.043691 | 0.67564
1753 | 0.84765 | 0.46838 | 0.70806 | 0.47529 | 0.15011 | 0.62771
1754 | 0.85852 | 0.78406 | 0.65292 | 0.55874 | 0.5733 | 0.47656
1755 | 0.77853 | 0.83828 | 0.77892 | 0.52119 | 0.83044 | 0.37854
1756 | 0.54792 | 0.85782 | 0.83584 | 0.41881 | 0.82041 | 0.3118
1757 | 0.4355 | 0.88846 | 0.85259 | 0.35121 | 0.84383 | 0.26464
1758 | 0.55497 | 0.90281 | 0.81305 | 0.14758 | 0.79919 | 0.24629
1759 | 0.49394 | 0.90883 | 0.76465 | 0.03884 | 0.7384 | 0.2864
1760 | 0.56488 | 0.91025 | 0.67853 | 0.028927 | 0.66433 | 0.20958
1761 | 0.62807 | 0.90558 | 0.49433 | 0.017355 | 0.50367 | 0.11025
1762 | 0.67107 | 0.90335 | 0.40437 | 0.018728 | 0.25922 | 0.059059
1763 | 0.7266 | 0.90703 | 0.37672 | 0.02969 | 0.096057 | 0.05958
1764 | 0.79618 | 0.72452 | 0.33146 | 0.15348 | 0 | 0.047898
1765 | 0.79139 | 0.6535 | 0.4564 | 0.25091 | 0.028201 | 0.030585
1766 | 0.81781 | 0.39855 | 0.55029 | 0.47123 | 0.10899 | 0.036895
1767 | 0.83289 | 0.16604 | 0.36721 | 0.64423 | 0.24621 | 0.045915
1768 | 0.79858 | 0.055618 | 0.31551 | 0.51628 | 0.28624 | 0.039108
1769 | 0.77128 | 0.037896 | 0.35946 | 0.53507 | 0.17893 | 0.11238
1770 | 0.79446 | 0.085317 | 0.20864 | 0.57103 | 0.12774 | 0.24685
1771 | 0.731 | 0.10948 | 0.077321 | 0.55071 | 0.094526 | 0.31244
1772 | 0.66628 | 0.16146 | 0.066725 | 0.60015 | 0.091043 | 0.43978
1773 | 0.6823 | 0.229 | 0.27806 | 0.67167 | 0.21216 | 0.6203
1774 | 0.75616 | 0.20585 | 0.59219 | 0.66047 | 0.26009 | 0.67744
1775 | 0.76766 | 0.12586 | 0.71259 | 0.59686 | 0.28826 | 0.77805
1776 | 0.75025 | 0.10961 | 0.63954 | 0.72275 | 0.21103 | 0.85695
1777 | 0.71767 | 0.048274 | 0.33061 | 0.75975 | 0.10141 | 0.87312
1778 | 0.61979 | 0.047573 | 0.36777 | 0.72472 | 0.081027 | 0.88076
1779 | 0.50064 | 0.077877 | 0.64109 | 0.64228 | 0.084521 | 0.84834
1780 | 0.43848 | 0.089444 | 0.69815 | 0.59619 | 0.11999 | 0.86933
1781 | 0.43218 | 0.22998 | 0.7192 | 0.61773 | 0.27318 | 0.89739
1782 | 0.42398 | 0.41203 | 0.70862 | 0.59326 | 0.25855 | 0.87127
1783 | 0.41963 | 0.5089 | 0.55353 | 0.65106 | 0.20457 | 0.74949
1784 | 0.29687 | 0.69341 | 0.58842 | 0.67416 | 0.21791 | 0.62822
1785 | 0.16616 | 0.82637 | 0.71973 | 0.74753 | 0.35094 | 0.81904
1786 | 0.12714 | 0.85422 | 0.78526 | 0.7697 | 0.47193 | 0.8158
1787 | 0.11789 | 0.89562 | 0.85234 | 0.77384 | 0.41225 | 0.84628
1788 | 0.24499 | 0.90495 | 0.84308 | 0.74045 | 0.29195 | 0.88693
1789 | 0.31881 | 0.90694 | 0.82174 | 0.71213 | 0.20235 | 0.8768
1790 | 0.29595 | 0.90816 | 0.65195 | 0.73037 | 0.21067 | 0.82743
1791 | 0.46054 | 0.90064 | 0.55578 | 0.71557 | 0.31289 | 0.78513
1792 | 0.53386 | 0.89959 | 0.53983 | 0.75535 | 0.29223 | 0.82162
1793 | 0.66488 | 0.90428 | 0.40475 | 0.68309 | 0.26306 | 0.8508
1794 | 0.80101 | 0.88775 | 0.32354 | 0.45286 | 0.2381 | 0.80208
1795 | 0.86114 | 0.79674 | 0.19317 | 0.17535 | 0.11547 | 0.75058
1796 | 0.88636 | 0.72628 | 0.13305 | 0.10079 | 0.064202 | 0.70266
1797 | 0.88237 | 0.67959 | 0.16411 | 0.17552 | 0.07646 | 0.61644
1798 | 0.70282 | 0.54604 | 0.11775 | 0.23965 | 0.05592 | 0.43001
1799 | 0.63628 | 0.63036 | 0.10844 | 0.47089 | 0.085307 | 0.42621
1800 | 0.83236 | 0.55829 | 0.12865 | 0.57877 | 0.061172 | 0.63225
1801 | 0.73873 | 0.3021 | 0.077478 | 0.57883 | 0.036948 | 0.74056
1802 | 0.74591 | 0.2209 | 0.12272 | 0.53302 | 0.070434 | 0.79616
1803 | 0.72982 | 0.20285 | 0.12558 | 0.43421 | 0.074728 | 0.80071
1804 | 0.66141 | 0.1282 | 0.10827 | 0.37225 | 0.043576 | 0.86396
1805 | 0.50317 | 0.10568 | 0.13637 | 0.30501 | 0.039238 | 0.87729
1806 | 0.34089 | 0.15191 | 0.12682 | 0.18098 | 0.025942 | 0.82156
1807 | 0.20865 | 0.14197 | 0.10011 | 0.09617 | 0.0258 | 0.66153
1808 | 0.13608 | 0.12388 | 0.13491 | 0.071441 | 0.021896 | 0.59362
1809 | 0.12233 | 0.16562 | 0.20612 | 0.069257 | 0.033093 | 0.72363
1810 | 0.15043 | 0.16672 | 0.2196 | 0.095523 | 0.068612 | 0.80852
1811 | 0.21349 | 0.26095 | 0.3308 | 0.18262 | 0.14456 | 0.91176
1812 | 0.44587 | 0.33618 | 0.45384 | 0.38243 | 0.422 | 0.92097
1813 | 0.56751 | 0.28611 | 0.6167 | 0.49869 | 0.51288 | 0.92595
1814 | 0.64197 | 0.40669 | 0.8143 | 0.57547 | 0.52161 | 0.92598
1815 | 0.66388 | 0.5465 | 0.88162 | 0.63459 | 0.4741 | 0.92455
1816 | 0.57924 | 0.59993 | 0.88955 | 0.64491 | 0.32516 | 0.92098
1817 | 0.57232 | 0.74839 | 0.88202 | 0.75865 | 0.3174 | 0.92259
1818 | 0.58106 | 0.81977 | 0.79802 | 0.75465 | 0.35378 | 0.90191
1819 | 0.49901 | 0.79216 | 0.61334 | 0.64347 | 0.35136 | 0.53388
1820 | 0.44679 | 0.80235 | 0.3982 | 0.57227 | 0.36497 | 0.36786
1821 | 0.50626 | 0.82571 | 0.21154 | 0.55021 | 0.37583 | 0.61293
1822 | 0.49273 | 0.83651 | 0.085547 | 0.44719 | 0.32595 | 0.76465
1823 | 0.51165 | 0.87816 | 0.097828 | 0.58874 | 0.25252 | 0.85174
1824 | 0.65223 | 0.88558 | 0.094135 | 0.56687 | 0.15264 | 0.91664
1825 | 0.78516 | 0.84384 | 0.063028 | 0.22678 | 0.082238 | 0.90672
1826 | 0.8497 | 0.87662 | 0.15006 | 0.25304 | 0.054304 | 0.83782
1827 | 0.88199 | 0.89995 | 0.32746 | 0.31161 | 0.027456 | 0.67858
1828 | 0.85597 | 0.7309 | 0.41505 | 0.26321 | 0.033972 | 0.56706
1829 | 0.87211 | 0.54294 | 0.55766 | 0.37718 | 0.037692 | 0.44742
1830 | 0.86452 | 0.84968 | 0.62027 | 0.39669 | 0.021097 | 0.41975
1831 | 0.85025 | 0.72396 | 0.57569 | 0.34822 | 0.019625 | 0.60466
1832 | 0.78803 | 0.59169 | 0.56626 | 0.40094 | 0.029814 | 0.76186
1833 | 0.62153 | 0.51074 | 0.50732 | 0.49152 | 0.028071 | 0.83683
1834 | 0.41812 | 0.46661 | 0.36977 | 0.4166 | 0.028013 | 0.87904
1835 | 0.30883 | 0.46452 | 0.39002 | 0.48147 | 0.057799 | 0.85242
1836 | 0.56496 | 0.52627 | 0.37759 | 0.4819 | 0.058957 | 0.75404
1837 | 0.77679 | 0.54159 | 0.33283 | 0.48973 | 0.022965 | 0.6004
1838 | 0.77706 | 0.57689 | 0.3844 | 0.52908 | 0.044178 | 0.54613
1839 | 0.87386 | 0.6451 | 0.51029 | 0.59714 | 0.070036 | 0.58909
1840 | 0.90206 | 0.68656 | 0.59199 | 0.60738 | 0.031179 | 0.6672
1841 | 0.90453 | 0.71497 | 0.69668 | 0.67721 | 0.069826 | 0.66393
1842 | 0.90497 | 0.70374 | 0.66896 | 0.62952 | 0.067679 | 0.6365
1843 | 0.89751 | 0.6929 | 0.61626 | 0.51947 | 0.11781 | 0.61067
1844 | 0.88773 | 0.71867 | 0.65781 | 0.4805 | 0.27987 | 0.61829
1845 | 0.83816 | 0.74246 | 0.62778 | 0.40095 | 0.46753 | 0.70475
1846 | 0.71884 | 0.73176 | 0.5035 | 0.28687 | 0.63684 | 0.70347
1847 | 0.61726 | 0.72018 | 0.53855 | 0.35617 | 0.74286 | 0.76807
1848 | 0.57506 | 0.72365 | 0.45739 | 0.36541 | 0.67528 | 0.80809
1849 | 0.56343 | 0.6916 | 0.3064 | 0.35059 | 0.50247 | 0.8246
1850 | 0.40172 | 0.67027 | 0.28463 | 0.36606 | 0.36627 | 0.88227
1851 | 0.17328 | 0.69028 | 0.23864 | 0.36694 | 0.26663 | 0.90658
1852 | 0.10879 | 0.62788 | 0.1012 | 0.27048 | 0.21548 | 0.9083
1853 | 0.19022 | 0.44213 | 0.085762 | 0.2979 | 0.25388 | 0.7484
1854 | 0.15266 | 0.26624 | 0.080782 | 0.34407 | 0.18471 | 0.42503
1855 | 0.10478 | 0.25861 | 0.086622 | 0.40035 | 0.10127 | 0.29129
1856 | 0.10019 | 0.28541 | 0.13891 | 0.59714 | 0.06871 | 0.32458
1857 | 0.052551 | 0.28613 | 0.26181 | 0.68354 | 0.055251 | 0.31987
1858 | 0.022488 | 0.22423 | 0.21901 | 0.68625 | 0.052085 | 0.22144
1859 | 0.017431 | 0.35326 | 0.24139 | 0.69137 | 0.16024 | 0.20637
1860 | 0.011806 | 0.61539 | 0.33604 | 0.4982 | 0.28331 | 0.23905
1861 | 0.056972 | 0.64086 | 0.33532 | 0.30137 | 0.35607 | 0.25465
1862 | 0.12861 | 0.68621 | 0.38774 | 0.27838 | 0.51771 | 0.22226
1863 | 0.13512 | 0.78182 | 0.43842 | 0.2555 | 0.57783 | 0.22532
1864 | 0.18057 | 0.83192 | 0.47158 | 0.23318 | 0.53415 | 0.27727
1865 | 0.19658 | 0.84108 | 0.57746 | 0.393 | 0.43674 | 0.33613
1866 | 0.10032 | 0.77986 | 0.62946 | 0.44688 | 0.22211 | 0.31447
1867 | 0.065839 | 0.71615 | 0.63743 | 0.53666 | 0.097574 | 0.29655
1868 | 0.039559 | 0.7351 | 0.64374 | 0.69349 | 0.16661 | 0.255
1869 | 0.029669 | 0.76257 | 0.66177 | 0.77751 | 0.3992 | 0.21594
1870 | 0.072305 | 0.8157 | 0.43718 | 0.84463 | 0.57484 | 0.233
1871 | 0.38964 | 0.89034 | 0.14289 | 0.88493 | 0.66021 | 0.36326
1872 | 0.64917 | 0.88328 | 0.15124 | 0.87125 | 0.59874 | 0.28279
1873 | 0.7133 | 0.85603 | 0.29429 | 0.71911 | 0.38579 | 0.15058
1874 | 0.74882 | 0.82044 | 0.47409 | 0.61013 | 0.32356 | 0.11495
1875 | 0.78539 | 0.82018 | 0.54263 | 0.59351 | 0.22341 | 0.076993
1876 | 0.82134 | 0.78999 | 0.59628 | 0.36176 | 0.22922 | 0.028596
1877 | 0.8319 | 0.83053 | 0.75311 | 0.4711 | 0.27211 | 0.033333
1878 | 0.7355 | 0.80957 | 0.75164 | 0.6158 | 0.23359 | 0.021504
1879 | 0.69516 | 0.74653 | 0.6865 | 0.59562 | 0.15485 | 0.020556
1880 | 0.79669 | 0.79831 | 0.6733 | 0.62947 | 0.13525 | 0.041178
1881 | 0.85105 | 0.85277 | 0.60999 | 0.72587 | 0.15642 | 0.07354
1882 | 0.87394 | 0.91804 | 0.44444 | 0.72638 | 0.26029 | 0.099736
1883 | 0.90459 | 0.93683 | 0.53925 | 0.72031 | 0.5151 | 0.13165
1884 | 0.88961 | 0.94203 | 0.6844 | 0.51158 | 0.59912 | 0.1704
1885 | 0.83611 | 0.89768 | 0.70305 | 0.25427 | 0.54404 | 0.21754
1886 | 0.81146 | 0.64228 | 0.69145 | 0.14248 | 0.57283 | 0.25499
1887 | 0.87235 | 0.42435 | 0.64952 | 0.069937 | 0.55797 | 0.25292
1888 | 0.90791 | 0.28701 | 0.62187 | 0.018208 | 0.48608 | 0.17462
1889 | 0.91295 | 0.29814 | 0.64779 | 0.035254 | 0.4617 | 0.15184
1890 | 0.89566 | 0.28032 | 0.68683 | 0.10971 | 0.43894 | 0.17161
1891 | 0.8126 | 0.23198 | 0.64635 | 0.1387 | 0.38383 | 0.17034
1892 | 0.69042 | 0.15968 | 0.609 | 0.10717 | 0.39873 | 0.14815
1893 | 0.54794 | 0.10174 | 0.65547 | 0.10352 | 0.32824 | 0.18977
1894 | 0.39458 | 0.046854 | 0.63346 | 0.060244 | 0.23407 | 0.22525
1895 | 0.49439 | 0.045228 | 0.68407 | 0.11846 | 0.2387 | 0.27732
1896 | 0.42701 | 0.050633 | 0.7004 | 0.095565 | 0.1662 | 0.46341
1897 | 0.25763 | 0.037439 | 0.59299 | 0.067651 | 0.10602 | 0.54616
1898 | 0.26343 | 0.059189 | 0.47523 | 0.081125 | 0.12858 | 0.55703
1899 | 0.37544 | 0.1633 | 0.33945 | 0.054395 | 0.13551 | 0.56672
1900 | 0.4612 | 0.24705 | 0.241 | 0.081843 | 0.1148 | 0.50629
1901 | 0.4715 | 0.34577 | 0.35915 | 0.14829 | 0.16001 | 0.44721
1902 | 0.54252 | 0.35086 | 0.62289 | 0.16794 | 0.17634 | 0.33075
1903 | 0.56237 | 0.34504 | 0.70243 | 0.21467 | 0.16128 | 0.13875
1904 | 0.50192 | 0.35085 | 0.75969 | 0.41102 | 0.22161 | 0.064913
1905 | 0.4295 | 0.29564 | 0.80227 | 0.63076 | 0.3126 | 0.064231
1906 | 0.44467 | 0.1711 | 0.73991 | 0.69361 | 0.37485 | 0.049029
1907 | 0.5528 | 0.15881 | 0.7186 | 0.69922 | 0.59699 | 0.11796
1908 | 0.68254 | 0.15229 | 0.696 | 0.42367 | 0.66307 | 0.20256
1909 | 0.53466 | 0.13153 | 0.65266 | 0.27836 | 0.62037 | 0.19571
1910 | 0.42228 | 0.16604 | 0.35975 | 0.64503 | 0.6271 | 0.31659
1911 | 0.45055 | 0.19952 | 0.44108 | 0.74446 | 0.60465 | 0.38181
1912 | 0.29537 | 0.23178 | 0.77642 | 0.81658 | 0.55983 | 0.29886
1913 | 0.1967 | 0.35738 | 0.86009 | 0.87366 | 0.62217 | 0.46993
1914 | 0.2099 | 0.31026 | 0.88769 | 0.90608 | 0.5983 | 0.71177
1915 | 0.16334 | 0.33 | 0.89712 | 0.89973 | 0.47294 | 0.78537
1916 | 0.21333 | 0.38699 | 0.89796 | 0.80269 | 0.45208 | 0.80666
1917 | 0.32208 | 0.36986 | 0.89297 | 0.4877 | 0.41264 | 0.74597
1918 | 0.2948 | 0.4527 | 0.8979 | 0.2662 | 0.45273 | 0.68035
1919 | 0.30615 | 0.46319 | 0.9029 | 0.13188 | 0.63515 | 0.6616
1920 | 0.23733 | 0.4571 | 0.89985 | 0.087889 | 0.72532 | 0.63143
1921 | 0.2146 | 0.36435 | 0.89143 | 0.066934 | 0.76538 | 0.4843
1922 | 0.2427 | 0.24253 | 0.89078 | 0.11383 | 0.65645 | 0.35145
1923 | 0.30874 | 0.18325 | 0.89558 | 0.16733 | 0.38256 | 0.14965
1924 | 0.37787 | 0.20414 | 0.89103 | 0.17624 | 0.23868 | 0.036527
1925 | 0.45506 | 0.49832 | 0.88439 | 0.17112 | 0.27703 | 0.081916
1926 | 0.38826 | 0.69361 | 0.87321 | 0.14661 | 0.27419 | 0.19733
1927 | 0.32277 | 0.80247 | 0.8682 | 0.23098 | 0.2328 | 0.40572
1928 | 0.3214 | 0.85464 | 0.86199 | 0.3748 | 0.1912 | 0.44638
1929 | 0.3331 | 0.70863 | 0.83333 | 0.41678 | 0.09577 | 0.46656
1930 | 0.32966 | 0.5314 | 0.83225 | 0.44671 | 0.059952 | 0.43518
1931 | 0.39127 | 0.7603 | 0.80506 | 0.50336 | 0.084449 | 0.31438
1932 | 0.59819 | 0.76462 | 0.75286 | 0.53012 | 0.10067 | 0.18954
1933 | 0.76805 | 0.84525 | 0.62108 | 0.50528 | 0.22661 | 0.067718
1934 | 0.81257 | 0.75931 | 0.25438 | 0.521 | 0.27533 | 0.033916
1935 | 0.77993 | 0.65466 | 0.076879 | 0.54634 | 0.27312 | 0.046767
1936 | 0.7183 | 0.48189 | 0.29565 | 0.48869 | 0.24745 | 0.11198
1937 | 0.73016 | 0.44591 | 0.61825 | 0.49437 | 0.39319 | 0.158
1938 | 0.66396 | 0.32091 | 0.81273 | 0.48668 | 0.63918 | 0.17016
1939 | 0.59178 | 0.33314 | 0.85422 | 0.38197 | 0.78545 | 0.17734
1940 | 0.58715 | 0.36048 | 0.84733 | 0.21325 | 0.83905 | 0.21748
1941 | 0.61407 | 0.21079 | 0.85845 | 0.21239 | 0.8083 | 0.22669
1942 | 0.58099 | 0.084619 | 0.79376 | 0.4736 | 0.72539 | 0.19681
1943 | 0.64017 | 0.097941 | 0.78384 | 0.65166 | 0.75358 | 0.21857
1944 | 0.56894 | 0.12193 | 0.78652 | 0.70377 | 0.78504 | 0.13096
1945 | 0.49546 | 0.16283 | 0.81681 | 0.64225 | 0.79191 | 0.061629
1946 | 0.46749 | 0.27368 | 0.82136 | 0.50812 | 0.76824 | 0.046342
1947 | 0.31191 | 0.33815 | 0.70116 | 0.40605 | 0.75804 | 0.094957
1948 | 0.11131 | 0.30979 | 0.58246 | 0.33763 | 0.76298 | 0.4503
1949 | 0.12871 | 0.30589 | 0.43117 | 0.55306 | 0.76201 | 0.78338
1950 | 0.10836 | 0.29909 | 0.43999 | 0.72717 | 0.73052 | 0.8373
1951 | 0.16897 | 0.43225 | 0.53084 | 0.68052 | 0.62875 | 0.82576
1952 | 0.23943 | 0.64354 | 0.60815 | 0.64465 | 0.51501 | 0.82145
1953 | 0.24035 | 0.73797 | 0.68371 | 0.6681 | 0.50508 | 0.73419
1954 | 0.23402 | 0.74955 | 0.72817 | 0.60324 | 0.41574 | 0.6741
1955 | 0.22068 | 0.71301 | 0.71974 | 0.31789 | 0.4559 | 0.55157
1956 | 0.10192 | 0.5948 | 0.70748 | 0.11258 | 0.55722 | 0.30669
1957 | 0.051719 | 0.45419 | 0.66545 | 0.17261 | 0.68339 | 0.19069
1958 | 0.02733 | 0.34706 | 0.49633 | 0.27549 | 0.75172 | 0.15129
1959 | 0.016828 | 0.19358 | 0.23061 | 0.29318 | 0.78191 | 0.090766
1960 | 0.017924 | 0.10825 | 0.10424 | 0.37513 | 0.74965 | 0.031868
1961 | 0.13365 | 0.10143 | 0.039905 | 0.485 | 0.80557 | 0.039065
1962 | 0.4401 | 0.084227 | 0.14877 | 0.40314 | 0.83897 | 0.15059
1963 | 0.67673 | 0.10589 | 0.46658 | 0.28287 | 0.84226 | 0.39088
1964 | 0.77076 | 0.1864 | 0.70051 | 0.36465 | 0.84094 | 0.61604
1965 | 0.83798 | 0.24726 | 0.72353 | 0.5108 | 0.85039 | 0.67921
1966 | 0.78899 | 0.26787 | 0.59767 | 0.45918 | 0.86019 | 0.64435
1967 | 0.71719 | 0.25056 | 0.72439 | 0.1763 | 0.87852 | 0.44643
1968 | 0.62935 | 0.16921 | 0.81056 | 0.055629 | 0.89025 | 0.25727
1969 | 0.52534 | 0.13573 | 0.58568 | 0.038774 | 0.89472 | 0.15911
1970 | 0.46635 | 0.16161 | 0.53047 | 0.083087 | 0.88914 | 0.29167
1971 | 0.43772 | 0.18887 | 0.61276 | 0.065003 | 0.8917 | 0.70871
1972 | 0.31326 | 0.18653 | 0.51048 | 0.054496 | 0.89158 | 0.85661
1973 | 0.49551 | 0.1956 | 0.405 | 0.050195 | 0.82434 | 0.89784
1974 | 0.69767 | 0.13019 | 0.41282 | 0.10963 | 0.77371 | 0.89918
1975 | 0.75839 | 0.13056 | 0.46217 | 0.24984 | 0.84194 | 0.89563
1976 | 0.65167 | 0.10281 | 0.48313 | 0.29893 | 0.82035 | 0.89775
1977 | 0.45492 | 0.06735 | 0.3193 | 0.37906 | 0.85119 | 0.56489
1978 | 0.34862 | 0.052175 | 0.22761 | 0.47867 | 0.85404 | 0.70861
1979 | 0.28889 | 0.048584 | 0.39715 | 0.49916 | 0.81959 | 0.89348
1980 | 0.2737 | 0.021472 | 0.61357 | 0.37246 | 0.78327 | 0.90077
1981 | 0.22733 | 0.025677 | 0.69529 | 0.19678 | 0.78467 | 0.89063
1982 | 0.1577 | 0.06135 | 0.70435 | 0.13351 | 0.69938 | 0.87311
1983 | 0.14793 | 0.24986 | 0.6979 | 0.13848 | 0.65853 | 0.79783
1984 | 0.13809 | 0.37733 | 0.77863 | 0.17234 | 0.6823 | 0.71465
1985 | 0.11011 | 0.61704 | 0.81038 | 0.19658 | 0.66915 | 0.67045
1986 | 0.11058 | 0.57899 | 0.68163 | 0.21427 | 0.52294 | 0.58791
1987 | 0.09284 | 0.42741 | 0.49453 | 0.26445 | 0.29569 | 0.57233
1988 | 0.077702 | 0.42757 | 0.47118 | 0.27505 | 0.18479 | 0.57534
1989 | 0.085229 | 0.29046 | 0.54451 | 0.23897 | 0.094415 | 0.53886
1990 | 0.17307 | 0.15846 | 0.36452 | 0.33003 | 0.09471 | 0.51318
1991 | 0.32298 | 0.1417 | 0.1372 | 0.37998 | 0.25462 | 0.49571
1992 | 0.34395 | 0.15121 | 0.024007 | 0.32285 | 0.27148 | 0.38961
1993 | 0.29006 | 0.28498 | 0 | 0.29042 | 0.15986 | 0.29178
1994 | 0.26305 | 0.49243 | 0.098097 | 0.24986 | 0.095227 | 0.22736
1995 | 0.33442 | 0.63993 | 0.43711 | 0.2105 | 0.031888 | 0.16799
1996 | 0.56523 | 0.6811 | 0.56332 | 0.15067 | 0.022666 | 0.27424
1997 | 0.73579 | 0.72095 | 0.30194 | 0.19895 | 0.066597 | 0.61395
1998 | 0.77021 | 0.73244 | 0.30053 | 0.50067 | 0.3117 | 0.75098
1999 | 0.69115 | 0.66635 | 0.42401 | 0.71083 | 0.59134 | 0.78914
2000 | 0.70088 | 0.36171 | 0.58777 | 0.80381 | 0.68527 | 0.62714
2001 | 0.74298 | 0.22706 | 0.71675 | 0.88908 | 0.71656 | 0.58868
2002 | 0.78864 | 0.18418 | 0.80886 | 0.80473 | 0.77507 | 0.69987
2003 | 0.83894 | 0.28979 | 0.89323 | 0.51195 | 0.86606 | 0.78472
2004 | 0.85733 | 0.40961 | 0.90564 | 0.28493 | 0.81629 | 0.84033
2005 | 0.87445 | 0.65242 | 0.91271 | 0.15191 | 0.70492 | 0.87762
2006 | 0.88012 | 0.82472 | 0.91198 | 0.10569 | 0.74178 | 0.86799
2007 | 0.87029 | 0.87061 | 0.90714 | 0.12355 | 0.74377 | 0.82968
2008 | 0.82119 | 0.88555 | 0.90554 | 0.17528 | 0.6907 | 0.80019
2009 | 0.80249 | 0.87398 | 0.90171 | 0.36955 | 0.511 | 0.73378
2010 | 0.83714 | 0.80687 | 0.89448 | 0.64675 | 0.42203 | 0.69191
2011 | 0.84123 | 0.83322 | 0.85517 | 0.68187 | 0.31193 | 0.72407
2012 | 0.83234 | 0.81411 | 0.77506 | 0.65295 | 0.20557 | 0.70432
2013 | 0.79963 | 0.80662 | 0.63117 | 0.53116 | 0.14535 | 0.55837
2014 | 0.72859 | 0.8796 | 0.51061 | 0.31163 | 0.14124 | 0.46893
2015 | 0.70052 | 0.7631 | 0.43583 | 0.21815 | 0.21308 | 0.50381
2016 | 0.67095 | 0.7751 | 0.34278 | 0.21476 | 0.20258 | 0.4706
2017 | 0.54406 | 0.73264 | 0.25065 | 0.16094 | 0.11107 | 0.56128
2018 | 0.41614 | 0.57678 | 0.22099 | 0.0753 | 0.040018 | 0.63988
2019 | 0.33889 | 0.33819 | 0.19315 | 0.053267 | 0.017198 | 0.64596
2020 | 0.14345 | 0.31868 | 0.24197 | 0.029777 | 0.095816 | 0.65545
2021 | 0.04425 | 0.29556 | 0.27798 | 0.029253 | 0.26925 | 0.65683
2022 | 0.038838 | 0.58413 | 0.25513 | 0.25867 | 0.48229 | 0.65479
2023 | 0.03775 | 0.78451 | 0.30672 | 0.59786 | 0.61773 | 0.67677
2024 | 0.074181 | 0.85435 | 0.51765 | 0.74397 | 0.58523 | 0.71773
2025 | 0.1029 | 0.8791 | 0.72412 | 0.85093 | 0.54513 | 0.76684
2026 | 0.11653 | 0.66917 | 0.83121 | 0.78511 | 0.66432 | 0.83016
2027 | 0.28734 | 0.80831 | 0.82405 | 0.47055 | 0.83888 | 0.82729
2028 | 0.39632 | 0.84293 | 0.83565 | 0.20289 | 0.87296 | 0.80198
2029 | 0.53442 | 0.81719 | 0.81297 | 0.1691 | 0.89808 | 0.74367
2030 | 0.75608 | 0.86442 | 0.84407 | 0.46858 | 0.90511 | 0.57798
2031 | 0.86609 | 0.84671 | 0.88062 | 0.7425 | 0.87697 | 0.23357
2032 | 0.87018 | 0.85964 | 0.89406 | 0.78163 | 0.82905 | 0.18554
2033 | 0.87563 | 0.86569 | 0.89299 | 0.79913 | 0.89843 | 0.34333
2034 | 0.87 | 0.8551 | 0.80156 | 0.77063 | 0.84918 | 0.31441
2035 | 0.84677 | 0.75195 | 0.83573 | 0.63127 | 0.86758 | 0.5843
2036 | 0.79551 | 0.59887 | 0.83007 | 0.30606 | 0.78278 | 0.73029
2037 | 0.73324 | 0.37628 | 0.63334 | 0.14864 | 0.45558 | 0.62571
2038 | 0.64472 | 0.15423 | 0.63283 | 0.16334 | 0.29503 | 0.24686
2039 | 0.62801 | 0.027173 | 0.75831 | 0.30104 | 0.37834 | 0.04028
2040 | 0.54348 | 0.010257 | 0.80187 | 0.35102 | 0.62212 | 0.022902
2041 | 0.35939 | 0.046126 | 0.84998 | 0.35054 | 0.72438 | 0.053825
2042 | 0.33401 | 0.14854 | 0.88044 | 0.28768 | 0.6885 | 0.059272
2043 | 0.28631 | 0.19326 | 0.88246 | 0.20567 | 0.69197 | 0.12416
2044 | 0.18448 | 0.25352 | 0.88456 | 0.15295 | 0.71047 | 0.2091
2045 | 0.16038 | 0.2186 | 0.88565 | 0.18229 | 0.55032 | 0.29238
2046 | 0.10519 | 0.11245 | 0.88455 | 0.31536 | 0.34554 | 0.63888
2047 | 0.047757 | 0.13774 | 0.87854 | 0.41735 | 0.22138 | 0.81918
2048 | 0.030242 | 0.36031 | 0.86498 | 0.49915 | 0.21955 | 0.90211
2049 | 0.019867 | 0.6757 | 0.76247 | 0.63604 | 0.32138 | 0.92136
2050 | 0 | 0.75256 | 0.66959 | 0.77376 | 0.48028 | 0.91598
2051 | 0 | 0.82681 | 0.37799 | 0.82035 | 0.6352 | 0.92479
2052 | 0 | 0.88768 | 0.32685 | 0.81439 | 0.72456 | 0.92825
2053 | 0 | 0.88189 | 0.41391 | 0.78853 | 0.76756 | 0.92992
2054 | 0.046796 | 0.83132 | 0.43737 | 0.79372 | 0.76714 | 0.92654
2055 | 0.074631 | 0.88362 | 0.42993 | 0.75682 | 0.67951 | 0.90669
2056 | 0.046632 | 0.80059 | 0.48131 | 0.6373 | 0.43661 | 0.79838
2057 | 0.084289 | 0.66975 | 0.55808 | 0.59619 | 0.32108 | 0.68912
2058 | 0.047609 | 0.51975 | 0.67264 | 0.59729 | 0.23668 | 0.79016
2059 | 0.030228 | 0.41295 | 0.65884 | 0.43568 | 0.14526 | 0.80804
2060 | 0.042532 | 0.40597 | 0.54227 | 0.36728 | 0.15272 | 0.84679
2061 | 0.077589 | 0.41075 | 0.53505 | 0.26067 | 0.28352 | 0.81809
2062 | 0.16476 | 0.27012 | 0.65165 | 0.082959 | 0.42083 | 0.59645
2063 | 0.39933 | 0.14704 | 0.62876 | 0.033998 | 0.62471 | 0.33736
2064 | 0.60782 | 0.18747 | 0.40598 | 0.019148 | 0.76896 | 0.47671
2065 | 0.7369 | 0.23117 | 0.24154 | 0.016977 | 0.78003 | 0.73088
2066 | 0.77564 | 0.2584 | 0.31151 | 0.089528 | 0.82877 | 0.7918
2067 | 0.80237 | 0.29224 | 0.46052 | 0.38979 | 0.81446 | 0.88808
2068 | 0.79147 | 0.2935 | 0.58499 | 0.63743 | 0.71892 | 0.90851
2069 | 0.83463 | 0.33133 | 0.61506 | 0.73563 | 0.61275 | 0.89957
2070 | 0.85923 | 0.29287 | 0.43558 | 0.70002 | 0.53531 | 0.86435
2071 | 0.84206 | 0.24734 | 0.27803 | 0.73965 | 0.56579 | 0.85416
2072 | 0.82555 | 0.40015 | 0.18053 | 0.69893 | 0.51942 | 0.86146
2073 | 0.78591 | 0.69686 | 0.17044 | 0.52977 | 0.48558 | 0.83307
2074 | 0.70655 | 0.75101 | 0.16707 | 0.50334 | 0.62809 | 0.80241
2075 | 0.68493 | 0.57738 | 0.14177 | 0.63746 | 0.72411 | 0.80909
2076 | 0.6314 | 0.5258 | 0.11862 | 0.64134 | 0.59293 | 0.81101
2077 | 0.52514 | 0.51887 | 0.078566 | 0.6341 | 0.63862 | 0.78462
2078 | 0.40952 | 0.45409 | 0.07835 | 0.57007 | 0.76367 | 0.70923
2079 | 0.25456 | 0.37994 | 0.074703 | 0.35749 | 0.7933 | 0.5321
2080 | 0.16055 | 0.30852 | 0.055376 | 0.28251 | 0.79751 | 0.44208
2081 | 0.17031 | 0.28245 | 0.11782 | 0.37406 | 0.673 | 0.47015
2082 | 0.063733 | 0.23456 | 0.062935 | 0.25819 | 0.30162 | 0.63457
2083 | 0.029678 | 0.15698 | 0.14034 | 0.33891 | 0.1659 | 0.78526
2084 | 0.041396 | 0.080483 | 0.23935 | 0.44126 | 0.02754 | 0.85828
2085 | 0.022432 | 0.026295 | 0.24994 | 0.27585 | 0.041311 | 0.87939
2086 | 0.015583 | 0.15657 | 0.26089 | 0.14081 | 0.3789 | 0.89768
2087 | 0.06127 | 0.23675 | 0.34502 | 0.22467 | 0.69099 | 0.7793
2088 | 0.11751 | 0.3045 | 0.39893 | 0.46775 | 0.83673 | 0.46091
2089 | 0.12182 | 0.45879 | 0.34153 | 0.63216 | 0.86724 | 0.24121
2090 | 0.18718 | 0.46467 | 0.32352 | 0.74454 | 0.82604 | 0.53996
2091 | 0.23088 | 0.25889 | 0.21781 | 0.81927 | 0.76199 | 0.75127
2092 | 0.19363 | 0.10868 | 0.13483 | 0.75709 | 0.77325 | 0.82836
2093 | 0.23234 | 0.069396 | 0.12204 | 0.6776 | 0.82772 | 0.77508
2094 | 0.19694 | 0.11318 | 0.1177 | 0.65698 | 0.84465 | 0.68875
2095 | 0.10069 | 0.16314 | 0.13242 | 0.57148 | 0.81937 | 0.82451
2096 | 0.063861 | 0.17572 | 0.25142 | 0.47549 | 0.8159 | 0.88441
2097 | 0.05136 | 0.21801 | 0.39444 | 0.53118 | 0.80457 | 0.86057
2098 | 0.023827 | 0.15293 | 0.51718 | 0.76571 | 0.76611 | 0.32551
2099 | 0.015387 | 0.1201 | 0.71471 | 0.84789 | 0.8 | 0.20612
2100 | 0.028803 | 0.084868 | 0.60766 | 0.87452 | 0.78032 | 0.13568
2101 | 0.045742 | 0.042458 | 0.4415 | 0.80741 | 0.72539 | 0.18004
2102 | 0.043431 | 0.026284 | 0.34352 | 0.57196 | 0.75936 | 0.73398
2103 | 0.054339 | 0.021112 | 0.35069 | 0.4984 | 0.76601 | 0.878
2104 | 0.09126 | 0.047008 | 0.36561 | 0.68577 | 0.76054 | 0.92218
2105 | 0.079643 | 0.086527 | 0.52546 | 0.68484 | 0.80476 | 0.9167
2106 | 0.096197 | 0.11271 | 0.61728 | 0.64349 | 0.81314 | 0.91231
2107 | 0.084795 | 0.14625 | 0.68038 | 0.45846 | 0.79381 | 0.89668
2108 | 0.072884 | 0.26458 | 0.71656 | 0.43188 | 0.78897 | 0.88843
2109 | 0.12881 | 0.3592 | 0.73499 | 0.33533 | 0.7344 | 0.90597
2110 | 0.14274 | 0.65864 | 0.65166 | 0.093023 | 0.54616 | 0.91135
2111 | 0.19424 | 0.74611 | 0.64567 | 0.024637 | 0.54676 | 0.84464
2112 | 0.29456 | 0.74448 | 0.58694 | 0.10423 | 0.49435 | 0.67689
2113 | 0.3553 | 0.82275 | 0.51946 | 0.2444 | 0.45426 | 0.35653
2114 | 0.39576 | 0.89724 | 0.51798 | 0.28933 | 0.50832 | 0.13053
2115 | 0.44639 | 0.90615 | 0.48645 | 0.18233 | 0.55973 | 0.098765
2116 | 0.39622 | 0.9052 | 0.40806 | 0.07651 | 0.60471 | 0.18396
2117 | 0.30824 | 0.90241 | 0.45222 | 0.057932 | 0.74335 | 0.27838
2118 | 0.1713 | 0.89939 | 0.39686 | 0.077894 | 0.7131 | 0.20405
2119 | 0.094455 | 0.90226 | 0.32198 | 0.24263 | 0.64559 | 0.059961
2120 | 0.07039 | 0.90103 | 0.26081 | 0.56276 | 0.63704 | 0.022259
2121 | 0.078184 | 0.89803 | 0.19354 | 0.66963 | 0.6585 | 0.062742
2122 | 0.10738 | 0.88348 | 0.11042 | 0.67736 | 0.61636 | 0.34241
2123 | 0.1082 | 0.80419 | 0.058749 | 0.76932 | 0.6614 | 0.67971
2124 | 0.10025 | 0.70223 | 0.043755 | 0.83975 | 0.58206 | 0.73212
2125 | 0.044953 | 0.47388 | 0.03564 | 0.66754 | 0.44337 | 0.73962
2126 | 0.10345 | 0.33208 | 0.051503 | 0.8577 | 0.37083 | 0.50833
2127 | 0.2866 | 0.25922 | 0.066597 | 0.8258 | 0.31027 | 0.71951
2128 | 0.40848 | 0.43301 | 0.088068 | 0.74557 | 0.17436 | 0.85127
2129 | 0.42706 | 0.73906 | 0.15313 | 0.77199 | 0.14198 | 0.92017
2130 | 0.44038 | 0.8047 | 0.13699 | 0.80135 | 0.063523 | 0.82884
2131 | 0.62252 | 0.75047 | 0.12995 | 0.78145 | 0.010579 | 0.31078
2132 | 0.74632 | 0.79649 | 0.15397 | 0.7518 | 0.01406 | 0.32953
2133 | 0.79129 | 0.82625 | 0.13389 | 0.73991 | 0.067599 | 0.62783
2134 | 0.8059 | 0.80979 | 0.11319 | 0.77623 | 0.16337 | 0.89166
2135 | 0.82821 | 0.79154 | 0.16342 | 0.8075 | 0.31898 | 0.72987
2136 | 0.79556 | 0.81254 | 0.18817 | 0.78093 | 0.48656 | 0.33608
2137 | 0.63841 | 0.83186 | 0.22086 | 0.65301 | 0.66392 | 0.20778
2138 | 0.53058 | 0.84678 | 0.29708 | 0.33697 | 0.74579 | 0.17273
2139 | 0.53095 | 0.84184 | 0.27685 | 0.20231 | 0.73565 | 0.22117
2140 | 0.43324 | 0.75726 | 0.27275 | 0.13362 | 0.75477 | 0.21827
2141 | 0.36354 | 0.69421 | 0.31345 | 0.096859 | 0.73717 | 0.22184
2142 | 0.41292 | 0.77386 | 0.28706 | 0.29101 | 0.78355 | 0.3009
2143 | 0.45157 | 0.78092 | 0.25107 | 0.52313 | 0.86127 | 0.46032
2144 | 0.53858 | 0.78174 | 0.24361 | 0.65733 | 0.88967 | 0.54575
2145 | 0.58119 | 0.73791 | 0.26473 | 0.6711 | 0.83415 | 0.44494
2146 | 0.46617 | 0.62463 | 0.2493 | 0.70286 | 0.52665 | 0.35135
2147 | 0.36339 | 0.44897 | 0.26304 | 0.80129 | 0.16515 | 0.22999
2148 | 0.47552 | 0.3422 | 0.31402 | 0.79162 | 0.091325 | 0.17394
2149 | 0.47403 | 0.29172 | 0.23036 | 0.59495 | 0.30418 | 0.1971
2150 | 0.38954 | 0.24257 | 0.25418 | 0.39305 | 0.63776 | 0.20912
2151 | 0.26344 | 0.20613 | 0.29693 | 0.28389 | 0.74266 | 0.30209
2152 | 0.17108 | 0.26128 | 0.29375 | 0.20206 | 0.45439 | 0.56162
2153 | 0.24276 | 0.31063 | 0.32247 | 0.11601 | 0.20548 | 0.69239
2154 | 0.38988 | 0.47323 | 0.25689 | 0.038488 | 0.32786 | 0.60759
2155 | 0.43249 | 0.56734 | 0.50901 | 0.045955 | 0.37738 | 0.51892
2156 | 0.30298 | 0.53598 | 0.77074 | 0.1392 | 0.31648 | 0.47727
2157 | 0.19532 | 0.59378 | 0.57325 | 0.30909 | 0.16542 | 0.3197
2158 | 0.12458 | 0.58664 | 0.24587 | 0.48404 | 0.055515 | 0.23329
2159 | 0.1402 | 0.58002 | 0.16301 | 0.52887 | 0.034849 | 0.14316
2160 | 0.087315 | 0.63839 | 0.6105 | 0.35153 | 0.017795 | 0.077523
2161 | 0.050998 | 0.61366 | 0.76721 | 0.21752 | 0.018393 | 0.081795
2162 | 0.088915 | 0.62391 | 0.83987 | 0.21903 | 0.049991 | 0.31947
2163 | 0.28908 | 0.65664 | 0.89673 | 0.29532 | 0.063311 | 0.5966
2164 | 0.47462 | 0.58168 | 0.90394 | 0.28981 | 0.10061 | 0.64522
2165 | 0.59248 | 0.65237 | 0.85816 | 0.42156 | 0.34628 | 0.64716
2166 | 0.69053 | 0.5985 | 0.70139 | 0.45403 | 0.44735 | 0.6568
2167 | 0.71212 | 0.52419 | 0.63148 | 0.50935 | 0.45417 | 0.68239
2168 | 0.68534 | 0.52358 | 0.82367 | 0.60795 | 0.5206 | 0.71701
2169 | 0.61068 | 0.4744 | 0.8803 | 0.70542 | 0.41129 | 0.8274
2170 | 0.51995 | 0.29652 | 0.90005 | 0.75473 | 0.30272 | 0.7697
2171 | 0.371 | 0.28584 | 0.89912 | 0.83555 | 0.30766 | 0.47171
2172 | 0.32246 | 0.22811 | 0.90182 | 0.89312 | 0.27247 | 0.30453
2173 | 0.21452 | 0.19342 | 0.90304 | 0.89385 | 0.2114 | 0.24746
2174 | 0.34754 | 0.20652 | 0.90176 | 0.59516 | 0.20291 | 0.20105
2175 | 0.45134 | 0.30163 | 0.89604 | 0.30538 | 0.13746 | 0.23193
2176 | 0.37313 | 0.34542 | 0.87964 | 0.12755 | 0.077904 | 0.26131
2177 | 0.30684 | 0.36089 | 0.89044 | 0.036237 | 0.051179 | 0.24984
2178 | 0.21946 | 0.44324 | 0.90063 | 0.16441 | 0.039013 | 0.27785
2179 | 0.11257 | 0.40377 | 0.68634 | 0.42809 | 0.047512 | 0.30351
2180 | 0.10826 | 0.38543 | 0.3829 | 0.4277 | 0.060553 | 0.64239
2181 | 0.15505 | 0.46824 | 0.48836 | 0.35141 | 0.050851 | 0.6382
2182 | 0.23147 | 0.4609 | 0.81631 | 0.48906 | 0.043638 | 0.651
2183 | 0.35102 | 0.60347 | 0.89826 | 0.65085 | 0.041271 | 0.55422
2184 | 0.64003 | 0.72906 | 0.8974 | 0.72836 | 0.045618 | 0.49479
2185 | 0.69134 | 0.79558 | 0.89454 | 0.76327 | 0.12084 | 0.53705
2186 | 0.64676 | 0.85306 | 0.88593 | 0.83928 | 0.22234 | 0.64708
2187 | 0.73897 | 0.88895 | 0.84919 | 0.84636 | 0.32432 | 0.74294
2188 | 0.74863 | 0.90147 | 0.73743 | 0.57482 | 0.2159 | 0.76975
2189 | 0.80821 | 0.9127 | 0.67368 | 0.32549 | 0.19153 | 0.78793
2190 | 0.83382 | 0.91148 | 0.43427 | 0.4607 | 0.26462 | 0.71113

## ROR
from SMARD | 2024 ROR production (GW) | 4h blocs
1 | 1.9685 | 1.9907
2 | 1.9817 | 1.9934
3 | 2.002 | 2.0019
4 | 2.0105 | 1.955
5 | 2.0328 | 2.0063
6 | 2.0402 | 1.9582
7 | 1.9525 | 1.9171
8 | 1.9483 | 1.8879
9 | 1.972 | 2.0168
10 | 1.9757 | 2.0938
11 | 1.9972 | 2.0324
12 | 2.0625 | 1.9237
13 | 2.0235 | 1.8575
14 | 1.9347 | 1.8732
15 | 1.9255 | 1.8871
16 | 1.9363 | 1.8964
17 | 1.917 | 1.9571
18 | 2.0143 | 1.8128
19 | 2.0627 | 1.7726
20 | 2.031 | 1.8209
21 | 1.9777 | 1.9023
22 | 1.9418 | 1.8955
23 | 1.968 | 2.3949
24 | 1.9452 | 1.8903
25 | 1.919 | 1.8108
26 | 1.9305 | 1.8279
27 | 1.963 | 1.9862
28 | 1.856 | 1.9753
29 | 1.8787 | 2.2221
30 | 1.891 | 1.9058
31 | 1.867 | 1.7752
32 | 1.9147 | 1.7917
33 | 1.9315 | 1.8821
34 | 2.1547 | 1.9693
35 | 1.9912 | 2.2883
36 | 1.9895 | 1.9634
37 | 2.2252 | 1.9296
38 | 1.988 | 1.8715
39 | 2.0467 | 2.0118
40 | 2.1153 | 2.2116
41 | 2.071 | 2.244
42 | 2.0852 | 2.0217
43 | 1.9825 | 1.8457
44 | 1.991 | 1.9249
45 | 1.9347 | 2.1366
46 | 1.9027 | 1.9914
47 | 1.928 | 2.2819
48 | 1.9292 | 2.0861
49 | 1.869 | 1.9442
50 | 1.8337 | 2.0859
51 | 1.8465 | 2.5016
52 | 1.8807 | 2.2193
53 | 1.907 | 2.6391
54 | 1.835 | 2.2802
55 | 1.8413 | 1.9974
56 | 1.9095 | 2.2614
57 | 1.939 | 2.5524
58 | 1.8455 | 2.4752
59 | 1.8635 | 2.7708
60 | 1.9002 | 2.3849
61 | 1.898 | 1.9446
62 | 1.876 | 2.2916
63 | 1.927 | 2.4783
64 | 1.8847 | 2.4931
65 | 1.9167 | 2.7237
66 | 1.9872 | 2.3229
67 | 1.9763 | 1.9389
68 | 1.9483 | 2.2119
69 | 1.8802 | 2.439
70 | 1.8113 | 2.3512
71 | 1.7988 | 2.6156
72 | 1.7608 | 2.2229
73 | 1.7652 | 2.1424
74 | 1.7305 | 1.8956
75 | 1.786 | 2.2104
76 | 1.8088 | 2.1157
77 | 1.7412 | 2.1412
78 | 1.727 | 1.9499
79 | 1.8625 | 1.7484
80 | 1.953 | 1.7891
81 | 1.883 | 1.9532
82 | 1.7985 | 1.7891
83 | 1.8645 | 2.2562
84 | 2.0633 | 1.9452
85 | 1.8813 | 1.6721
86 | 1.8308 | 1.9942
87 | 1.8802 | 2.305
88 | 1.9897 | 2.0906
89 | 2.2995 | 2.1804
90 | 2.5042 | 1.8304
91 | 2.602 | 1.7003
92 | 2.174 | 1.9697
93 | 1.9535 | 2.2157
94 | 1.88 | 1.8101
95 | 1.848 | 2.2384
96 | 1.8798 | 1.8864
97 | 1.9438 | 1.8033
98 | 1.806 | 1.8505
99 | 1.7472 | 2.1039
100 | 1.7463 | 2.1261
101 | 1.7555 | 2.3563
102 | 1.7677 | 2.0322
103 | 1.8388 | 1.849
104 | 1.9495 | 2.1205
105 | 2.0025 | 2.4579
106 | 2.0152 | 2.1868
107 | 1.954 | 2.3437
108 | 1.973 | 2.0811
109 | 1.9977 | 1.8781
110 | 1.9252 | 1.9906
111 | 1.932 | 2.2363
112 | 2.0463 | 1.9241
113 | 2.2597 | 2.0654
114 | 2.3835 | 1.9762
115 | 2.1515 | 1.9287
116 | 2.0935 | 1.8702
117 | 1.9625 | 1.9197
118 | 1.9083 | 1.8967
119 | 1.9187 | 2.0563
120 | 1.8337 | 1.873
121 | 1.8022 | 1.7776
122 | 1.752 | 1.7757
123 | 1.7688 | 1.8916
124 | 1.7777 | 1.7789
125 | 1.76 | 1.8617
126 | 1.7735 | 1.8101
127 | 1.7868 | 1.7762
128 | 1.8465 | 1.7683
129 | 1.8042 | 1.7227
130 | 1.8275 | 1.7363
131 | 1.8665 | 1.9512
132 | 2.0303 | 1.839
133 | 1.8713 | 1.747
134 | 1.9487 | 1.8512
135 | 2.0667 | 1.8415
136 | 1.9905 | 1.8386
137 | 2.064 | 1.9854
138 | 2.3733 | 1.8031
139 | 2.4275 | 1.7635
140 | 2.2885 | 1.7897
141 | 2.026 | 1.806
142 | 1.9655 | 1.8146
143 | 1.8918 | 1.9387
144 | 1.9703 | 1.8509
145 | 2.0122 | 1.8844
146 | 1.9075 | 2.0026
147 | 1.931 | 2.0844
148 | 1.8678 | 2.0864
149 | 1.853 | 2.3717
150 | 1.8615 | 2.1348
151 | 1.891 | 2.0328
152 | 1.8805 | 2.0305
153 | 1.9415 | 2.178
154 | 1.957 | 2.0753
155 | 2.0245 | 2.1474
156 | 2.1242 | 2.1179
157 | 2.1325 | 2.0626
158 | 2.2102 | 2.0931
159 | 2.2323 | 2.132
160 | 2.2713 | 2.1806
161 | 2.291 | 2.2977
162 | 2.3723 | 2.1564
163 | 2.1855 | 2.0132
164 | 2.1273 | 2.0284
165 | 2.0725 | 2.1314
166 | 2.2037 | 2.1636
167 | 1.9427 | 2.0591
168 | 1.8678 | 1.9786
169 | 1.8525 | 1.9344
170 | 1.8538 | 2.061
171 | 1.8595 | 2.2242
172 | 1.817 | 2.2131
173 | 1.8482 | 2.6117
174 | 1.8313 | 2.2369
175 | 1.9638 | 2.1487
176 | 2.0565 | 2.223
177 | 2.1822 | 2.3397
178 | 2.2085 | 2.1257
179 | 2.1412 | 2.3647
180 | 2.0143 | 2.1735
181 | 2.0253 | 2.0799
182 | 1.9418 | 2.3523
183 | 1.976 | 2.4335
184 | 2.0225 | 2.2019
185 | 2.0223 | 2.3212
186 | 2.3643 | 2.1644
187 | 2.6125 | 2.0939
188 | 2.1288 | 2.12
189 | 2.051 | 2.1714
190 | 2.1115 | 2.1271
191 | 2.1423 | 2.354
192 | 2.0398 | 2.239
193 | 1.9483 | 2.1506
194 | 1.9815 | 2.2197
195 | 1.941 | 2.1918
196 | 1.906 | 2.0633
197 | 1.9115 | 2.0861
198 | 2.0048 | 2.0475
199 | 2.2268 | 1.9289
200 | 2.2005 | 2.0082
201 | 2.4567 | 1.9364
202 | 2.805 | 1.9412
203 | 2.6025 | 2.0891
204 | 2.1423 | 1.9311
205 | 2.0558 | 1.8028
206 | 1.9977 | 1.7803
207 | 2.2822 | 1.822
208 | 2.5415 | 1.8222
209 | 2.552 | 1.9447
210 | 2.658 | 1.8859
211 | 2.7345 | 1.7592
212 | 2.612 | 1.8251
213 | 2.5275 | 1.9343
214 | 2.4038 | 1.8629
215 | 2.202 | 2.0229
216 | 1.9875 | 1.8535
217 | 2.055 | 1.8095
218 | 2.1467 | 1.8566
219 | 1.9083 | 1.9857
220 | 1.8795 | 1.8842
221 | 1.872 | 1.9123
222 | 2.0673 | 1.8042
223 | 2.5125 | 1.7286
224 | 2.594 | 1.8649
225 | 2.6067 | 1.9731
226 | 2.5697 | 2.0444
227 | 2.4832 | 2.2908
228 | 2.55 | 2.0372
229 | 2.4118 | 2.1176
230 | 2.3725 | 2.1731
231 | 2.4655 | 2.1505
232 | 2.6513 | 2.0315
233 | 2.7372 | 2.0194
234 | 2.8272 | 1.9925
235 | 2.7385 | 1.8882
236 | 2.78 | 1.861
237 | 2.5795 | 1.8814
238 | 2.3895 | 1.9152
239 | 2.335 | 2.0784
240 | 2.2357 | 1.869
241 | 2.0602 | 1.8504
242 | 1.918 | 1.8525
243 | 1.884 | 1.9279
244 | 1.916 | 1.8741
245 | 2.0265 | 1.8536
246 | 2.2233 | 1.799
247 | 2.4585 | 1.7781
248 | 2.4583 | 1.7749
249 | 2.5175 | 1.8199
250 | 2.6282 | 1.7497
251 | 2.4423 | 1.9239
252 | 2.325 | 1.8799
253 | 2.5505 | 1.8125
254 | 2.3607 | 1.8856
255 | 2.484 | 2.0097
256 | 2.577 | 1.9829
257 | 2.7668 | 2.1557
258 | 2.8782 | 1.8728
259 | 2.7963 | 1.8246
260 | 2.4537 | 1.8498
261 | 2.4645 | 1.9081
262 | 2.3577 | 1.8633
263 | 2.3312 | 1.8894
264 | 2.138 | 1.8465
265 | 2.0205 | 1.7746
266 | 1.8922 | 1.8154
267 | 1.939 | 1.9326
268 | 1.904 | 1.9807
269 | 1.9955 | 1.9303
270 | 2.0048 | 1.8067
271 | 2.3815 | 1.7879
272 | 2.466 | 1.8408
273 | 2.749 | 1.8739
274 | 2.4897 | 1.8708
275 | 2.1033 | 1.9546
276 | 2.414 | 1.8304
277 | 2.3185 | 1.7783
278 | 2.3007 | 1.7627
279 | 2.439 | 1.8922
280 | 2.3465 | 1.9827
281 | 2.5118 | 1.8523
282 | 2.6778 | 1.7791
283 | 2.7055 | 1.752
284 | 2.5675 | 1.7528
285 | 2.3665 | 1.8414
286 | 2.3007 | 1.9456
287 | 2.169 | 2.0488
288 | 2.0555 | 1.924
289 | 2.2538 | 1.9355
290 | 2.0627 | 1.8543
291 | 2.1618 | 1.8368
292 | 2.0915 | 1.9012
293 | 1.9238 | 1.917
294 | 1.908 | 1.8093
295 | 1.815 | 1.7513
296 | 1.9358 | 1.8841
297 | 2.1128 | 1.9481
298 | 2.222 | 1.9401
299 | 2.2595 | 2.1196
300 | 2.2475 | 2.0137
301 | 2.2825 | 1.9569
302 | 2.1248 | 2.1143
303 | 1.9752 | 2.1983
304 | 2.0802 | 2.1596
305 | 2.0235 | 2.2127
306 | 2.1187 | 2.0425
307 | 2.172 | 1.9967
308 | 2.2505 | 2.0631
309 | 2.2305 | 2.0829
310 | 1.9647 | 2.0387
311 | 1.846 | 2.0173
312 | 1.7583 | 1.9823
313 | 1.7628 | 1.9081
314 | 1.7368 | 2.0675
315 | 1.7397 | 2.1487
316 | 1.7543 | 2.13
317 | 1.7993 | 2.0697
318 | 1.7875 | 1.9227
319 | 1.7808 | 1.8591
320 | 1.7888 | 1.9149
321 | 2.1205 | 2.0206
322 | 2.02 | 1.9823
323 | 1.839 | 2.1916
324 | 1.8333 | 2.3397
325 | 1.815 | 2.1488
326 | 1.7443 | 2.1053
327 | 1.786 | 2.1047
328 | 1.811 | 2.1277
329 | 2.231 | 2.0865
330 | 2.3098 | 2.0313
331 | 2.3022 | 1.9949
332 | 2.1818 | 1.9699
333 | 1.9968 | 2.0292
334 | 1.9917 | 2.0694
335 | 1.982 | 2.0747
336 | 1.8105 | 1.9512
337 | 1.677 | 1.9329
338 | 1.6827 | 1.9915
339 | 1.6723 | 1.9641
340 | 1.6562 | 2.0095
341 | 1.733 | 2.0257
342 | 1.8133 | 1.977
343 | 2.1258 | 1.8768
344 | 2.3047 | 2.0088
345 | 2.505 | 2.089
346 | 2.4337 | 1.8941
347 | 2.266 | 2.2413
348 | 2.0152 | 2.0264
349 | 2.279 | 1.8996
350 | 2.2803 | 2.0272
351 | 2.0208 | 2.0502
352 | 1.7822 | 1.8867
353 | 1.91 | 1.9728
354 | 2.3385 | 1.9551
355 | 2.356 | 1.8388
356 | 2.117 | 1.8519
357 | 2.0118 | 1.8322
358 | 1.7635 | 1.8164
359 | 1.7635 | 1.965
360 | 1.783 | 1.8971
361 | 1.7075 | 1.8178
362 | 1.7127 | 1.8572
363 | 1.6732 | 1.9033
364 | 1.7075 | 1.8856
365 | 1.7475 | 2.0026
366 | 1.7848 | 1.9125
367 | 2.0895 | 1.8504
368 | 2.2572 | 1.8571
369 | 2.3363 | 1.8516
370 | 2.3173 | 1.8835
371 | 2.1643 | 1.9026
372 | 2.045 | 1.7631
373 | 1.805 | 1.7389
374 | 1.7512 | 1.7445
375 | 1.8313 | 1.867
376 | 1.8527 | 1.7411
377 | 2.1925 | 1.8119
378 | 2.3455 | 1.7319
379 | 2.3785 | 1.7365
380 | 2.037 | 1.7761
381 | 1.9563 | 2.0435
382 | 1.8005 | 1.8486
383 | 1.9225 | 1.9563
384 | 1.8665 | 1.8533
385 | 1.848 | 1.7997
386 | 1.793 | 1.8359
387 | 1.7908 | 1.7768
388 | 1.7812 | 1.9102
389 | 1.8155 | 1.9812
390 | 1.7937 | 1.8184
391 | 1.8275 | 1.7739
392 | 1.9652 | 1.8568
393 | 1.9992 | 1.897
394 | 1.9198 | 1.9053
395 | 2.1667 | 2.004
396 | 2.33 | 1.8957
397 | 2.0882 | 1.8394
398 | 1.97 | 1.8785
399 | 2.1275 | 1.8989
400 | 2.3188 | 1.8761
401 | 2.2538 | 2.1002
402 | 2.4343 | 2.0021
403 | 2.471 | 1.8237
404 | 2.2662 | 1.9066
405 | 2.1593 | 1.9789
406 | 1.9532 | 1.9492
407 | 2.072 | 1.9672
408 | 1.9445 | 1.8311
409 | 1.879 | 1.7539
410 | 1.8282 | 1.7634
411 | 1.8237 | 1.8416
412 | 1.865 | 1.8473
413 | 1.9925 | 1.8253
414 | 1.935 | 1.7251
415 | 2.217 | 1.6909
416 | 2.3375 | 1.6974
417 | 2.3862 | 1.7309
418 | 2.3958 | 1.666
419 | 2.5005 | 1.6969
420 | 2.5492 | 1.7319
421 | 2.2683 | 1.6771
422 | 2.0398 | 1.7929
423 | 2.1555 | 1.7745
424 | 2.2837 | 1.7569
425 | 2.2727 | 2.0676
426 | 2.4232 | 1.8858
427 | 2.384 | 1.7894
428 | 2.2948 | 1.8898
429 | 2.303 | 1.8271
430 | 2.1587 | 1.8721
431 | 1.97 | 2.0309
432 | 1.8925 | 1.8476
433 | 1.8658 | 1.7343
434 | 1.8742 | 1.8429
435 | 1.8805 | 1.8235
436 | 1.892 | 1.9196
437 | 1.8898 | 2.0416
438 | 1.899 | 1.9461
439 | 1.991 | 1.7958
440 | 2.1827 | 1.8964
441 | 2.2052 | 1.8008
442 | 2.5143 | 1.7248
443 | 2.2422 | 2.0484
444 | 1.9835 | 1.8732
445 | 1.9055 | 1.7058
446 | 1.902 | 1.7705
447 | 1.949 | 1.791
448 | 1.94 | 1.832
449 | 1.9403 | 1.8373
450 | 2.108 | 1.7709
451 | 2.1605 | 1.6993
452 | 2.0528 | 1.752
453 | 2.0112 | 1.7707
454 | 2.031 | 1.8392
455 | 1.9065 | 1.9616
456 | 1.956 | 1.8687
457 | 1.9603 | 1.8383
458 | 1.8575 | 1.7869
459 | 1.9567 | 1.8764
460 | 1.9405 | 1.9096
461 | 1.859 | 1.98
462 | 1.9065 | 1.9014
463 | 1.8593 | 1.7383
464 | 1.8562 | 1.8988
465 | 1.9045 | 1.8884
466 | 1.8978 | 1.8788
467 | 1.9225 | 1.9191
468 | 1.954 | 1.8959
469 | 1.9325 | 1.8871
470 | 1.9187 | 1.9948
471 | 1.894 | 2.0304
472 | 1.8417 | 2.0741
473 | 1.9245 | 2.1023
474 | 1.9948 | 2.0422
475 | 2.1652 | 1.9707
476 | 2.1408 | 2.0273
477 | 1.8978 | 2.0638
478 | 1.9225 | 2.0421
479 | 1.8535 | 2.1427
480 | 1.8182 | 1.9628
481 | 1.7505 | 1.8586
482 | 1.772 | 1.8602
483 | 1.8095 | 1.8867
484 | 1.7785 | 1.9149
485 | 1.7535 | 2.0287
486 | 1.7577 | 1.9631
487 | 1.7737 | 1.9061
488 | 1.8177 | 1.9498
489 | 1.8325 | 2.0396
490 | 1.8585 | 2.031
491 | 1.9445 | 2.0205
492 | 1.931 | 2.0497
493 | 1.833 | 2.0366
494 | 1.7897 | 1.8795
495 | 1.757 | 1.9407
496 | 1.7357 | 1.9678
497 | 1.7663 | 2.0025
498 | 1.873 | 1.8782
499 | 1.9085 | 1.8137
500 | 1.899 | 1.7963
501 | 1.8638 | 1.783
502 | 1.82 | 1.8202
503 | 1.7877 | 1.9283
504 | 1.7688 | 1.9324
505 | 1.8075 | 1.8318
506 | 1.7477 | 1.8578
507 | 1.7755 | 1.9109
508 | 1.774 | 1.8871
509 | 1.7777 | 2.0109
510 | 1.7933 | 1.8826
511 | 1.7323 | 1.8047
512 | 1.77 | 1.8144
513 | 1.8242 | 1.8997
514 | 1.6985 | 1.8906
515 | 1.6887 | 2.0624
516 | 1.6792 | 1.8895
517 | 1.6938 | 1.7653
518 | 1.707 | 1.9341
519 | 1.7677 | 1.9757
520 | 1.7765 | 1.9166
521 | 1.8575 | 2.0972
522 | 1.9298 | 1.9154
523 | 2.0115 | 1.8144
524 | 2.006 | 1.8414
525 | 1.9683 | 2.0427
526 | 1.8202 | 1.9467
527 | 1.7808 | 2.0604
528 | 1.7868 | 1.8961
529 | 1.7537 | 1.8321
530 | 1.7417 | 1.8183
531 | 1.7423 | 1.8724
532 | 1.7503 | 1.8614
533 | 1.789 | 1.9636
534 | 1.8295 | 1.9019
535 | 1.888 | 1.7323
536 | 1.8982 | 1.7604
537 | 1.904 | 1.8462
538 | 1.8653 | 1.9215
539 | 1.79 | 1.8747
540 | 1.8068 | 1.8136
541 | 1.8413 | 1.8062
542 | 1.8425 | 1.7844
543 | 1.8397 | 1.7808
544 | 1.831 | 1.8239
545 | 1.9265 | 1.8287
546 | 2.035 | 1.7798
547 | 2.041 | 1.6796
548 | 1.9392 | 1.7271
549 | 1.8587 | 1.9276
550 | 1.7955 | 1.7531
551 | 1.7822 | 1.8626
552 | 1.776 | 1.8651
553 | 1.7712 | 1.8606
554 | 1.7737 | 1.8928
555 | 1.762 | 1.8556
556 | 1.747 | 1.8484
557 | 1.7515 | 1.9024
558 | 1.7737 | 1.8858
559 | 1.8315 | 1.7974
560 | 1.8022 | 1.8633
561 | 1.804 | 1.7899
562 | 1.8302 | 1.7277
563 | 1.8033 | 1.8057
564 | 1.7865 | 1.8041
565 | 1.8655 | 1.7992
566 | 1.7775 | 1.7785
567 | 1.7905 | 1.7731
568 | 1.825 | 1.7462
569 | 1.8228 | 1.81
570 | 1.904 | 1.7906
571 | 2.0067 | 1.7622
572 | 2.0213 | 1.9729
573 | 1.8337 | 1.9531
574 | 1.852 | 1.8719
575 | 1.87 | 1.8456
576 | 1.8478 | 1.8
577 | 1.8535 | 1.8636
578 | 1.8753 | 1.9346
579 | 1.8922 | 1.7878
580 | 1.9167 | 1.6304
581 | 1.955 | 1.8421
582 | 1.9815 | 1.8162
583 | 2.0185 | 1.7623
584 | 2.0553 | 1.7594
585 | 2.0935 | 1.7996
586 | 2.0445 | 1.6949
587 | 2.065 | 1.9388
588 | 2.1347 | 1.868
589 | 2.1015 | 1.7814
590 | 2.0953 | 2.009
591 | 2.0762 | 1.957
592 | 2.0725 | 1.9236
593 | 2.313 | 2.0063
594 | 2.4505 | 1.8671
595 | 2.5238 | 1.7897
596 | 2.1995 | 1.8639
597 | 2.1307 | 2.0149
598 | 2.0793 | 2.0503
599 | 2.1845 | 1.9127
600 | 2.1448 | 1.8466
601 | 2.0678 | 1.809
602 | 2.0402 | 1.9295
603 | 2.0112 | 1.8457
604 | 2.0118 | 1.854
605 | 2.0082 | 1.9443
606 | 2.0067 | 1.8836
607 | 2.0377 | 1.8261
608 | 2.0692 | 1.8926
609 | 2.2812 | 1.8254
610 | 2.195 | 1.8733
611 | 2.133 | 1.9022
612 | 2.1027 | 1.8577
613 | 2.0835 | 1.8397
614 | 2.0795 | 2.0001
615 | 2.0725 | 1.8596
616 | 2.0655 | 1.8686
617 | 2.0735 | 1.9349
618 | 2.107 | 1.7341
619 | 2.2035 | 1.7341
620 | 2.2055 | 1.7452
621 | 2.106 | 1.7431
622 | 2.122 | 1.557
623 | 2.134 | 1.7622
624 | 2.1098 | 1.7395
625 | 2.0583 | 1.6789
626 | 2.0465 | 1.7203
627 | 2.0765 | 1.7096
628 | 2.0692 | 1.6303
629 | 2.0997 | 1.9146
630 | 2.1132 | 1.8206
631 | 2.0833 | 1.7907
632 | 2.076 | 1.865
633 | 2.0652 | 1.8691
634 | 2.1245 | 1.8538
635 | 2.1677 | 2.0051
636 | 2.1705 | 1.9073
637 | 2.1282 | 1.8451
638 | 2.163 | 2.0143
639 | 2.1608 | 2.0603
640 | 2.2705 | 1.9412
641 | 2.439 | 2.059
642 | 2.3028 | 2.0824
643 | 2.228 | 2.0194
644 | 2.221 | 2.2066
645 | 2.2182 | 2.1581
646 | 2.2052 | 2.0577
647 | 2.1503 | 2.2952
648 | 2.0518 | 2.2425
649 | 2.053 | 2.1149
650 | 2.021 | 2.3322
651 | 1.9912 | 2.2038
652 | 1.9875 | 2.0801
653 | 1.996 | 2.1627
654 | 2.0257 | 2.0849
655 | 2.0398 | 1.9749
656 | 2.0522 | 2.0171
657 | 2.066 | 1.9828
658 | 2.1175 | 1.9001
659 | 2.1515 | 1.9929
660 | 2.1905 | 2.0416
661 | 2.1263 | 1.9252
662 | 2.1015 | 1.9941
663 | 2.223 | 2.0067
664 | 2.2035 | 2.1037
665 | 2.0608 | 2.2128
666 | 2.0652 | 2.1366
667 | 2.0865 | 1.9769
668 | 2.024 | 2.0195
669 | 1.9937 | 2.0558
670 | 2.0005 | 2.0634
671 | 1.982 | 2.1054
672 | 1.9383 | 2.0649
673 | 1.96 | 1.9912
674 | 1.9418 | 2.1448
675 | 1.925 | 2.044
676 | 1.911 | 2.0719
677 | 1.9372 | 2.3258
678 | 1.9243 | 2.2483
679 | 2.0265 | 2.085
680 | 2.356 | 2.2852
681 | 2.3845 | 1.9817
682 | 2.22 | 1.9449
683 | 2.19 | 2.2008
684 | 2.1023 | 2.1337
685 | 2.0412 | 2.192
686 | 2.0335 | 2.2178
687 | 2.2435 | 2.0825
688 | 2.5343 | 1.9877
689 | 2.6825 | 2.1283
690 | 2.6372 | 2.0531
691 | 2.634 | 1.9436
692 | 2.493 | 2.1626
693 | 2.4075 | 2.0065
694 | 2.1258 | 2.0439
695 | 2.227 | 2.1714
696 | 2.1875 | 1.9706
697 | 2.1565 | 2.0039
698 | 2.145 | 2.0626
699 | 2.194 | 2.0317
700 | 2.0993 | 2.0714
701 | 2.048 | 2.1064
702 | 2.1055 | 2.0599
703 | 2.292 | 1.9875
704 | 2.4465 | 2.0739
705 | 2.4685 | 1.998
706 | 2.2895 | 2.0009
707 | 2.3093 | 2.1376
708 | 2.2917 | 1.9647
709 | 2.119 | 1.8842
710 | 2.1322 | 1.8914
711 | 2.1325 | 1.8268
712 | 2.119 | 1.7311
713 | 2.2572 | 1.9968
714 | 2.3485 | 2.0116
715 | 2.4668 | 2.0016
716 | 2.3862 | 2.1809
717 | 2.2595 | 2.0054
718 | 2.238 | 1.9013
719 | 2.1475 | 2.1226
720 | 2.049 | 2.0299
721 | 2.01 | 1.9751
722 | 2.0025 | 2.1404
723 | 2.0372 | 1.9821
724 | 2.2698 | 1.9966
725 | 2.0442 | 2.3038
726 | 2.1063 | 2.0919
727 | 2.49 | 2.0427
728 | 2.7685 | 2.1342
729 | 2.8003 | 1.9196
730 | 2.446 | 1.7459
731 | 2.3087 | 2.0572
732 | 2.179 | 1.9952
733 | 2.1132 | 1.8956
734 | 2.2447 | 2.0391
735 | 2.1713 | 2.0417
736 | 2.2782 | 1.8821
737 | 2.2595 | 2.1219
738 | 2.3422 | 2.0984
739 | 2.3617 | 2.0513
740 | 2.3213 | 2.1564
741 | 2.393 | 2.1154
742 | 2.1147 | 2.0216
743 | 2.1045 | 2.2738
744 | 2.0452 | 2.2812
745 | 2.1128 | 2.0267
746 | 2.121 | 2.0946
747 | 2.0545 | 2.0091
748 | 2.0875 | 2.0699
749 | 2.1307 | 2.2493
750 | 2.113 | 2.0336
751 | 2.1227 | 1.9152
752 | 2.1135 | 1.8209
753 | 2.1858 | 1.7432
754 | 2.2997 | 1.7389
755 | 2.1143 | 1.9832
756 | 2.086 | 2.0659
757 | 2.093 | 1.9817
758 | 2.1455 | 2.0852
759 | 2.0765 | 2.0745
760 | 2.1932 | 2.0833
761 | 2.353 | 2.3331
762 | 2.2797 | 2.1866
763 | 2.3985 | 2.1482
764 | 2.3847 | 2.2908
765 | 2.2492 | 2.2103
766 | 2.2265 | 2.2435
767 | 2.2483 | 2.3561
768 | 2.232 | 2.2035
769 | 2.053 | 2.1688
770 | 2.0857 | 2.3438
771 | 2.2828 | 2.259
772 | 2.181 | 2.2262
773 | 2.1963 | 2.4377
774 | 2.314 | 2.3585
775 | 2.2203 | 2.3221
776 | 2.1482 | 2.3192
777 | 2.2575 | 2.2487
778 | 2.2258 | 2.1663
779 | 2.192 | 2.4491
780 | 2.092 | 2.3659
781 | 2.0922 | 2.1712
782 | 2.0585 | 2.2877
783 | 2.0495 | 2.1304
784 | 2.0528 | 2.0425
785 | 2.1095 | 2.3709
786 | 2.1058 | 2.2983
787 | 2.0402 | 2.1593
788 | 2.0888 | 2.1873
789 | 2.0288 | 2.0467
790 | 2.111 | 1.9491
791 | 2.085 | 2.2906
792 | 1.9652 | 2.1478
793 | 1.911 | 2.022
794 | 1.9027 | 1.9842
795 | 1.9232 | 1.8196
796 | 1.9788 | 1.7413
797 | 1.997 | 2.1874
798 | 2.0065 | 2.0176
799 | 2.016 | 1.9741
800 | 2.0133 | 2.2058
801 | 1.9655 | 2.1123
802 | 1.931 | 2.021
803 | 1.9078 | 2.2267
804 | 1.9412 | 2.1009
805 | 1.942 | 2.0427
806 | 1.9398 | 2.1288
807 | 1.9532 | 1.8903
808 | 1.9298 | 1.6752
809 | 1.9135 | 2.1753
810 | 2.0895 | 2.058
811 | 2.223 | 2.0154
812 | 2.1305 | 2.09
813 | 2.018 | 1.8819
814 | 1.9315 | 1.9112
815 | 1.9145 | 2.2517
816 | 1.8602 | 2.1196
817 | 1.8137 | 2.0254
818 | 1.8057 | 2.0861
819 | 1.7955 | 2.0229
820 | 1.7962 | 2.0738
821 | 1.7772 | 2.3007
822 | 1.7715 | 2.2238
823 | 1.776 | 2.1462
824 | 1.7962 | 2.3386
825 | 1.805 | 2.375
826 | 1.8495 | 2.243
827 | 1.8122 | 2.4922
828 | 1.8213 | 2.5703
829 | 1.8288 | 2.5219
830 | 1.8225 | 2.5153
831 | 1.82 | 2.2631
832 | 1.8177 | 2.1522
833 | 1.8765 | 2.5466
834 | 1.9578 | 2.5541
835 | 1.9997 | 2.4887
836 | 1.9447 | 2.3359
837 | 1.9632 | 2.2017
838 | 1.9062 | 2.1609
839 | 1.8438 | 2.4824
840 | 1.8302 | 2.6135
841 | 1.783 | 2.5408
842 | 1.7668 | 2.4053
843 | 1.744 | 2.1074
844 | 1.743 | 2.0904
845 | 1.7523 | 2.5581
846 | 1.7993 | 2.4431
847 | 1.8738 | 2.2136
848 | 1.8753 | 2.4508
849 | 1.9463 | 2.43
850 | 1.9018 | 2.3529
851 | 1.9647 | 2.4641
852 | 1.9243 | 2.4127
853 | 1.8718 | 2.2221
854 | 1.8635 | 2.4658
855 | 1.8502 | 2.3279
856 | 1.866 | 2.2386
857 | 1.9883 | 2.5396
858 | 2.0013 | 2.5784
859 | 2.0602 | 2.3872
860 | 2.042 | 2.4996
861 | 1.963 | 2.2883
862 | 1.8533 | 2.2632
863 | 1.8077 | 2.6448
864 | 1.79 | 2.6058
865 | 1.7917 | 2.3021
866 | 1.7915 | 2.5778
867 | 1.816 | 2.5992
868 | 1.8388 | 2.4741
869 | 1.7792 | 2.6918
870 | 1.8048 | 2.7927
871 | 1.9143 | 2.6713
872 | 1.928 | 2.4324
873 | 1.99 | 2.313
874 | 2.063 | 2.2129
875 | 1.9463 | 2.4714
876 | 1.9438 | 2.4666
877 | 1.9138 | 2.2911
878 | 1.9343 | 2.2161
879 | 1.8853 | 2.0485
880 | 1.8035 | 2.0842
881 | 1.8675 | 2.4693
882 | 1.9772 | 2.5839
883 | 1.9187 | 2.1909
884 | 1.8855 | 2.4044
885 | 1.8097 | 2.1986
886 | 1.798 | 2.1954
887 | 1.8017 | 2.8347
888 | 1.8075 | 2.6449
889 | 1.7375 | 2.4286
890 | 1.7237 | 2.7143
891 | 1.7223 | 2.47
892 | 1.731 | 2.4055
893 | 1.7955 | 2.6631
894 | 1.848 | 2.4928
895 | 1.929 | 2.2773
896 | 1.887 | 2.3864
897 | 1.9245 | 2.355
898 | 2.0412 | 2.2736
899 | 1.9975 | 2.5996
900 | 1.929 | 2.8846
901 | 2.1002 | 2.4795
902 | 2.0845 | 2.5532
903 | 2.022 | 2.5369
904 | 1.971 | 2.5917
905 | 2.1895 | 2.7418
906 | 2.3175 | 2.6135
907 | 2.4428 | 2.246
908 | 2.2132 | 2.778
909 | 2.0423 | 2.6143
910 | 2.0133 | 2.2738
911 | 2.0623 | 2.6768
912 | 2.031 | 2.3046
913 | 2.0905 | 2.0558
914 | 2.1187 | 2.0652
915 | 2.1237 | 1.9771
916 | 2.1372 | 1.8813
917 | 2.1437 | 1.989
918 | 2.1435 | 1.9229
919 | 2.185 | 1.7632
920 | 2.2203 | 1.74
921 | 2.2723 | 1.8353
922 | 2.2305 | 1.8802
923 | 2.0798 | 2.0128
924 | 2.0195 | 2.1024
925 | 2.0165 | 1.9012
926 | 2.0768 | 2.3235
927 | 1.9672 | 2.2027
928 | 2.0655 | 2.0928
929 | 2.0158 | 2.2445
930 | 2.114 | 2.0217
931 | 2.0195 | 1.8286
932 | 1.9283 | 1.9013
933 | 1.9805 | 1.8188
934 | 2.007 | 1.8121
935 | 2.0213 | 1.9563
936 | 1.9612 | 1.9609
937 | 1.9495 | 1.7955
938 | 1.8867 | 1.8984
939 | 1.873 | 2.0307
940 | 1.8438 | 1.9178
941 | 1.846 | 2.0371
942 | 1.876 | 2.1542
943 | 1.8553 | 1.8976
944 | 1.8667 | 2.0846
945 | 1.8478 | 2.0512
946 | 1.8833 | 2.0987
947 | 1.9053 | 2.3927
948 | 1.8895 | 2.4291
949 | 1.8282 | 2.1979
950 | 1.8905 | 2.4089
951 | 1.9438 | 2.0576
952 | 1.9983 | 2.0719
953 | 2.0928 | 2.3598
954 | 2.0665 | 2.3666
955 | 2.1477 | 2.0461
956 | 2.0067 | 2.1185
957 | 1.906 | 2.1007
958 | 1.864 | 2.0017
959 | 1.8742 | 2.2124
960 | 1.8317 | 2.1917
961 | 1.855 | 1.9984
962 | 1.8005 | 2.0068
963 | 1.8765 | 1.9619
964 | 1.8698 | 1.8895
965 | 1.8402 | 2.3005
966 | 1.8525 | 2.1283
967 | 1.8053 | 1.9872
968 | 1.912 | 2.2284
969 | 1.9158 | 2.0534
970 | 1.9062 | 2.1271
971 | 1.9835 | 2.3146
972 | 1.906 | 2.0461
973 | 1.8485 | 2.0383
974 | 1.882 | 2.1466
975 | 1.8895 | 2.1018
976 | 1.8762 | 2.0386
977 | 1.8385 | 2.3528
978 | 1.8735 | 2.2487
979 | 1.855 | 1.9571
980 | 1.8473 | 2.1685
981 | 1.8325 | 2.1673
982 | 1.7845 | 2.1886
983 | 1.7937 | 2.4632
984 | 1.7853 | 2.5257
985 | 1.761 | 2.2081
986 | 1.7842 | 2.5066
987 | 1.7775 | 2.2383
988 | 1.7895 | 2.3015
989 | 1.765 | 2.593
990 | 1.7623 | 2.4973
991 | 1.7535 | 2.2492
992 | 1.8188 | 2.6084
993 | 1.8927 | 2.3921
994 | 1.858 | 2.4703
995 | 1.7465 | 2.783
996 | 1.7822 | 2.5933
997 | 1.7652 | 2.2383
998 | 1.7468 | 2.1423
999 | 1.7523 | 2.0104
1000 | 1.7348 | 1.8602
1001 | 1.8333 | 2.2606
1002 | 1.8965 | 2.316
1003 | 1.9763 | 2.1829
1004 | 1.9895 | 2.1562
1005 | 1.9325 | 2.0376
1006 | 1.877 | 2
1007 | 1.8695 | 2.5241
1008 | 1.8408 | 2.7817
1009 | 1.828 | 2.4672
1010 | 1.8095 | 2.6589
1011 | 1.8085 | 2.3423
1012 | 1.804 | 2.2794
1013 | 1.8095 | 2.6064
1014 | 1.8498 | 2.7115
1015 | 1.8377 | 2.5038
1016 | 2.0452 | 2.5524
1017 | 2.1175 | 2.3474
1018 | 1.9643 | 2.5883
1019 | 1.968 | 2.8309
1020 | 1.989 | 2.6633
1021 | 1.9045 | 2.6698
1022 | 1.9452 | 2.8037
1023 | 1.9983 | 2.7
1024 | 2.0835 | 2.4401
1025 | 2.1018 | 2.6241
1026 | 2.2113 | 2.6682
1027 | 2.2582 | 2.243
1028 | 2.0518 | 2.6064
1029 | 1.917 | 2.2473
1030 | 1.8858 | 2.4111
1031 | 1.8738 | 2.8181
1032 | 1.8148 | 2.8244
1033 | 1.8337 | 2.6147
1034 | 1.822 | 2.7151
1035 | 1.835 | 2.623
1036 | 1.8077 | 2.5001
1037 | 1.8037 | 2.6079
1038 | 1.833 | 2.1869
1039 | 1.8377 | 2.1503
1040 | 1.9245 | 2.2107
1041 | 1.838 | 2.1876
1042 | 1.9355 | 2.0054
1043 | 1.9385 | 2.2356
1044 | 1.9205 | 2.3686
1045 | 1.8653 | 2.1371
1046 | 1.876 | 2.0623
1047 | 1.8742 | 2.0834
1048 | 1.8377 | 2.1496
1049 | 1.837 | 2.4684
1050 | 1.8722 | 2.6888
1051 | 1.933 | 2.5242
1052 | 1.9152 | 2.5646
1053 | 1.8927 | 2.3617
1054 | 1.8453 | 2.3001
1055 | 1.8438 | 2.7003
1056 | 1.8042 | 2.7323
1057 | 1.799 | 2.5786
1058 | 1.7855 | 2.686
1059 | 1.7472 | 2.2845
1060 | 1.7668 | 2.2271
1061 | 1.82 | 2.6854
1062 | 1.7997 | 2.6409
1063 | 1.7995 | 2.4149
1064 | 1.8425 | 2.6886
1065 | 1.8993 | 2.2585
1066 | 1.9607 | 2.2302
1067 | 1.938 | 2.6331
1068 | 1.9323 | 2.7563
1069 | 1.8845 | 2.7183
1070 | 1.9555 | 2.6294
1071 | 1.9467 | 2.2877
1072 | 2.136 | 2.1277
1073 | 1.9737 | 2.6987
1074 | 1.8615 | 2.7664
1075 | 1.9627 | 2.5606
1076 | 1.9232 | 2.5907
1077 | 1.8105 | 2.3445
1078 | 1.8085 | 2.2003
1079 | 1.7993 | 2.5456
1080 | 1.8085 | 2.7953
1081 | 1.853 | 2.7471
1082 | 1.8065 | 2.5309
1083 | 1.716 | 2.1417
1084 | 1.7763 | 2.0332
1085 | 1.799 | 2.6911
1086 | 1.7757 | 2.5461
1087 | 1.889 | 2.1432
1088 | 1.8995 | 2.3905
1089 | 1.8767 | 2.2556
1090 | 1.8582 | 2.1969
1091 | 1.9098 | 2.5311
1092 | 1.8507 | 2.6344
1093 | 1.8313 | 2.3509
1094 | 1.8822 | 2.6632
1095 | 1.8538 | 2.5412
1096 | 1.916 | 2.3759
1097 | 1.9295 | 2.6549
1098 | 2.0133 | 2.6456
1099 | 1.9732 | 2.3605
1100 | 1.9025 | 2.6487
1101 | 1.8645 | 2.4853
1102 | 1.8505 | 2.2994
1103 | 1.86 | 2.6081
1104 | 1.7468 | 2.7348
1105 | 1.7842 | 2.3691
1106 | 1.802 | 2.7743
1107 | 1.7735 | 2.5869
1108 | 1.7535 | 2.5983
1109 | 1.726 | 2.7331
1110 | 1.7392 | 2.5326
1111 | 1.773 | 2.268
1112 | 1.8125 | 2.3916
1113 | 1.8197 | 2.2776
1114 | 1.8313 | 2.1593
1115 | 1.9592 | 2.3469
1116 | 1.9587 | 2.495
1117 | 1.9418 | 2.3696
1118 | 1.982 | 2.4718
1119 | 1.9852 | 2.2024
1120 | 2.0217 | 2.1116
1121 | 2.004 | 2.5031
1122 | 1.7855 | 2.9141
1123 | 1.7895 | 2.344
1124 | 1.8302 | 2.1477
1125 | 1.8048 | 1.9836
1126 | 1.7665 | 1.8834
1127 | 1.7977 | 2.2357
1128 | 1.7472 | 2.3659
1129 | 1.7697 | 2.2621
1130 | 1.741 | 2.2036
1131 | 1.7235 | 2.173
1132 | 1.7737 | 2.2054
1133 | 1.727 | 2.5568
1134 | 1.7145 | 2.7025
1135 | 1.7605 | 2.4874
1136 | 1.809 | 2.634
1137 | 1.84 | 2.2221
1138 | 1.8698 | 2.2944
1139 | 1.8217 | 2.8526
1140 | 1.834 | 2.7306
1141 | 1.8747 | 2.5314
1142 | 1.982 | 2.8102
1143 | 1.9855 | 2.4962
1144 | 1.94 | 2.2458
1145 | 1.9427 | 2.8364
1146 | 1.9903 | 2.7101
1147 | 2.1445 | 2.8083
1148 | 2.1175 | 2.8112
1149 | 1.9868 | 2.6438
1150 | 1.8913 | 2.3487
1151 | 1.9183 | 2.8732
1152 | 1.8998 | 2.9066
1153 | 1.9307 | 2.6459
1154 | 1.9915 | 2.7746
1155 | 1.963 | 2.5126
1156 | 1.8567 | 2.5554
1157 | 1.8077 | 2.8607
1158 | 1.8655 | 2.7629
1159 | 1.8825 | 2.7256
1160 | 1.8615 | 2.8788
1161 | 1.8362 | 2.7541
1162 | 1.8455 | 2.5691
1163 | 1.828 | 2.4711
1164 | 1.8375 | 2.3397
1165 | 1.937 | 2.6069
1166 | 1.9123 | 2.1948
1167 | 1.857 | 2.2329
1168 | 1.8985 | 2.0832
1169 | 1.8627 | 2.4879
1170 | 1.9167 | 2.8244
1171 | 1.9447 | 2.3694
1172 | 1.9438 | 2.2164
1173 | 1.8747 | 1.9859
1174 | 1.8042 | 1.8976
1175 | 1.7868 | 2.4447
1176 | 1.7712 | 2.7837
1177 | 1.7552 | 2.4141
1178 | 1.7415 | 2.7502
1179 | 1.7277 | 2.3632
1180 | 1.7808 | 2.3114
1181 | 1.8282 | 2.8767
1182 | 1.8545 | 2.6785
1183 | 1.8793 | 2.5641
1184 | 1.9745 | 2.733
1185 | 1.9832 | 2.4004
1186 | 1.9403 | 2.2608
1187 | 1.8935 | 2.4573
1188 | 1.9755 | 2.5419
1189 | 1.9405 | 2.2493
1190 | 1.9848 | 2.4472
1191 | 1.9185 | 2.2542
1192 | 1.9167 | 2.3031
1193 | 2.0398 | 2.4644
1194 | 2.1085 | 2.6816
1195 | 2.1713 | 2.6042
1196 | 2.1587 | 2.7566
1197 | 2.0375 | 2.258
1198 | 2.004 | 2.132
1199 | 1.9995 | 2.4461
1200 | 2.014 | 2.7006
1201 | 1.9948 | 2.5919
1202 | 1.9187 | 2.6517
1203 | 1.9405 | 2.4026
1204 | 1.9735 | 2.1378
1205 | 2.0217 | 2.6122
1206 | 1.9905 | 2.4493
1207 | 2.1435 | 2.4335
1208 | 2.3013 | 2.5024
1209 | 2.3087 | 2.0841
1210 | 2.2005 | 2.1368
1211 | 2.1902 | 2.5334
1212 | 2.0938 | 2.3927
1213 | 2.1305 | 2.3062
1214 | 2.1492 | 2.4355
1215 | 2.1915 | 1.9765
1216 | 2.1673 | 1.9583
1217 | 2.171 | 2.6764
1218 | 2.289 | 2.6487
1219 | 2.2807 | 2.3665
1220 | 2.11 | 2.4098
1221 | 2.1677 | 2.2246
1222 | 2.043 | 2.0907
1223 | 2.014 | 2.6328
1224 | 1.9452 | 2.7849
1225 | 1.974 | 2.5579
1226 | 1.978 | 2.8139
1227 | 2.023 | 2.3335
1228 | 2.0118 | 2.2206
1229 | 1.9955 | 2.6356
1230 | 1.982 | 2.7288
1231 | 2.102 | 2.5449
1232 | 2.173 | 2.8599
1233 | 2.135 | 2.3876
1234 | 2.0755 | 2.1544
1235 | 2.0528 | 2.5496
1236 | 2.0685 | 2.6874
1237 | 2.0528 | 2.472
1238 | 2.0545 | 2.6615
1239 | 2.0372 | 2.105
1240 | 2.0103 | 2.1291
1241 | 2.131 | 2.5242
1242 | 2.0177 | 2.5752
1243 | 1.969 | 2.2709
1244 | 1.9512 | 2.2366
1245 | 2.0612 | 2.1834
1246 | 1.9903 | 2.0238
1247 | 1.9452 | 2.4534
1248 | 1.9323 | 2.6222
1249 | 1.8885 | 2.2147
1250 | 1.8747 | 2.2049
1251 | 1.9218 | 1.9881
1252 | 1.9472 | 2.0366
1253 | 1.9203 | 2.4158
1254 | 2.0492 | 2.3191
1255 | 2.1037 | 2.2997
1256 | 2.1968 | 2.1122
1257 | 2.1637 | 2.0311
1258 | 2.3133 | 1.8965
1259 | 2.0553 | 2.2743
1260 | 2.0625 | 2.4952
1261 | 2.1292 | 1.9685
1262 | 2.233 | 2.1409
1263 | 2.1465 | 2.1091
1264 | 2.0112 | 1.9387
1265 | 1.992 | 2.3392
1266 | 2.1705 | 2.3007
1267 | 2.0775 | 1.9806
1268 | 2.039 | 2.2252
1269 | 1.9365 | 2.0532
1270 | 1.9532 | 1.9372
1271 | 1.8918 | 2.2347
1272 | 1.9095 | 2.2534
1273 | 1.8567 | 2.0063
1274 | 1.888 | 2.1307
1275 | 1.8558 | 2.0254
1276 | 1.836 | 1.8854
1277 | 1.859 | 2.1591
1278 | 1.8635 | 2.1697
1279 | 1.9203 | 2.0232
1280 | 2.0168 | 2.3063
1281 | 2.035 | 2.3497
1282 | 1.9418 | 2.2651
1283 | 2.0337 | 2.5694
1284 | 2.0718 | 2.3729
1285 | 2.014 | 2.1434
1286 | 1.9618 | 2.4033
1287 | 1.9492 | 2.2539
1288 | 2.004 | 2.1993
1289 | 2.089 | 2.3679
1290 | 2.1475 | 2.2889
1291 | 2.2375 | 2.1731
1292 | 2.2923 | 2.229
1293 | 2.314 | 2.0827
1294 | 2.3537 | 1.9676
1295 | 2.3923 | 2.2302
1296 | 2.299 | 2.3221
1297 | 2.1077 | 2.1713
1298 | 2.1645 | 2.0516
1299 | 2.183 | 2.0214
1300 | 2.14 | 1.9781
1301 | 2.0602 | 2.2215
1302 | 2.145 | 2.2466
1303 | 2.113 | 1.9578
1304 | 2.103 | 2.3682
1305 | 2.1412 | 2.0654
1306 | 2.1015 | 1.921
1307 | 2.0785 | 2.3311
1308 | 2.0975 | 2.1382
1309 | 2.152 | 1.9386
1310 | 2.175 | 2.1826
1311 | 2.1015 | 2.0523
1312 | 2.0823 | 1.8036
1313 | 2.0515 | 2.3833
1314 | 2.095 | 2.1796
1315 | 2.078 | 1.8388
1316 | 2.1215 | 2.2569
1317 | 2.1115 | 2.0539
1318 | 2.003 | 1.8767
1319 | 2.0013 | 2.3815
1320 | 2.0095 | 2.2966
1321 | 1.9852 | 1.9242
1322 | 1.9892 | 2.2008
1323 | 2.0183 | 2.0556
1324 | 1.987 | 1.9192
1325 | 1.9823 | 2.4386
1326 | 1.9645 | 2.2631
1327 | 1.9538 | 1.8751
1328 | 1.979 | 1.891
1329 | 1.9897 | 1.9604
1330 | 2.0575 | 1.8958
1331 | 2.0505 | 2.0397
1332 | 2.019 | 2.1208
1333 | 2.049 | 1.8188
1334 | 2.1212 | 1.718
1335 | 2.0922 | 1.732
1336 | 2.015 | 1.6606
1337 | 1.9772 | 1.9658
1338 | 2.0825 | 2.1845
1339 | 2.1427 | 1.6921
1340 | 2.0965 | 1.6972
1341 | 1.97 | 1.5663
1342 | 1.9715 | 1.5282
1343 | 1.9412 | 2.1498
1344 | 1.922 | 2.0864
1345 | 1.9605 | 1.7958
1346 | 1.921 | 1.9929
1347 | 1.926 | 1.6882
1348 | 1.924 | 1.6796
1349 | 1.9398 | 2.2665
1350 | 1.9705 | 2.0738
1351 | 2.0297 | 1.7377
1352 | 2.026 | 2.1012
1353 | 1.9305 | 1.9059
1354 | 1.987 | 1.8653
1355 | 1.9737 | 1.9912
1356 | 1.965 | 1.8677
1357 | 1.9868 | 1.8137
1358 | 1.952 | 2.0162
1359 | 2.061 | 1.8558
1360 | 2.0383 | 1.8778
1361 | 2.0387 | 2.4138
1362 | 2.0278 | 2.2342
1363 | 2.0532 | 1.8061
1364 | 1.983 | 1.9906
1365 | 1.988 | 1.9098
1366 | 2.0097 | 1.7751
1367 | 2.0097 | 2.0441
1368 | 1.9005 | 1.893
1369 | 1.8898 | 1.6366
1370 | 1.8357 | 1.7632
1371 | 1.902 | 1.7118
1372 | 1.8798 | 1.6366
1373 | 1.888 | 2.1186
1374 | 1.9292 | 2.0942
1375 | 2.0505 | 1.6743
1376 | 2.1675 | 1.8282
1377 | 2.1435 | 1.6497
1378 | 2.0645 | 1.7858
1379 | 2.099 | 1.8776
1380 | 2.049 | 1.8441
1381 | 1.8435 | 1.7265
1382 | 1.8538 | 1.7685
1383 | 1.9207 | 1.772
1384 | 1.9583 | 1.8212
1385 | 2.029 | 2.1587
1386 | 2.219 | 2.0864
1387 | 2.4263 | 1.9452
1388 | 2.291 | 2.4856
1389 | 2.1747 | 2.1229
1390 | 2.0368 | 1.9689
1391 | 1.945 | 2.3855
1392 | 1.9492 | 2.2576
1393 | 1.918 | 2.0714
1394 | 1.892 | 2.253
1395 | 1.8995 | 2.1304
1396 | 1.889 | 2.0239
1397 | 1.8985 | 2.4506
1398 | 1.9828 | 2.1291
1399 | 2.0968 | 1.8338
1400 | 2.131 | 2.053
1401 | 2.1233 | 2.0029
1402 | 2.1185 | 1.7897
1403 | 2.0562 | 2.2662
1404 | 1.9027 | 2.1802
1405 | 1.841 | 1.7937
1406 | 1.8705 | 2.2763
1407 | 1.909 | 1.9736
1408 | 1.9265 | 1.9717
1409 | 1.9607 | 2.1454
1410 | 1.9675 | 1.9696
1411 | 1.9983 | 1.6783
1412 | 1.9645 | 1.7704
1413 | 1.967 | 1.8139
1414 | 1.9723 | 1.7789
1415 | 1.9343 | 1.9134
1416 | 1.947 | 2.0692
1417 | 1.871 | 1.9989
1418 | 1.8405 | 1.7883
1419 | 1.8222 | 1.6452
1420 | 1.8213 | 1.5919
1421 | 1.8242 | 1.9362
1422 | 1.8065 | 1.8053
1423 | 1.8962 | 1.6141
1424 | 1.8805 | 1.6395
1425 | 1.8605 | 1.7523
1426 | 1.8665 | 1.6706
1427 | 1.7942 | 2.0085
1428 | 1.8075 | 1.9688
1429 | 1.7862 | 1.6087
1430 | 1.8093 | 1.997
1431 | 1.8582 | 1.7317
1432 | 1.812 | 1.6646
1433 | 1.8302 | 2.366
1434 | 2.0017 | 2.0934
1435 | 2.0263 | 1.6697
1436 | 2.0017 | 1.8328
1437 | 1.9305 | 1.7344
1438 | 1.9583 | 1.5656
1439 | 1.8895 | 2.0176
1440 | 1.8102 | 1.7377
1441 | 1.8213 | 1.6178
1442 | 1.8445 | 2.1513
1443 | 1.7928 | 1.7946
1444 | 1.8128 | 1.5773
1445 | 1.8542 | 2.2282
1446 | 1.8687 | 1.857
1447 | 1.8465 | 1.5996
1448 | 1.8593 | 2.016
1449 | 1.8687 | 1.6941
1450 | 1.8382 | 1.5973
1451 | 1.9547 | 2.1963
1452 | 1.9515 | 2.2099
1453 | 1.897 | 1.6201
1454 | 1.8413 | 1.9053
1455 | 1.9575 | 1.6796
1456 | 1.8465 | 1.5662
1457 | 1.8795 | 1.7388
1458 | 1.9937 | 1.6231
1459 | 2.1728 | 1.4689
1460 | 1.9645 | 1.5508
1461 | 1.8942 | 1.465
1462 | 1.9465 | 1.3965
1463 | 1.8893 | 1.7641
1464 | 1.92 | 1.5718
1465 | 1.8698 | 1.3758
1466 | 1.869 | 1.4158
1467 | 1.844 | 1.4201
1468 | 1.8188 | 1.3695
1469 | 1.8365 | 1.7566
1470 | 1.8373 | 1.4523
1471 | 1.8727 | 1.3819
1472 | 1.882 | 1.823
1473 | 1.8907 | 1.7731
1474 | 1.8745 | 1.6309
1475 | 1.8135 | 2.1362
1476 | 1.8275 | 1.7632
1477 | 1.8253 | 1.6446
1478 | 1.9527 | 1.972
1479 | 1.911 | 1.7268
1480 | 1.845 | 1.65
1481 | 1.886 | 2.0776
1482 | 1.9563 | 1.8186
1483 | 1.9065 | 1.5286
1484 | 1.8615 | 1.9326
1485 | 1.8425 | 1.8108
1486 | 1.778 | 1.6584
1487 | 1.7205 | 1.8757
1488 | 1.7112 | 1.5858
1489 | 1.7357 | 1.5524
1490 | 1.7188 | 1.7057
1491 | 1.7495 | 1.7534
1492 | 1.7515 | 1.695
1493 | 1.7503 | 2.0012
1494 | 1.751 | 1.7094
1495 | 1.7332 | 1.6374
1496 | 1.7435 | 1.8147
1497 | 1.7792 | 1.6602
1498 | 1.9803 | 1.7828
1499 | 1.875 | 1.8659
1500 | 1.8335 | 1.5598
1501 | 1.7783 | 1.5088
1502 | 1.7288 | 1.5104
1503 | 1.743 | 1.5295
1504 | 1.7143 | 1.4629
1505 | 1.7167 | 1.6503
1506 | 1.7485 | 1.5087
1507 | 1.8873 | 1.406
1508 | 1.8953 | 1.4292
1509 | 1.825 | 1.4186
1510 | 1.7083 | 1.3956
1511 | 1.6778 | 1.6834
1512 | 1.7165 | 1.5348
1513 | 1.7417 | 1.4951
1514 | 1.7335 | 2.0197
1515 | 1.7372 | 1.9314
1516 | 1.7335 | 1.7274
1517 | 1.7078 | 1.9599
1518 | 1.7288 | 1.8558
1519 | 1.799 | 1.8002
1520 | 1.8687 | 1.9203
1521 | 2.014 | 1.8604
1522 | 2.0985 | 1.8301
1523 | 2.0697 | 1.8821
1524 | 1.9917 | 1.7866
1525 | 1.8702 | 1.7609
1526 | 1.887 | 1.8
1527 | 1.8097 | 1.7973
1528 | 1.8273 | 1.7406
1529 | 1.9125 | 2.0128
1530 | 1.9005 | 1.8486
1531 | 2.014 | 1.7982
1532 | 1.998 | 2.1597
1533 | 1.8855 | 1.9083
1534 | 1.9018 | 1.9192
1535 | 1.8145 | 2.2711
1536 | 1.8113 | 2.1193
1537 | 1.8195 | 1.9117
1538 | 1.7885 | 2.0598
1539 | 1.795 | 1.8433
1540 | 1.7957 | 1.8634
1541 | 1.776 | 2.0736
1542 | 1.7845 | 1.9578
1543 | 1.913 | 1.9634
1544 | 1.87 | 1.9788
1545 | 1.8082 | 1.7825
1546 | 1.781 | 1.8751
1547 | 1.7757 | 2.1044
1548 | 1.7423 | 1.8868
1549 | 1.8462 | 1.8379
1550 | 1.959 | 1.7432
1551 | 1.937 | 1.7449
1552 | 1.8985 | 1.7392
1553 | 1.9658 | 2.1162
1554 | 1.9272 | 1.9273
1555 | 1.994 | 1.8898
1556 | 2.038 | 2.2044
1557 | 1.8847 | 2.0724
1558 | 1.8145 | 1.9779
1559 | 1.8093 | 2.215
1560 | 1.765 | 1.9895
1561 | 1.8195 | 1.7486
1562 | 1.7888 | 2.1543
1563 | 1.7515 | 2.0216
1564 | 1.7357 | 1.8556
1565 | 1.7483 | 2.0465
1566 | 1.7942 | 1.7954
1567 | 1.8878 | 1.7234
1568 | 1.997 | 2.0881
1569 | 1.9495 | 1.9991
1570 | 1.863 | 1.8862
1571 | 1.9018 | 2.2021
1572 | 1.8738 | 1.8382
1573 | 1.885 | 1.7447
1574 | 1.9583 | 2.2589
1575 | 1.9087 | 2.0102
1576 | 1.869 | 1.817
1577 | 1.885 | 2.0823
1578 | 1.9783 | 1.7921
1579 | 2.0427 | 1.7364
1580 | 2.11 | 1.8975
1581 | 1.9615 | 1.8902
1582 | 1.9227 | 1.9063
1583 | 1.8562 | 2.1648
1584 | 1.8422 | 1.9454
1585 | 1.842 | 1.8196
1586 | 1.8373 | 1.8408
1587 | 1.841 | 1.7664
1588 | 1.8373 | 1.7075
1589 | 1.8348 | 2.2008
1590 | 1.8585 | 1.8961
1591 | 1.8982 | 1.9457
1592 | 1.9225 | 2.1119
1593 | 1.875 | 1.6856
1594 | 1.886 | 1.6342
1595 | 1.9115 | 2.2988
1596 | 1.923 | 1.8729
1597 | 1.824 | 1.7924
1598 | 1.8862 | 2.1345
1599 | 1.9112 | 1.8255
1600 | 1.883 | 1.7732
1601 | 2.026 | 2.4034
1602 | 2.11 | 2.0099
1603 | 2.2027 | 2.0322
1604 | 2.062 | 2.3216
1605 | 2.1027 | 2.2156
1606 | 2.0215 | 1.9484
1607 | 1.9775 | 2.048
1608 | 1.9065 | 1.9436
1609 | 1.8622 | 1.937
1610 | 1.8208 | 2.032
1611 | 1.8093 | 1.9501
1612 | 1.8025 | 1.9001
1613 | 1.8068 | 2.2559
1614 | 1.8645 | 1.9704
1615 | 1.9105 | 1.8789
1616 | 2.0445 | 2.0177
1617 | 2.0257 | 1.9732
1618 | 1.9757 | 1.9114
1619 | 1.9735 | 2.3568
1620 | 1.9405 | 2.0542
1621 | 1.9165 | 2.0099
1622 | 2.0147 | 2.1671
1623 | 1.9605 | 2.1461
1624 | 1.9053 | 2.0067
1625 | 1.8838 | 2.1942
1626 | 1.976 | 2.0408
1627 | 2.035 | 2.0323
1628 | 1.974 | 2.0576
1629 | 1.8368 | 2.0198
1630 | 1.8822 | 2.0537
1631 | 1.8447 | 2.2508
1632 | 1.7605 | 2.1622
1633 | 1.794 | 2.0716
1634 | 1.7495 | 2.1044
1635 | 1.7512 | 2.1121
1636 | 1.7208 | 2.1211
1637 | 1.7377 | 2.3268
1638 | 1.7475 | 2.0404
1639 | 1.7855 | 1.9723
1640 | 1.783 | 2.1196
1641 | 1.778 | 2.0149
1642 | 1.8807 | 2.0064
1643 | 1.8355 | 2.1016
1644 | 1.872 | 2.0671
1645 | 1.8228 | 2.0809
1646 | 1.7962 | 2.2501
1647 | 1.842 | 2.2435
1648 | 1.928 | 2.0995
1649 | 1.7855 | 2.5388
1650 | 1.8137 | 2.1974
1651 | 1.8645 | 2.1059
1652 | 1.8373 | 2.2439
1653 | 1.8165 | 2.2036
1654 | 1.7383 | 2.1902
1655 | 1.6703 | 2.4457
1656 | 1.6755 | 2.1732
1657 | 1.691 | 2.092
1658 | 1.7065 | 2.1338
1659 | 1.6883 | 2.1166
1660 | 1.6778 | 2.2267
1661 | 1.6925 | 2.6333
1662 | 1.684 | 2.2226
1663 | 1.6955 | 2.1071
1664 | 1.7178 | 2.5242
1665 | 1.7127 | 2.2381
1666 | 1.6965 | 2.1797
1667 | 1.7445 | 2.6695
1668 | 1.7697 | 2.2174
1669 | 1.6938 | 2.0941
1670 | 1.6465 | 2.1797
1671 | 1.6538 | 2.1048
1672 | 1.67 | 2.1223
1673 | 1.673 | 2.3309
1674 | 1.6798 | 2.0789
1675 | 1.7052 | 2.0488
1676 | 1.7297 | 2.0245
1677 | 1.7208 | 2.0608
1678 | 1.737 | 2.0906
1679 | 1.7737 | 2.1385
1680 | 1.6963 | 2.0562
1681 | 1.691 | 1.9732
1682 | 1.6623 | 2.1282
1683 | 1.6852 | 2.034
1684 | 1.6698 | 2.0492
1685 | 1.7195 | 2.7353
1686 | 1.8015 | 2.2031
1687 | 1.8213 | 2.0622
1688 | 1.8295 | 2.1848
1689 | 1.7777 | 2.0916
1690 | 1.77 | 2.1615
1691 | 1.7672 | 2.3497
1692 | 1.783 | 2.124
1693 | 1.7355 | 2.0348
1694 | 1.7755 | 2.1907
1695 | 1.7465 | 1.9516
1696 | 1.77 | 1.9755
1697 | 1.9323 | 2.4493
1698 | 2.1025 | 2.0535
1699 | 2.145 | 2.0344
1700 | 2.0905 | 2.1153
1701 | 1.9535 | 2.1495
1702 | 1.9018 | 2.1343
1703 | 1.844 | 2.5152
1704 | 1.844 | 2.3117
1705 | 1.8778 | 1.9927
1706 | 1.733 | 2.4093
1707 | 1.7748 | 2.2636
1708 | 1.772 | 2.2738
1709 | 1.7933 | 2.4444
1710 | 1.8738 | 2.3169
1711 | 1.921 | 2.1267
1712 | 1.971 | 2.1774
1713 | 1.9187 | 2.0808
1714 | 1.8415 | 2.11
1715 | 1.7643 | 2.3141
1716 | 1.7837 | 2.0638
1717 | 1.8933 | 1.9227
1718 | 1.8853 | 1.923
1719 | 1.881 | 1.9656
1720 | 1.8288 | 2.0163
1721 | 1.9892 | 2.1369
1722 | 2.0805 | 2.1023
1723 | 2.042 | 2.0656
1724 | 2.0118 | 2.5421
1725 | 1.8967 | 2.3835
1726 | 1.8693 | 2.5217
1727 | 1.815 | 2.7732
1728 | 1.8095 | 2.4551
1729 | 1.7877 | 2.1487
1730 | 1.7107 | 2.6397
1731 | 1.6823 | 2.437
1732 | 1.7563 | 2.312
1733 | 1.7595 | 2.5994
1734 | 1.76 | 2.1131
1735 | 1.8767 | 2.0784
1736 | 1.9755 | 2.1609
1737 | 1.8878 | 2.2086
1738 | 1.8237 | 2.1064
1739 | 1.7968 | 2.2536
1740 | 1.7857 | 1.9735
1741 | 1.7965 | 1.9983
1742 | 1.9558 | 2.1865
1743 | 1.9307 | 2.0358
1744 | 1.9952 | 2.1524
1745 | 1.9455 | 2.5156
1746 | 2.0497 | 2.2378
1747 | 2.0842 | 2.1442
1748 | 2.0867 | 2.4758
1749 | 2.0802 | 2.5495
1750 | 1.957 | 2.4059
1751 | 1.8882 | 2.6491
1752 | 1.859 | 2.3372
1753 | 1.8593 | 2.1834
1754 | 1.7857 | 2.2479
1755 | 1.7783 | 2.2999
1756 | 1.76 | 2.1104
1757 | 1.759 | 2.4031
1758 | 1.8042 | 2.006
1759 | 1.973 | 1.8855
1760 | 2.0495 | 1.9139
1761 | 1.929 | 1.9247
1762 | 1.8042 | 1.9541
1763 | 1.7572 | 2.0162
1764 | 1.7127 | 1.8309
1765 | 1.7063 | 1.7639
1766 | 1.7225 | 2.1932
1767 | 1.7412 | 2.0798
1768 | 1.7292 | 1.8927
1769 | 1.7977 | 2.459
1770 | 2.1092 | 2.0279
1771 | 2.1928 | 1.84
1772 | 2.0938 | 1.9947
1773 | 1.9745 | 1.9323
1774 | 1.8913 | 1.8062
1775 | 1.8807 | 2.1605
1776 | 1.7463 | 1.8882
1777 | 1.7023 | 1.8314
1778 | 1.7085 | 2.2319
1779 | 1.7078 | 2.0685
1780 | 1.7045 | 1.9969
1781 | 1.6863 | 2.2673
1782 | 1.7195 | 2.0451
1783 | 1.821 | 1.8744
1784 | 1.8553 | 2.1842
1785 | 1.863 | 2.0983
1786 | 1.7697 | 2.1427
1787 | 1.748 | 2.3313
1788 | 1.7833 | 2.0382
1789 | 1.8778 | 1.7813
1790 | 1.899 | 2.1974
1791 | 1.7695 | 1.9252
1792 | 1.7817 | 1.9901
1793 | 1.7817 | 2.3692
1794 | 1.7988 | 1.9524
1795 | 1.8735 | 1.9319
1796 | 1.8953 | 1.9974
1797 | 1.8057 | 1.8947
1798 | 1.7865 | 1.8136
1799 | 1.7783 | 2.0986
1800 | 1.7132 | 1.733
1801 | 1.6918 | 1.6683
1802 | 1.7063 | 1.6027
1803 | 1.7035 | 1.665
1804 | 1.6958 | 1.6609
1805 | 1.7428 | 1.9276
1806 | 1.777 | 1.7684
1807 | 1.7517 | 1.6258
1808 | 1.7365 | 1.698
1809 | 1.7655 | 1.7249
1810 | 1.7723 | 1.7164
1811 | 1.7577 | 1.8518
1812 | 1.7873 | 1.6925
1813 | 1.7865 | 1.6425
1814 | 1.8295 | 1.8226
1815 | 1.9018 | 1.7049
1816 | 1.839 | 1.6492
1817 | 1.8835 | 2.2706
1818 | 1.968 | 1.7421
1819 | 2.0848 | 1.5698
1820 | 1.91 | 1.6406
1821 | 1.929 | 1.7063
1822 | 1.8875 | 1.8866
1823 | 1.8395 | 2.2347
1824 | 1.819 | 1.7236
1825 | 1.849 | 1.6333
1826 | 1.84 | 1.8552
1827 | 1.828 | 2.0494
1828 | 1.8362 | 2.0579
1829 | 1.8388 | 2.0399
1830 | 1.814 | 1.5666
1831 | 1.7385 | 1.4472
1832 | 1.7563 | 1.4552
1833 | 1.7895 | 1.4505
1834 | 1.8553 | 1.4831
1835 | 1.9047 | 1.5883
1836 | 1.9563 | 1.4917
1837 | 1.9335 | 1.4217
1838 | 1.9198 | 1.3545
1839 | 1.9198 | 1.3842
1840 | 1.8653 | 1.412
1841 | 1.8742 | 1.8074
1842 | 1.9743 | 1.4356
1843 | 2.054 | 1.3042
1844 | 2.0175 | 1.3404
1845 | 1.9888 | 1.4363
1846 | 1.9678 | 1.4397
1847 | 1.866 | 1.493
1848 | 1.7833 | 1.4579
1849 | 1.7505 | 1.4873
1850 | 1.721 | 1.5842
1851 | 1.768 | 1.6036
1852 | 1.7138 | 1.5199
1853 | 1.7645 | 1.9713
1854 | 1.823 | 1.4352
1855 | 2.0063 | 1.4129
1856 | 2.0015 | 1.6301
1857 | 1.9072 | 1.6651
1858 | 1.841 | 1.7944
1859 | 1.8867 | 1.9862
1860 | 1.9185 | 1.6966
1861 | 1.958 | 1.5087
1862 | 1.8487 | 1.7909
1863 | 1.8442 | 2.1141
1864 | 1.8642 | 2.1926
1865 | 1.9143 | 2.2436
1866 | 1.8773 | 1.7753
1867 | 1.9445 | 1.4586
1868 | 1.9405 | 1.8389
1869 | 1.9232 | 2.0602
1870 | 1.9005 | 2.0438
1871 | 1.89 | 2.2566
1872 | 1.8698 | 1.6611
1873 | 1.8642 | 1.4408
1874 | 1.8747 | 1.5856
1875 | 1.896 | 1.618
1876 | 1.9132 | 1.9254
1877 | 1.9367 | 1.6801
1878 | 1.956 | 1.5455
1879 | 2.008 | 1.4663
1880 | 2.0783 | 1.4074
1881 | 1.9923 | 1.4445
1882 | 2.0232 | 1.4354
1883 | 2.0518 | 1.812
1884 | 2.0543 | 1.4792
1885 | 2.0568 | 1.3681
1886 | 2.0682 | 1.3477
1887 | 2.1172 | 1.3217
1888 | 2.0543 | 1.4817
1889 | 2.0848 | 1.7198
1890 | 2.0793 | 1.4214
1891 | 2.1107 | 1.3305
1892 | 2.1345 | 1.4224
1893 | 2.095 | 1.5187
1894 | 2.0225 | 1.5517
1895 | 2.0435 | 1.8341
1896 | 2.0078 | 1.4016
1897 | 1.9732 | 1.3212
1898 | 1.9535 | 1.5452
1899 | 1.9663 | 1.8893
1900 | 1.9897 | 2.025
1901 | 2.0042 | 2.1191
1902 | 2.021 | 1.6117
1903 | 2.0497 | 1.3841
1904 | 2.0343 | 1.5366
1905 | 2.059 | 1.8747
1906 | 2.0817 | 1.9125
1907 | 2.0703 | 1.8476
1908 | 2.0442 | 1.3871
1909 | 2.0675 | 1.3021
1910 | 2.0175 | 1.333
1911 | 2.0198 | 1.3861
1912 | 2.0635 | 1.3869
1913 | 2.063 | 1.7637
1914 | 2.1303 | 1.3429
1915 | 2.2273 | 1.2763
1916 | 2.1503 | 1.3174
1917 | 2.0347 | 1.3744
1918 | 1.9618 | 1.3051
1919 | 1.935 | 1.5551
1920 | 1.9198 | 1.2753
1921 | 1.8958 | 1.2098
1922 | 1.8545 | 1.2038
1923 | 1.8422 | 1.261
1924 | 1.8417 | 1.3301
1925 | 1.8453 | 1.412
1926 | 1.8595 | 1.2928
1927 | 1.8653 | 1.1546
1928 | 1.8707 | 1.2241
1929 | 1.8633 | 1.3213
1930 | 1.8838 | 1.2841
1931 | 1.9 | 1.3479
1932 | 1.8998 | 1.233
1933 | 1.8707 | 1.2195
1934 | 1.8845 | 1.2926
1935 | 1.9367 | 1.2845
1936 | 1.9678 | 1.3546
1937 | 1.9783 | 1.6274
1938 | 1.9885 | 1.2957
1939 | 2.1023 | 1.3154
1940 | 2.0457 | 1.3822
1941 | 2.0013 | 1.4236
1942 | 1.93 | 1.3713
1943 | 1.9725 | 1.5453
1944 | 1.9485 | 1.3646
1945 | 1.9172 | 1.3177
1946 | 1.9025 | 1.4793
1947 | 1.891 | 1.5189
1948 | 1.9135 | 1.5499
1949 | 1.885 | 1.7249
1950 | 1.911 | 1.5349
1951 | 1.9897 | 1.4155
1952 | 2.0133 | 1.46
1953 | 1.9945 | 1.4986
1954 | 2.0143 | 1.5804
1955 | 2.076 | 1.9729
1956 | 2.0735 | 1.5638
1957 | 2.0705 | 1.4408
1958 | 2.0695 | 1.5091
1959 | 1.97 | 1.7019
1960 | 2.014 | 1.6101
1961 | 2.0072 | 1.6504
1962 | 1.9995 | 1.5354
1963 | 2.0485 | 1.4064
1964 | 2.0267 | 1.4392
1965 | 1.9988 | 1.4392
1966 | 1.97 | 1.4295
1967 | 2.099 | 1.4671
1968 | 2.131 | 1.426
1969 | 2.118 | 1.3914
1970 | 2.061 | 1.3491
1971 | 1.9605 | 1.4018
1972 | 2.007 | 1.412
1973 | 1.9472 | 1.5253
1974 | 1.8382 | 1.4111
1975 | 1.8428 | 1.3457
1976 | 1.8898 | 1.4486
1977 | 1.9507 | 1.4912
1978 | 1.9345 | 1.4927
1979 | 1.9175 | 1.654
1980 | 1.96 | 1.5612
1981 | 1.9072 | 1.4521
1982 | 1.984 | 1.6258
1983 | 1.9832 | 1.7003
1984 | 1.9968 | 1.8589
1985 | 1.9897 | 1.8171
1986 | 2.0518 | 1.6221
1987 | 2.041 | 1.5725
1988 | 1.9275 | 1.7752
1989 | 1.9195 | 1.8174
1990 | 1.89 | 1.6743
1991 | 1.8625 | 1.9852
1992 | 1.8408 | 1.5533
1993 | 1.8313 | 1.5346
1994 | 1.8215 | 1.59
1995 | 1.811 | 1.6236
1996 | 1.791 | 1.6648
1997 | 1.8037 | 1.8498
1998 | 1.794 | 1.7433
1999 | 1.7835 | 1.7673
2000 | 1.804 | 1.9152
2001 | 1.7955 | 1.9083
2002 | 1.7377 | 1.7202
2003 | 1.7643 | 1.8234
2004 | 1.8345 | 1.6864
2005 | 1.8388 | 1.6339
2006 | 1.806 | 1.5953
2007 | 1.7935 | 1.6118
2008 | 1.8425 | 1.6413
2009 | 1.9083 | 1.7328
2010 | 1.9087 | 1.5873
2011 | 1.9487 | 1.4484
2012 | 1.9472 | 1.4499
2013 | 1.9495 | 1.5523
2014 | 1.9375 | 1.6917
2015 | 1.9392 | 1.6792
2016 | 1.9035 | 1.4717
2017 | 1.8582 | 1.419
2018 | 1.8565 | 1.4869
2019 | 1.8137 | 1.6892
2020 | 1.7988 | 1.5462
2021 | 1.803 | 2.0009
2022 | 1.83 | 1.6327
2023 | 1.8938 | 1.5976
2024 | 1.9045 | 1.7309
2025 | 1.9053 | 1.8463
2026 | 1.9007 | 1.8527
2027 | 1.9255 | 2.3632
2028 | 1.912 | 1.8692
2029 | 1.8675 | 1.7457
2030 | 1.8565 | 1.8505
2031 | 1.8913 | 2.1866
2032 | 1.9332 | 2.0876
2033 | 1.9178 | 2.3966
2034 | 1.9717 | 1.8542
2035 | 2.066 | 1.6867
2036 | 2.088 | 1.8654
2037 | 1.9768 | 1.8355
2038 | 1.897 | 1.6436
2039 | 1.8438 | 1.6219
2040 | 1.813 | 1.5486
2041 | 1.8213 | 1.4919
2042 | 1.8028 | 1.609
2043 | 1.8015 | 1.7577
2044 | 1.7933 | 1.6959
2045 | 1.7908 | 1.8881
2046 | 1.7968 | 1.7533
2047 | 1.8328 | 1.6529
2048 | 1.8373 | 1.6656
2049 | 1.8833 | 1.7347
2050 | 1.928 | 1.673
2051 | 1.8565 | 1.7401
2052 | 1.931 | 1.6891
2053 | 1.9178 | 1.5946
2054 | 1.9042 | 1.6444
2055 | 1.8785 | 1.6367
2056 | 1.8618 | 1.6796
2057 | 1.9292 | 1.6774
2058 | 2.0545 | 1.5772
2059 | 2.1827 | 1.554
2060 | 2.0833 | 1.5897
2061 | 2.003 | 1.6552
2062 | 1.9002 | 1.6096
2063 | 1.8465 | 1.7058
2064 | 1.8082 | 1.5773
2065 | 1.7515 | 1.5337
2066 | 1.7505 | 1.5717
2067 | 1.7523 | 1.8221
2068 | 1.807 | 2.3641
2069 | 1.8593 | 2.4741
2070 | 1.8878 | 1.9062
2071 | 2.008 | 1.7705
2072 | 1.9812 | 2.0682
2073 | 1.973 | 2.5006
2074 | 1.971 | 2.4872
2075 | 1.9283 | 2.6608
2076 | 2.0305 | 2.1368
2077 | 1.8913 | 1.8257
2078 | 1.758 | 2.1395
2079 | 1.956 | 2.4389
2080 | 2.061 | 2.3894
2081 | 2.091 | 2.3669
2082 | 2.0943 | 1.8591
2083 | 2.0907 | 1.7932
2084 | 2.113 | 1.8971
2085 | 2.021 | 2.2186
2086 | 1.9803 | 2.2067
2087 | 1.8725 | 2.1144
2088 | 1.788 | 1.6096
2089 | 1.7957 | 1.4939
2090 | 1.8268 | 1.4752
2091 | 1.8 | 1.5971
2092 | 1.835 | 1.5439
2093 | 1.7643 | 1.4983
2094 | 1.7937 | 1.3934
2095 | 1.8805 | 1.3388
2096 | 1.9272 | 1.3474
2097 | 2.0078 | 1.4403
2098 | 2.031 | 1.4318
2099 | 2.114 | 1.4178
2100 | 2.018 | 1.4066
2101 | 1.8673 | 1.3087
2102 | 1.941 | 1.3743
2103 | 1.9618 | 1.4238
2104 | 2.017 | 1.4329
2105 | 1.9792 | 1.5357
2106 | 2.0918 | 1.4004
2107 | 2.0608 | 1.3738
2108 | 2.11 | 1.4133
2109 | 1.9538 | 1.5295
2110 | 1.897 | 1.4978
2111 | 1.8745 | 1.6274
2112 | 1.8593 | 1.3901
2113 | 1.8545 | 1.3478
2114 | 1.8478 | 1.3606
2115 | 1.8262 | 1.4686
2116 | 1.8 | 1.4163
2117 | 1.802 | 1.4572
2118 | 1.8113 | 1.4033
2119 | 1.8248 | 1.3576
2120 | 1.8353 | 1.3895
2121 | 1.8745 | 1.4058
2122 | 1.8925 | 1.4191
2123 | 1.872 | 1.5448
2124 | 1.8505 | 1.4878
2125 | 1.881 | 1.4241
2126 | 1.888 | 1.5349
2127 | 1.8277 | 1.6261
2128 | 1.849 | 1.5678
2129 | 1.8622 | 1.6327
2130 | 1.9252 | 1.495
2131 | 1.9783 | 1.4087
2132 | 2.0885 | 1.4008
2133 | 1.9692 | 1.4305
2134 | 1.8975 | 1.4405
2135 | 1.8905 | 1.5128
2136 | 1.8505 | 1.4392
2137 | 1.7528 | 1.396
2138 | 1.7268 | 1.4426
2139 | 1.7405 | 1.5139
2140 | 1.709 | 1.6031
2141 | 1.7255 | 1.8502
2142 | 1.7397 | 1.7689
2143 | 1.7377 | 1.7614
2144 | 1.8388 | 1.7334
2145 | 1.9185 | 1.7616
2146 | 1.7913 | 1.7392
2147 | 1.756 | 1.7667
2148 | 1.9192 | 1.6827
2149 | 1.941 | 1.6322
2150 | 1.9387 | 1.6442
2151 | 1.903 | 1.7467
2152 | 1.9033 | 1.627
2153 | 1.9062 | 1.6906
2154 | 1.9115 | 1.5809
2155 | 1.8693 | 1.5535
2156 | 1.8117 | 1.5525
2157 | 1.7803 | 1.5746
2158 | 1.8538 | 1.6037
2159 | 1.773 | 1.7724
2160 | 1.8475 | 1.6508
2161 | 1.9123 | 1.5206
2162 | 1.7728 | 1.5386
2163 | 1.7925 | 1.5806
2164 | 1.7472 | 1.6081
2165 | 1.7788 | 1.7316
2166 | 1.7705 | 1.5888
2167 | 1.7457 | 1.5198
2168 | 1.8425 | 1.5742
2169 | 1.759 | 1.5864
2170 | 1.7853 | 1.6131
2171 | 1.7803 | 1.9076
2172 | 1.7988 | 1.6522
2173 | 1.8373 | 1.5553
2174 | 1.8627 | 1.5381
2175 | 1.8042 | 1.6041
2176 | 1.7913 | 1.5589
2177 | 1.8445 | 1.8379
2178 | 1.854 | 1.5542
2179 | 1.8162 | 1.4745
2180 | 1.8 | 1.4596
2181 | 1.7973 | 1.4667
2182 | 1.78 | 1.5131
2183 | 1.7485 | 1.5485
2184 | 1.7935 | 1.5017
2185 | 1.7517 | 1.3938
2186 | 1.653 | 1.4521
2187 | 1.649 | 1.4585
2188 | 1.6647 | 1.5398
2189 | 1.6938 | 1.5845
2190 | 1.7135 | 1.5933
2191 | 1.773
2192 | 1.7283
2193 | 1.8585
2194 | 1.9708
2195 | 1.9872
2196 | 1.8938
2197 | 1.8245
2198 | 1.7075
2199 | 1.7245
2200 | 1.7557
2201 | 1.823
2202 | 1.857
2203 | 1.9303
2204 | 1.84
2205 | 1.8647
2206 | 1.8887
2207 | 1.8785
2208 | 1.8285
2209 | 1.8515
2210 | 1.8137
2211 | 1.8422
2212 | 1.9347
2213 | 1.8862
2214 | 1.8842
2215 | 1.9235
2216 | 1.8773
2217 | 1.8662
2218 | 1.8625
2219 | 1.8177
2220 | 1.876
2221 | 1.873
2222 | 1.852
2223 | 1.853
2224 | 1.8155
2225 | 1.8177
2226 | 1.8953
2227 | 1.9272
2228 | 1.9692
2229 | 1.9435
2230 | 1.9062
2231 | 1.8753
2232 | 1.818
2233 | 1.8295
2234 | 1.7597
2235 | 1.7982
2236 | 1.8022
2237 | 1.9238
2238 | 1.869
2239 | 1.855
2240 | 1.8055
2241 | 1.8502
2242 | 1.789
2243 | 1.7675
2244 | 1.753
2245 | 1.7248
2246 | 1.7243
2247 | 1.7275
2248 | 1.7343
2249 | 1.7488
2250 | 1.7788
2251 | 1.8658
2252 | 1.8297
2253 | 1.8297
2254 | 1.813
2255 | 1.7785
2256 | 1.7953
2257 | 1.8465
2258 | 1.806
2259 | 1.7588
2260 | 1.7855
2261 | 1.7737
2262 | 1.7808
2263 | 1.7842
2264 | 1.7752
2265 | 1.7532
2266 | 1.7743
2267 | 1.8015
2268 | 1.7632
2269 | 1.7908
2270 | 1.7403
2271 | 1.7078
2272 | 1.746
2273 | 1.7743
2274 | 1.8057
2275 | 1.8202
2276 | 1.8397
2277 | 1.803
2278 | 1.801
2279 | 1.7595
2280 | 1.7988
2281 | 1.7788
2282 | 1.7552
2283 | 1.7528
2284 | 1.762
2285 | 1.825
2286 | 2.0093
2287 | 2.0802
2288 | 1.9772
2289 | 1.881
2290 | 1.9795
2291 | 2.0208
2292 | 1.9312
2293 | 1.9027
2294 | 1.8905
2295 | 1.8802
2296 | 1.8142
2297 | 1.8002
2298 | 1.8382
2299 | 1.9042
2300 | 1.8395
2301 | 1.7597
2302 | 1.7795
2303 | 1.7905
2304 | 1.8702
2305 | 1.8197
2306 | 1.8135
2307 | 1.8955
2308 | 1.9255
2309 | 2.0337
2310 | 2.0393
2311 | 1.8562
2312 | 1.809
2313 | 1.8438
2314 | 1.8417
2315 | 1.7525
2316 | 1.7132
2317 | 1.568
2318 | 1.5905
2319 | 1.6353
2320 | 1.7277
2321 | 1.848
2322 | 1.817
2323 | 1.8393
2324 | 1.864
2325 | 1.8685
2326 | 1.8815
2327 | 1.767
2328 | 1.7477
2329 | 1.7965
2330 | 1.804
2331 | 1.7235
2332 | 1.725
2333 | 1.728
2334 | 1.762
2335 | 1.7595
2336 | 1.788
2337 | 1.8625
2338 | 1.8578
2339 | 1.7697
2340 | 1.7083
2341 | 1.6998
2342 | 1.7045
2343 | 1.6592
2344 | 1.7163
2345 | 1.7902
2346 | 1.8368
2347 | 2.0823
2348 | 2.046
2349 | 1.983
2350 | 1.8985
2351 | 1.824
2352 | 1.7665
2353 | 1.727
2354 | 1.7625
2355 | 1.8097
2356 | 1.8262
2357 | 1.9407
2358 | 2.1045
2359 | 2.0695
2360 | 1.9212
2361 | 1.981
2362 | 1.9207
2363 | 1.9968
2364 | 1.9295
2365 | 1.8527
2366 | 1.9498
2367 | 1.9792
2368 | 1.9125
2369 | 1.9498
2370 | 2.0485
2371 | 2.0107
2372 | 2.0162
2373 | 1.963
2374 | 1.907
2375 | 1.8173
2376 | 1.7812
2377 | 1.7795
2378 | 1.7925
2379 | 1.814
2380 | 1.773
2381 | 1.85
2382 | 1.9005
2383 | 1.8535
2384 | 1.8515
2385 | 1.9692
2386 | 2.0805
2387 | 2.023
2388 | 1.9868
2389 | 2.03
2390 | 2.1295
2391 | 2.0315
2392 | 2.0103
2393 | 1.9618
2394 | 1.9275
2395 | 1.902
2396 | 1.8598
2397 | 1.8667
2398 | 1.8878
2399 | 1.8365
2400 | 1.7953
2401 | 1.7945
2402 | 1.794
2403 | 1.8095
2404 | 1.838
2405 | 1.865
2406 | 1.9327
2407 | 1.9892
2408 | 1.931
2409 | 1.8965
2410 | 1.841
2411 | 1.8328
2412 | 1.8125
2413 | 1.8308
2414 | 1.8362
2415 | 1.8533
2416 | 1.8958
2417 | 1.908
2418 | 1.9615
2419 | 1.961
2420 | 1.9465
2421 | 1.9265
2422 | 1.9323
2423 | 1.8373
2424 | 1.8385
2425 | 1.8605
2426 | 1.8328
2427 | 1.7842
2428 | 1.8268
2429 | 1.8485
2430 | 1.994
2431 | 1.8498
2432 | 1.878
2433 | 1.8938
2434 | 1.798
2435 | 1.7835
2436 | 1.8265
2437 | 1.84
2438 | 1.8705
2439 | 1.875
2440 | 1.9075
2441 | 1.8613
2442 | 1.9212
2443 | 1.8713
2444 | 1.955
2445 | 1.8993
2446 | 1.8428
2447 | 1.8525
2448 | 1.8362
2449 | 1.8257
2450 | 1.8037
2451 | 1.848
2452 | 1.8813
2453 | 1.972
2454 | 2.0535
2455 | 2.0638
2456 | 1.911
2457 | 1.9125
2458 | 1.925
2459 | 1.8002
2460 | 1.8005
2461 | 1.823
2462 | 1.8653
2463 | 1.8762
2464 | 1.91
2465 | 1.8515
2466 | 1.9225
2467 | 1.9287
2468 | 2.0368
2469 | 1.7808
2470 | 1.712
2471 | 1.7235
2472 | 1.7203
2473 | 1.759
2474 | 1.7325
2475 | 1.724
2476 | 1.721
2477 | 1.7432
2478 | 1.7545
2479 | 1.7468
2480 | 1.7365
2481 | 1.7808
2482 | 1.8438
2483 | 1.719
2484 | 1.629
2485 | 1.614
2486 | 1.547
2487 | 1.5035
2488 | 1.5635
2489 | 1.6442
2490 | 1.714
2491 | 1.834
2492 | 1.8565
2493 | 1.7853
2494 | 1.7833
2495 | 1.7055
2496 | 1.684
2497 | 1.6843
2498 | 1.6772
2499 | 1.642
2500 | 1.7123
2501 | 1.7232
2502 | 1.7665
2503 | 1.7115
2504 | 1.68
2505 | 1.7352
2506 | 1.774
2507 | 1.6545
2508 | 1.6747
2509 | 1.607
2510 | 1.6923
2511 | 1.5762
2512 | 1.6458
2513 | 1.7508
2514 | 1.92
2515 | 1.9512
2516 | 2.0362
2517 | 1.8642
2518 | 1.784
2519 | 1.81
2520 | 1.8242
2521 | 1.7848
2522 | 1.8205
2523 | 1.7363
2524 | 1.8213
2525 | 1.8993
2526 | 1.8337
2527 | 1.833
2528 | 1.894
2529 | 1.9125
2530 | 1.8217
2531 | 1.872
2532 | 1.87
2533 | 1.8395
2534 | 1.8467
2535 | 1.8518
2536 | 1.877
2537 | 2.028
2538 | 1.9467
2539 | 2.0648
2540 | 1.9808
2541 | 1.9412
2542 | 1.9472
2543 | 1.8955
2544 | 1.8453
2545 | 1.827
2546 | 1.8422
2547 | 1.8393
2548 | 1.8718
2549 | 1.9365
2550 | 2.0045
2551 | 2.0343
2552 | 2.082
2553 | 2.0642
2554 | 2.0455
2555 | 2.028
2556 | 2.1035
2557 | 1.9392
2558 | 1.9035
2559 | 1.9563
2560 | 1.9658
2561 | 1.9943
2562 | 2.0863
2563 | 2.0675
2564 | 2.088
2565 | 2.1317
2566 | 2.0865
2567 | 2.0288
2568 | 2.0827
2569 | 2.0435
2570 | 1.9897
2571 | 2.0027
2572 | 2.0417
2573 | 2.0463
2574 | 2.34
2575 | 2.2218
2576 | 2.2185
2577 | 2.2542
2578 | 2.2018
2579 | 2.1322
2580 | 2.044
2581 | 2.0312
2582 | 2.1135
2583 | 2.0442
2584 | 2.042
2585 | 2.1498
2586 | 2.2717
2587 | 2.3188
2588 | 2.4407
2589 | 2.3445
2590 | 2.3007
2591 | 2.162
2592 | 2.1627
2593 | 2.1818
2594 | 2.0867
2595 | 2.0848
2596 | 2.1063
2597 | 2.298
2598 | 2.3508
2599 | 2.3693
2600 | 2.3108
2601 | 2.2628
2602 | 2.2207
2603 | 2.1635
2604 | 2.1683
2605 | 2.1128
2606 | 2.0737
2607 | 2.063
2608 | 2.0707
2609 | 2.0848
2610 | 2.1578
2611 | 2.1875
2612 | 2.2207
2613 | 2.24
2614 | 2.0463
2615 | 2.033
2616 | 2.0205
2617 | 1.9972
2618 | 1.9835
2619 | 1.9578
2620 | 1.9612
2621 | 1.9943
2622 | 2.04
2623 | 2.0518
2624 | 1.9823
2625 | 2.0152
2626 | 1.966
2627 | 1.977
2628 | 1.9728
2629 | 1.909
2630 | 1.8915
2631 | 1.883
2632 | 1.917
2633 | 1.9227
2634 | 1.9765
2635 | 1.9983
2636 | 2.074
2637 | 2.0322
2638 | 2.0587
2639 | 2.077
2640 | 1.9985
2641 | 1.9167
2642 | 1.9152
2643 | 1.9305
2644 | 1.9385
2645 | 1.9688
2646 | 1.9897
2647 | 2.0017
2648 | 2.0162
2649 | 1.996
2650 | 2.0103
2651 | 2.0032
2652 | 2.0173
2653 | 2.0353
2654 | 2.102
2655 | 2.133
2656 | 2.1445
2657 | 2.1205
2658 | 2.2203
2659 | 2.2822
2660 | 2.228
2661 | 2.252
2662 | 2.206
2663 | 2.063
2664 | 2.0253
2665 | 1.9745
2666 | 1.9817
2667 | 1.9627
2668 | 1.9885
2669 | 2.0078
2670 | 2.0013
2671 | 2.0345
2672 | 2.0345
2673 | 2.0057
2674 | 2.0565
2675 | 2.0558
2676 | 2.105
2677 | 2.125
2678 | 2.119
2679 | 2.0255
2680 | 1.9843
2681 | 1.9955
2682 | 2.0768
2683 | 2.138
2684 | 2.2115
2685 | 2.1765
2686 | 2.1
2687 | 2.0045
2688 | 1.9785
2689 | 1.9817
2690 | 1.9875
2691 | 2.0095
2692 | 1.9863
2693 | 2.079
2694 | 2.2633
2695 | 2.1423
2696 | 2.0945
2697 | 2.0793
2698 | 2.049
2699 | 2.01
2700 | 2.0377
2701 | 1.9885
2702 | 2.1215
2703 | 2.0478
2704 | 2.1298
2705 | 2.1505
2706 | 2.2597
2707 | 2.4272
2708 | 2.4657
2709 | 2.44
2710 | 2.3062
2711 | 2.1757
2712 | 2.071
2713 | 2.0103
2714 | 2.066
2715 | 2.0943
2716 | 2.1695
2717 | 2.2822
2718 | 2.4085
2719 | 2.2382
2720 | 2.2117
2721 | 2.0785
2722 | 1.9717
2723 | 1.9207
2724 | 1.9558
2725 | 1.9683
2726 | 1.8802
2727 | 1.9132
2728 | 2.0177
2729 | 2.1005
2730 | 2.104
2731 | 2.3207
2732 | 2.2778
2733 | 2.1018
2734 | 2.1658
2735 | 2.1978
2736 | 2.0695
2737 | 2.2065
2738 | 2.2102
2739 | 2.211
2740 | 2.1402
2741 | 2.1698
2742 | 2.2025
2743 | 2.2378
2744 | 2.261
2745 | 2.0633
2746 | 2.139
2747 | 2.1288
2748 | 1.999
2749 | 1.9872
2750 | 2.023
2751 | 1.963
2752 | 1.9777
2753 | 2.0655
2754 | 2.0983
2755 | 2.1547
2756 | 2.1947
2757 | 2.103
2758 | 2.1328
2759 | 1.9667
2760 | 2.0097
2761 | 1.913
2762 | 1.9478
2763 | 1.976
2764 | 1.9375
2765 | 2.04
2766 | 2.232
2767 | 2.2375
2768 | 2.1408
2769 | 2.0452
2770 | 1.9823
2771 | 1.978
2772 | 2.0205
2773 | 1.9447
2774 | 2.041
2775 | 2.1698
2776 | 2.02
2777 | 2.107
2778 | 2.0555
2779 | 2.1875
2780 | 2.3357
2781 | 2.1023
2782 | 1.946
2783 | 1.9355
2784 | 1.8987
2785 | 1.9363
2786 | 1.959
2787 | 2.0358
2788 | 2.0845
2789 | 2.034
2790 | 2.0753
2791 | 2.1113
2792 | 2.03
2793 | 1.9997
2794 | 1.9928
2795 | 2.0762
2796 | 2.058
2797 | 1.937
2798 | 2.0935
2799 | 2.1507
2800 | 2.1042
2801 | 2.0457
2802 | 2.089
2803 | 2.148
2804 | 2.143
2805 | 2.1295
2806 | 2.0532
2807 | 2.125
2808 | 1.9318
2809 | 1.975
2810 | 1.9908
2811 | 1.9785
2812 | 2.0057
2813 | 2.0312
2814 | 2.0362
2815 | 2.1212
2816 | 2.1067
2817 | 2.0393
2818 | 1.9863
2819 | 1.9803
2820 | 1.9863
2821 | 2.0297
2822 | 1.952
2823 | 2.0155
2824 | 2.0063
2825 | 2.092
2826 | 2.117
2827 | 2.173
2828 | 2.1685
2829 | 2.0817
2830 | 1.9487
2831 | 1.9247
2832 | 1.9035
2833 | 1.8747
2834 | 1.883
2835 | 1.9072
2836 | 1.8718
2837 | 1.8967
2838 | 1.859
2839 | 1.878
2840 | 1.9318
2841 | 1.8993
2842 | 1.909
2843 | 1.7783
2844 | 1.7205
2845 | 1.7052
2846 | 1.6615
2847 | 1.7515
2848 | 1.806
2849 | 1.9345
2850 | 2.0045
2851 | 2.0362
2852 | 2.012
2853 | 2.0245
2854 | 2.04
2855 | 2.0165
2856 | 1.9652
2857 | 1.935
2858 | 2.0242
2859 | 2.0195
2860 | 2.0275
2861 | 2.08
2862 | 2.1517
2863 | 2.2985
2864 | 2.1935
2865 | 2.1295
2866 | 2.0827
2867 | 1.929
2868 | 1.8802
2869 | 1.8725
2870 | 1.911
2871 | 1.8635
2872 | 1.958
2873 | 2.0347
2874 | 2.0827
2875 | 2.166
2876 | 2.207
2877 | 2.1223
2878 | 2.0192
2879 | 1.9823
2880 | 1.9957
2881 | 1.9267
2882 | 1.977
2883 | 2.0085
2884 | 1.988
2885 | 2.0112
2886 | 2.0703
2887 | 2.332
2888 | 2.1482
2889 | 2.0358
2890 | 2.0155
2891 | 1.9948
2892 | 1.8825
2893 | 1.9013
2894 | 1.9038
2895 | 2.105
2896 | 2.0762
2897 | 2.2027
2898 | 2.2723
2899 | 2.45
2900 | 2.2902
2901 | 2.159
2902 | 2.069
2903 | 1.995
2904 | 2.1448
2905 | 2.053
2906 | 2.1085
2907 | 2.033
2908 | 1.9765
2909 | 2.072
2910 | 2.0152
2911 | 2.2375
2912 | 2.212
2913 | 2.1357
2914 | 2.1027
2915 | 1.7785
2916 | 1.6615
2917 | 1.699
2918 | 1.6647
2919 | 1.7995
2920 | 1.8202
2921 | 1.9705
2922 | 2.067
2923 | 2.127
2924 | 2.0642
2925 | 2.0595
2926 | 2.0295
2927 | 1.9743
2928 | 1.9175
2929 | 1.8938
2930 | 1.8762
2931 | 1.9055
2932 | 1.9067
2933 | 1.9418
2934 | 2.1065
2935 | 2.0593
2936 | 2.0488
2937 | 2.0543
2938 | 2.093
2939 | 2.0187
2940 | 2.0008
2941 | 1.9132
2942 | 1.831
2943 | 1.826
2944 | 1.9583
2945 | 1.99
2946 | 2.1138
2947 | 2.2172
2948 | 2.1667
2949 | 2.1885
2950 | 2.0497
2951 | 2.0248
2952 | 2.1307
2953 | 2.0575
2954 | 2.0608
2955 | 2.0215
2956 | 2.0655
2957 | 2.0802
2958 | 2.126
2959 | 2.243
2960 | 2.1763
2961 | 2.2407
2962 | 2.0325
2963 | 2.1658
2964 | 2.0227
2965 | 2.0558
2966 | 1.997
2967 | 1.969
2968 | 2.0648
2969 | 2.0688
2970 | 2.2075
2971 | 2.3302
2972 | 2.4888
2973 | 2.4295
2974 | 2.294
2975 | 2.247
2976 | 2.1543
2977 | 2.1353
2978 | 2.0107
2979 | 1.982
2980 | 1.9788
2981 | 2.007
2982 | 1.982
2983 | 2.1138
2984 | 2.2755
2985 | 2.0875
2986 | 1.99
2987 | 1.9765
2988 | 1.9825
2989 | 2.159
2990 | 2.0565
2991 | 2.0248
2992 | 2.0393
2993 | 2.1862
2994 | 2.3298
2995 | 2.2302
2996 | 2.251
2997 | 2.17
2998 | 2.0585
2999 | 1.9258
3000 | 1.98
3001 | 1.8925
3002 | 1.8858
3003 | 1.9467
3004 | 1.936
3005 | 1.8137
3006 | 1.804
3007 | 1.8135
3008 | 1.8522
3009 | 1.7925
3010 | 1.7178
3011 | 1.7315
3012 | 1.731
3013 | 1.7195
3014 | 1.7212
3015 | 1.6447
3016 | 1.87
3017 | 1.8675
3018 | 1.9595
3019 | 2.084
3020 | 2.0217
3021 | 2.0343
3022 | 2.08
3023 | 2.089
3024 | 2.0605
3025 | 2.0285
3026 | 1.9178
3027 | 1.9672
3028 | 2.0135
3029 | 2.0642
3030 | 2.1215
3031 | 2.101
3032 | 2.054
3033 | 2.0532
3034 | 2.0608
3035 | 2.0572
3036 | 2.1267
3037 | 2.0882
3038 | 2.093
3039 | 1.991
3040 | 2.161
3041 | 2.266
3042 | 2.3617
3043 | 2.379
3044 | 2.3255
3045 | 2.2912
3046 | 2.2062
3047 | 2.0903
3048 | 2.1585
3049 | 2.1835
3050 | 2.1095
3051 | 2.1505
3052 | 2.1492
3053 | 2.1048
3054 | 2.3268
3055 | 2.4162
3056 | 2.3155
3057 | 2.2603
3058 | 2.2105
3059 | 2.1915
3060 | 2.179
3061 | 2.2677
3062 | 2.2215
3063 | 2.2933
3064 | 2.1915
3065 | 2.2433
3066 | 2.291
3067 | 2.4093
3068 | 2.4808
3069 | 2.3025
3070 | 2.1787
3071 | 2.149
3072 | 2.1837
3073 | 2.1942
3074 | 2.185
3075 | 2.1165
3076 | 2.1793
3077 | 2.1858
3078 | 2.378
3079 | 2.443
3080 | 2.3685
3081 | 2.235
3082 | 2.212
3083 | 2.287
3084 | 2.302
3085 | 2.2153
3086 | 2.2332
3087 | 2.1938
3088 | 2.2625
3089 | 2.2375
3090 | 2.339
3091 | 2.5765
3092 | 2.5978
3093 | 2.5595
3094 | 2.3138
3095 | 2.2793
3096 | 2.2815
3097 | 2.2603
3098 | 2.339
3099 | 2.3478
3100 | 2.3413
3101 | 2.2635
3102 | 2.357
3103 | 2.3678
3104 | 2.2885
3105 | 2.3087
3106 | 2.3327
3107 | 2.1928
3108 | 2.1608
3109 | 2.1095
3110 | 2.1753
3111 | 2.1535
3112 | 2.227
3113 | 2.3755
3114 | 2.395
3115 | 2.4635
3116 | 2.5623
3117 | 2.5728
3118 | 2.4177
3119 | 2.3018
3120 | 2.1713
3121 | 2.2155
3122 | 2.1052
3123 | 2.1902
3124 | 2.1738
3125 | 2.1915
3126 | 2.3397
3127 | 2.3718
3128 | 2.248
3129 | 2.281
3130 | 2.1608
3131 | 2.0438
3132 | 2.0362
3133 | 2.0325
3134 | 1.9832
3135 | 2.045
3136 | 2.1092
3137 | 2.2655
3138 | 2.4315
3139 | 2.38
3140 | 2.4065
3141 | 2.4348
3142 | 2.3992
3143 | 2.2705
3144 | 2.0888
3145 | 2.178
3146 | 2.1728
3147 | 2.133
3148 | 2.1535
3149 | 2.191
3150 | 2.1812
3151 | 2.19
3152 | 2.187
3153 | 2.1942
3154 | 2.0337
3155 | 1.9615
3156 | 1.9975
3157 | 1.949
3158 | 1.9403
3159 | 1.9238
3160 | 1.9832
3161 | 2.1603
3162 | 2.207
3163 | 2.3923
3164 | 2.403
3165 | 2.3468
3166 | 2.2237
3167 | 1.995
3168 | 2.0257
3169 | 2.007
3170 | 1.9717
3171 | 1.9643
3172 | 2.145
3173 | 2.0293
3174 | 1.9903
3175 | 2.007
3176 | 1.9103
3177 | 1.962
3178 | 1.8182
3179 | 1.7165
3180 | 1.7815
3181 | 1.7007
3182 | 1.6958
3183 | 1.7325
3184 | 1.8362
3185 | 2.014
3186 | 2.0627
3187 | 2.3222
3188 | 2.3505
3189 | 2.113
3190 | 2.109
3191 | 1.9218
3192 | 1.9265
3193 | 2.017
3194 | 1.9965
3195 | 1.959
3196 | 1.9238
3197 | 1.9498
3198 | 2.3422
3199 | 2.3777
3200 | 2.1532
3201 | 2.151
3202 | 2.172
3203 | 2.0383
3204 | 2.088
3205 | 2.0642
3206 | 2.0213
3207 | 1.962
3208 | 2.0365
3209 | 2.2083
3210 | 2.26
3211 | 2.2698
3212 | 2.1688
3213 | 2.11
3214 | 2.1355
3215 | 2.1005
3216 | 2.0577
3217 | 2.075
3218 | 2.0417
3219 | 2.0257
3220 | 2.0285
3221 | 2.0315
3222 | 2.1605
3223 | 2.1723
3224 | 2.151
3225 | 2.0168
3226 | 2.0165
3227 | 1.8433
3228 | 1.6847
3229 | 1.6925
3230 | 1.6945
3231 | 1.707
3232 | 1.6067
3233 | 1.9547
3234 | 2.151
3235 | 2.2593
3236 | 2.3363
3237 | 2.278
3238 | 2.0692
3239 | 1.95
3240 | 1.9347
3241 | 2.0343
3242 | 1.984
3243 | 2.0485
3244 | 1.9948
3245 | 2.0645
3246 | 2.0682
3247 | 2.1425
3248 | 2.0848
3249 | 2.0158
3250 | 1.9053
3251 | 1.8373
3252 | 1.7692
3253 | 1.7372
3254 | 1.9038
3255 | 1.9183
3256 | 2.0855
3257 | 2.245
3258 | 2.229
3259 | 2.3075
3260 | 2.2252
3261 | 2.1187
3262 | 2.1818
3263 | 2.11
3264 | 2.0678
3265 | 2.0785
3266 | 2.0215
3267 | 2.0072
3268 | 1.9945
3269 | 2.037
3270 | 2.1085
3271 | 2.1498
3272 | 2.0492
3273 | 2.0118
3274 | 1.9672
3275 | 2.0617
3276 | 2.051
3277 | 2.0625
3278 | 2.041
3279 | 2.1202
3280 | 2.0715
3281 | 2.1258
3282 | 2.2535
3283 | 2.4198
3284 | 2.4038
3285 | 2.2828
3286 | 2.257
3287 | 2.103
3288 | 2.2525
3289 | 2.1498
3290 | 2.1538
3291 | 2.1322
3292 | 2.149
3293 | 2.1923
3294 | 2.2692
3295 | 2.4417
3296 | 2.451
3297 | 2.3653
3298 | 2.3822
3299 | 2.3182
3300 | 2.4343
3301 | 2.2988
3302 | 2.1603
3303 | 2.1168
3304 | 2.3963
3305 | 2.4188
3306 | 2.449
3307 | 2.5457
3308 | 2.5553
3309 | 2.6185
3310 | 2.5648
3311 | 2.4918
3312 | 2.606
3313 | 2.6535
3314 | 2.4567
3315 | 2.4013
3316 | 2.5762
3317 | 2.4285
3318 | 2.5575
3319 | 2.4685
3320 | 2.6067
3321 | 2.396
3322 | 2.2385
3323 | 2.2262
3324 | 2.1917
3325 | 2.161
3326 | 2.1027
3327 | 2.1578
3328 | 2.1873
3329 | 2.4137
3330 | 2.449
3331 | 2.599
3332 | 2.7245
3333 | 2.4867
3334 | 2.573
3335 | 2.5968
3336 | 2.5598
3337 | 2.4918
3338 | 2.4945
3339 | 2.5585
3340 | 2.41
3341 | 2.3988
3342 | 2.3763
3343 | 2.3112
3344 | 2.2572
3345 | 2.2643
3346 | 2.2885
3347 | 2.1315
3348 | 2.1225
3349 | 2.1747
3350 | 2.1673
3351 | 2.1027
3352 | 2.199
3353 | 2.248
3354 | 2.4715
3355 | 2.5823
3356 | 2.628
3357 | 2.689
3358 | 2.6298
3359 | 2.5673
3360 | 2.568
3361 | 2.451
3362 | 2.487
3363 | 2.5953
3364 | 2.6298
3365 | 2.486
3366 | 2.508
3367 | 2.429
3368 | 2.198
3369 | 2.157
3370 | 2.0972
3371 | 2.0885
3372 | 2.087
3373 | 2.061
3374 | 2.08
3375 | 2.1648
3376 | 2.0558
3377 | 2.2698
3378 | 2.52
3379 | 2.717
3380 | 2.7255
3381 | 2.713
3382 | 2.5417
3383 | 2.2837
3384 | 2.234
3385 | 2.223
3386 | 2.2477
3387 | 2.2363
3388 | 2.1473
3389 | 2.1905
3390 | 2.4417
3391 | 2.6498
3392 | 2.5213
3393 | 2.437
3394 | 2.393
3395 | 2.4703
3396 | 2.4198
3397 | 2.338
3398 | 2.4743
3399 | 2.4065
3400 | 2.1928
3401 | 2.4352
3402 | 2.5035
3403 | 2.389
3404 | 2.5285
3405 | 2.5863
3406 | 2.411
3407 | 2.3325
3408 | 2.3213
3409 | 2.214
3410 | 2.2088
3411 | 2.2395
3412 | 2.226
3413 | 2.2745
3414 | 2.4905
3415 | 2.6825
3416 | 2.4158
3417 | 2.3965
3418 | 2.2397
3419 | 2.344
3420 | 2.3312
3421 | 2.2557
3422 | 2.243
3423 | 2.2105
3424 | 2.245
3425 | 2.3243
3426 | 2.459
3427 | 2.6107
3428 | 2.7645
3429 | 2.7585
3430 | 2.6085
3431 | 2.4802
3432 | 2.4663
3433 | 2.3935
3434 | 2.4303
3435 | 2.3693
3436 | 2.3558
3437 | 2.4202
3438 | 2.5427
3439 | 2.7795
3440 | 2.256
3441 | 2.2372
3442 | 2.311
3443 | 2.3375
3444 | 2.2675
3445 | 2.3053
3446 | 2.1183
3447 | 2.2188
3448 | 2.4105
3449 | 2.5005
3450 | 2.6353
3451 | 2.7305
3452 | 2.713
3453 | 2.7815
3454 | 2.7182
3455 | 2.486
3456 | 2.4373
3457 | 2.3308
3458 | 2.3342
3459 | 2.29
3460 | 2.2535
3461 | 2.4272
3462 | 2.559
3463 | 2.6848
3464 | 2.6402
3465 | 2.5718
3466 | 2.6378
3467 | 2.6288
3468 | 2.5585
3469 | 2.5185
3470 | 2.413
3471 | 2.4903
3472 | 2.4747
3473 | 2.5147
3474 | 2.6153
3475 | 2.8348
3476 | 2.8025
3477 | 2.8685
3478 | 2.878
3479 | 2.7807
3480 | 2.6437
3481 | 2.8253
3482 | 2.6475
3483 | 2.5505
3484 | 2.6618
3485 | 2.5863
3486 | 2.3035
3487 | 2.3838
3488 | 2.4562
3489 | 2.3767
3490 | 2.2877
3491 | 2.2645
3492 | 2.323
3493 | 2.2027
3494 | 2.1738
3495 | 2.2292
3496 | 2.246
3497 | 2.2927
3498 | 2.351
3499 | 2.5865
3500 | 2.6555
3501 | 2.5492
3502 | 2.5787
3503 | 2.3573
3504 | 2.381
3505 | 2.2885
3506 | 2.299
3507 | 2.306
3508 | 2.271
3509 | 2.2525
3510 | 2.2647
3511 | 2.1955
3512 | 2.1515
3513 | 2.1557
3514 | 1.9868
3515 | 2.046
3516 | 2.0055
3517 | 2.0202
3518 | 2.028
3519 | 2.117
3520 | 2.1717
3521 | 2.2553
3522 | 2.3453
3523 | 2.6165
3524 | 2.66
3525 | 2.6495
3526 | 2.8485
3527 | 2.3495
3528 | 2.488
3529 | 2.3237
3530 | 2.176
3531 | 2.1322
3532 | 2.1315
3533 | 2.192
3534 | 2.5318
3535 | 2.4697
3536 | 2.4242
3537 | 2.2395
3538 | 2.2107
3539 | 2.2037
3540 | 2.1402
3541 | 2.2052
3542 | 2.1765
3543 | 2.1735
3544 | 2.2262
3545 | 2.5238
3546 | 2.8098
3547 | 3.035
3548 | 2.9703
3549 | 2.7025
3550 | 2.7445
3551 | 2.6698
3552 | 2.4628
3553 | 2.385
3554 | 2.4747
3555 | 2.4195
3556 | 2.435
3557 | 2.3805
3558 | 2.8832
3559 | 2.9825
3560 | 2.611
3561 | 2.516
3562 | 2.49
3563 | 2.4645
3564 | 2.4095
3565 | 2.4045
3566 | 2.3523
3567 | 2.3872
3568 | 2.478
3569 | 2.571
3570 | 2.519
3571 | 2.8982
3572 | 2.664
3573 | 2.7067
3574 | 2.4893
3575 | 2.4072
3576 | 2.368
3577 | 2.3232
3578 | 2.3005
3579 | 2.249
3580 | 2.2365
3581 | 2.2572
3582 | 2.3927
3583 | 2.453
3584 | 2.4425
3585 | 2.4527
3586 | 2.429
3587 | 2.3007
3588 | 2.2375
3589 | 2.2473
3590 | 2.2245
3591 | 2.315
3592 | 2.3075
3593 | 2.3308
3594 | 2.392
3595 | 2.7455
3596 | 2.9303
3597 | 3.0783
3598 | 3.0208
3599 | 2.7372
3600 | 2.702
3601 | 2.626
3602 | 2.3742
3603 | 2.3727
3604 | 2.545
3605 | 2.7003
3606 | 2.645
3607 | 2.279
3608 | 2.5885
3609 | 2.573
3610 | 2.3857
3611 | 2.522
3612 | 2.667
3613 | 2.7113
3614 | 2.4737
3615 | 2.6218
3616 | 2.56
3617 | 2.6677
3618 | 2.7925
3619 | 2.8268
3620 | 2.68
3621 | 2.801
3622 | 2.6433
3623 | 2.585
3624 | 2.4247
3625 | 2.255
3626 | 2.2615
3627 | 2.2302
3628 | 2.2372
3629 | 2.3005
3630 | 2.828
3631 | 3.0158
3632 | 2.9678
3633 | 2.8525
3634 | 2.7403
3635 | 2.4985
3636 | 2.3657
3637 | 2.2715
3638 | 2.245
3639 | 2.2422
3640 | 2.3365
3641 | 2.4475
3642 | 2.8015
3643 | 2.8537
3644 | 2.6042
3645 | 2.51
3646 | 2.337
3647 | 2.1383
3648 | 2.233
3649 | 2.0938
3650 | 2.0425
3651 | 2.0703
3652 | 2.0168
3653 | 2.0242
3654 | 2.0685
3655 | 2.085
3656 | 2.0833
3657 | 2.0253
3658 | 2.0253
3659 | 1.965
3660 | 1.893
3661 | 1.9035
3662 | 1.8975
3663 | 1.8573
3664 | 1.867
3665 | 1.8553
3666 | 1.883
3667 | 2.0118
3668 | 2.206
3669 | 2.0608
3670 | 1.9135
3671 | 1.8362
3672 | 1.881
3673 | 1.7592
3674 | 1.7645
3675 | 1.7617
3676 | 1.7675
3677 | 1.7825
3678 | 1.7345
3679 | 1.714
3680 | 1.729
3681 | 1.743
3682 | 1.831
3683 | 1.8613
3684 | 1.906
3685 | 1.8973
3686 | 1.8805
3687 | 1.8725
3688 | 1.8707
3689 | 1.851
3690 | 1.9678
3691 | 2.114
3692 | 2.1185
3693 | 2.32
3694 | 2.1978
3695 | 2.068
3696 | 1.824
3697 | 1.987
3698 | 1.8675
3699 | 1.8337
3700 | 1.9165
3701 | 1.9123
3702 | 2.217
3703 | 2.5238
3704 | 2.641
3705 | 2.557
3706 | 2.098
3707 | 2.1368
3708 | 2.019
3709 | 2.063
3710 | 2.1402
3711 | 2.153
3712 | 2.015
3713 | 2.063
3714 | 2.2325
3715 | 2.3457
3716 | 2.3367
3717 | 2.2822
3718 | 2.1683
3719 | 1.848
3720 | 1.7885
3721 | 1.825
3722 | 1.8715
3723 | 1.8277
3724 | 1.7902
3725 | 1.8802
3726 | 1.9267
3727 | 1.9725
3728 | 1.8257
3729 | 1.983
3730 | 1.791
3731 | 1.7637
3732 | 1.7375
3733 | 1.792
3734 | 1.7917
3735 | 1.8505
3736 | 1.814
3737 | 1.9367
3738 | 1.7652
3739 | 2.0017
3740 | 2.1212
3741 | 2.0638
3742 | 2.0885
3743 | 1.907
3744 | 1.7845
3745 | 1.7583
3746 | 1.9323
3747 | 1.7125
3748 | 1.779
3749 | 1.8315
3750 | 1.8758
3751 | 1.9255
3752 | 1.9607
3753 | 1.9352
3754 | 1.973
3755 | 2.0985
3756 | 2.116
3757 | 1.9095
3758 | 1.8922
3759 | 1.8735
3760 | 1.9957
3761 | 2.0115
3762 | 1.9915
3763 | 1.9975
3764 | 2.1477
3765 | 2.2505
3766 | 2.2283
3767 | 2.0718
3768 | 2.0663
3769 | 1.8415
3770 | 1.8755
3771 | 1.9345
3772 | 1.939
3773 | 2.0547
3774 | 2.1575
3775 | 2.1945
3776 | 1.9318
3777 | 2.0112
3778 | 2.0875
3779 | 2.009
3780 | 2.097
3781 | 2.212
3782 | 1.9545
3783 | 2.0535
3784 | 2.175
3785 | 2.2778
3786 | 2.2317
3787 | 2.4508
3788 | 2.6107
3789 | 2.5798
3790 | 2.464
3791 | 2.3862
3792 | 2.2862
3793 | 2.4327
3794 | 2.1852
3795 | 2.0577
3796 | 2.116
3797 | 2.4255
3798 | 2.5235
3799 | 2.4463
3800 | 2.2405
3801 | 2.047
3802 | 2.0288
3803 | 2.0128
3804 | 2.142
3805 | 2.0385
3806 | 2.0265
3807 | 2.007
3808 | 2.2155
3809 | 2.238
3810 | 2.252
3811 | 2.3967
3812 | 2.5525
3813 | 2.6442
3814 | 2.4615
3815 | 2.304
3816 | 2.0568
3817 | 2.0673
3818 | 2.0312
3819 | 2.0663
3820 | 2.0198
3821 | 2.2388
3822 | 2.0617
3823 | 2.0158
3824 | 2.1578
3825 | 2.087
3826 | 2.083
3827 | 2.1075
3828 | 2.1252
3829 | 1.9692
3830 | 1.9915
3831 | 1.9703
3832 | 2.076
3833 | 2.1437
3834 | 2.1865
3835 | 2.2548
3836 | 2.2647
3837 | 2.23
3838 | 2.3785
3839 | 2.1753
3840 | 1.9832
3841 | 1.9697
3842 | 2.0187
3843 | 2.02
3844 | 1.985
3845 | 2.0695
3846 | 1.9605
3847 | 1.9812
3848 | 2.016
3849 | 2.0135
3850 | 1.9965
3851 | 2.0135
3852 | 1.824
3853 | 1.7962
3854 | 1.8013
3855 | 1.8787
3856 | 2.0817
3857 | 2.2065
3858 | 2.375
3859 | 2.2687
3860 | 2.3518
3861 | 2.2292
3862 | 2.303
3863 | 2.0707
3864 | 1.9103
3865 | 1.9908
3866 | 1.989
3867 | 1.9658
3868 | 2.0035
3869 | 2.0972
3870 | 2.3203
3871 | 2.2915
3872 | 2.2045
3873 | 2.0265
3874 | 2.0213
3875 | 2.028
3876 | 2.138
3877 | 2.0515
3878 | 2.2005
3879 | 2.178
3880 | 2.0783
3881 | 2.2615
3882 | 2.3112
3883 | 2.3857
3884 | 2.2997
3885 | 2.1612
3886 | 2.076
3887 | 2.0355
3888 | 1.9115
3889 | 1.937
3890 | 2.1208
3891 | 2.0617
3892 | 2.0337
3893 | 2.1098
3894 | 2.2428
3895 | 2.1357
3896 | 2.098
3897 | 2.0895
3898 | 2.1837
3899 | 2.1157
3900 | 2.0183
3901 | 1.9943
3902 | 2.0318
3903 | 2.0808
3904 | 2.0478
3905 | 2.1295
3906 | 2.3185
3907 | 2.3825
3908 | 2.5808
3909 | 2.4508
3910 | 2.382
3911 | 2.116
3912 | 2.0463
3913 | 1.9432
3914 | 1.983
3915 | 1.9583
3916 | 1.944
3917 | 1.9877
3918 | 2.141
3919 | 2.357
3920 | 2.1883
3921 | 2.127
3922 | 2.1585
3923 | 2.175
3924 | 2.2088
3925 | 2.18
3926 | 2.1685
3927 | 2.222
3928 | 2.1837
3929 | 2.3495
3930 | 2.3062
3931 | 2.5213
3932 | 2.6757
3933 | 2.7255
3934 | 2.7168
3935 | 2.347
3936 | 2.3135
3937 | 2.37
3938 | 2.089
3939 | 2.1822
3940 | 2.1913
3941 | 2.3373
3942 | 2.5925
3943 | 2.662
3944 | 2.4348
3945 | 2.3065
3946 | 2.265
3947 | 2.1252
3948 | 2.2565
3949 | 2.283
3950 | 2.3102
3951 | 2.3108
3952 | 2.302
3953 | 2.3697
3954 | 2.503
3955 | 2.6885
3956 | 2.8108
3957 | 2.712
3958 | 2.5185
3959 | 2.385
3960 | 2.3735
3961 | 2.21
3962 | 2.2265
3963 | 2.282
3964 | 2.2785
3965 | 2.3268
3966 | 2.5715
3967 | 2.7407
3968 | 2.7948
3969 | 2.5932
3970 | 2.4232
3971 | 2.297
3972 | 2.255
3973 | 2.368
3974 | 2.5765
3975 | 2.43
3976 | 2.5067
3977 | 2.5427
3978 | 2.7803
3979 | 2.9043
3980 | 2.9047
3981 | 2.7945
3982 | 2.7725
3983 | 2.5368
3984 | 2.2695
3985 | 2.1445
3986 | 2.2483
3987 | 2.2923
3988 | 2.2683
3989 | 2.2553
3990 | 2.1002
3991 | 2.0747
3992 | 2.139
3993 | 2.0673
3994 | 2.0107
3995 | 2.019
3996 | 1.9447
3997 | 1.9067
3998 | 1.8242
3999 | 1.7677
4000 | 1.9423
4001 | 2.1172
4002 | 2.199
4003 | 2.3157
4004 | 2.4105
4005 | 2.3803
4006 | 2.3487
4007 | 2.2948
4008 | 2.2403
4009 | 2.209
4010 | 2.199
4011 | 2.1677
4012 | 2.156
4013 | 2.1503
4014 | 2.1805
4015 | 2.153
4016 | 2.141
4017 | 2.0987
4018 | 2.0595
4019 | 2.0223
4020 | 1.97
4021 | 1.8873
4022 | 1.9828
4023 | 2.022
4024 | 2.108
4025 | 2.2195
4026 | 2.463
4027 | 2.642
4028 | 2.7717
4029 | 2.9207
4030 | 3.0267
4031 | 2.611
4032 | 2.5682
4033 | 2.4213
4034 | 2.3472
4035 | 2.4785
4036 | 2.622
4037 | 2.565
4038 | 2.8585
4039 | 2.7175
4040 | 2.4945
4041 | 2.4143
4042 | 2.353
4043 | 2.3373
4044 | 2.2647
4045 | 2.2367
4046 | 2.242
4047 | 2.303
4048 | 2.336
4049 | 2.4383
4050 | 2.5137
4051 | 2.6458
4052 | 2.828
4053 | 2.8043
4054 | 2.8545
4055 | 2.6517
4056 | 2.5355
4057 | 2.4043
4058 | 2.5095
4059 | 2.6755
4060 | 2.426
4061 | 2.3478
4062 | 2.8243
4063 | 2.5663
4064 | 2.4712
4065 | 2.2403
4066 | 2.2585
4067 | 2.4348
4068 | 2.456
4069 | 2.5537
4070 | 2.6055
4071 | 2.5217
4072 | 2.6723
4073 | 2.85
4074 | 2.7388
4075 | 2.8705
4076 | 2.8645
4077 | 2.7132
4078 | 2.6957
4079 | 2.583
4080 | 2.661
4081 | 2.6505
4082 | 2.6415
4083 | 2.605
4084 | 2.7822
4085 | 2.7003
4086 | 2.8207
4087 | 2.9087
4088 | 2.7853
4089 | 2.804
4090 | 2.744
4091 | 2.6532
4092 | 2.5987
4093 | 2.411
4094 | 2.4472
4095 | 2.4238
4096 | 2.4785
4097 | 2.4112
4098 | 2.6115
4099 | 2.7077
4100 | 2.7658
4101 | 2.7872
4102 | 2.6905
4103 | 2.5915
4104 | 2.6035
4105 | 2.276
4106 | 2.1953
4107 | 2.2538
4108 | 2.247
4109 | 2.5383
4110 | 2.686
4111 | 2.6843
4112 | 2.517
4113 | 2.5205
4114 | 2.2102
4115 | 2.1085
4116 | 2.15
4117 | 2.3483
4118 | 2.4367
4119 | 2.2433
4120 | 2.6162
4121 | 2.5978
4122 | 2.7673
4123 | 2.864
4124 | 3.0433
4125 | 2.9607
4126 | 2.9482
4127 | 2.6808
4128 | 2.708
4129 | 2.5688
4130 | 2.6805
4131 | 2.5957
4132 | 2.614
4133 | 2.62
4134 | 2.6778
4135 | 2.7252
4136 | 2.8373
4137 | 2.769
4138 | 2.7065
4139 | 2.524
4140 | 2.4925
4141 | 2.6452
4142 | 2.1968
4143 | 2.5135
4144 | 2.645
4145 | 2.5093
4146 | 2.6317
4147 | 2.618
4148 | 2.6728
4149 | 2.212
4150 | 2.2168
4151 | 2.1578
4152 | 2.1612
4153 | 2.1742
4154 | 2.1088
4155 | 2.1587
4156 | 2.1595
4157 | 2.2145
4158 | 2.173
4159 | 2.2262
4160 | 2.229
4161 | 2.2285
4162 | 2.2683
4163 | 2.2247
4164 | 2.0288
4165 | 1.9885
4166 | 2.024
4167 | 1.9723
4168 | 2.037
4169 | 1.9825
4170 | 2.059
4171 | 2.3657
4172 | 2.535
4173 | 2.486
4174 | 2.431
4175 | 2.3032
4176 | 2.2542
4177 | 2.2035
4178 | 2.0975
4179 | 2.1343
4180 | 2.113
4181 | 2.0678
4182 | 2.055
4183 | 2.089
4184 | 2.0375
4185 | 2.109
4186 | 2.051
4187 | 2.0485
4188 | 2.1252
4189 | 2.1263
4190 | 2.1575
4191 | 2.1732
4192 | 2.1412
4193 | 2.225
4194 | 2.4552
4195 | 2.5147
4196 | 2.6787
4197 | 2.7477
4198 | 2.7258
4199 | 2.6383
4200 | 2.6435
4201 | 2.5205
4202 | 2.4228
4203 | 2.52
4204 | 2.6335
4205 | 2.5833
4206 | 2.5735
4207 | 2.4707
4208 | 2.6307
4209 | 2.512
4210 | 2.2967
4211 | 2.3222
4212 | 2.3157
4213 | 2.3007
4214 | 2.2292
4215 | 2.288
4216 | 2.3825
4217 | 2.4645
4218 | 2.5785
4219 | 2.7872
4220 | 2.971
4221 | 2.933
4222 | 2.77
4223 | 2.6763
4224 | 2.55
4225 | 2.6128
4226 | 2.5642
4227 | 2.529
4228 | 2.6085
4229 | 2.733
4230 | 2.648
4231 | 2.6608
4232 | 2.7022
4233 | 2.4118
4234 | 2.353
4235 | 2.1735
4236 | 2.1997
4237 | 2.1768
4238 | 2.1867
4239 | 2.146
4240 | 2.399
4241 | 2.4205
4242 | 2.4815
4243 | 2.808
4244 | 3.0318
4245 | 2.7945
4246 | 2.7588
4247 | 2.6652
4248 | 2.345
4249 | 2.2745
4250 | 2.3705
4251 | 2.4945
4252 | 2.5202
4253 | 2.698
4254 | 2.7247
4255 | 2.7153
4256 | 2.6162
4257 | 2.4263
4258 | 2.2832
4259 | 2.1633
4260 | 2.1612
4261 | 2.2323
4262 | 2.2912
4263 | 2.2185
4264 | 2.179
4265 | 2.3095
4266 | 2.5015
4267 | 2.8462
4268 | 2.8752
4269 | 2.8245
4270 | 2.8555
4271 | 2.7393
4272 | 2.606
4273 | 2.6757
4274 | 2.7738
4275 | 2.791
4276 | 2.6328
4277 | 2.6873
4278 | 2.7105
4279 | 2.68
4280 | 2.44
4281 | 2.4758
4282 | 2.304
4283 | 2.212
4284 | 2.1593
4285 | 2.1153
4286 | 2.0577
4287 | 2.0572
4288 | 2.2805
4289 | 2.507
4290 | 2.594
4291 | 2.8548
4292 | 2.8392
4293 | 2.8723
4294 | 2.8125
4295 | 2.7125
4296 | 2.6683
4297 | 2.5393
4298 | 2.636
4299 | 2.6033
4300 | 2.4638
4301 | 2.4358
4302 | 2.7893
4303 | 2.7175
4304 | 2.4202
4305 | 2.4592
4306 | 2.3065
4307 | 2.3485
4308 | 2.2637
4309 | 2.2132
4310 | 2.1997
4311 | 2.1775
4312 | 2.2105
4313 | 2.2738
4314 | 2.4678
4315 | 2.62
4316 | 2.8207
4317 | 2.8895
4318 | 2.8825
4319 | 2.7193
4320 | 2.69
4321 | 2.6978
4322 | 2.9137
4323 | 2.7385
4324 | 2.6385
4325 | 2.7182
4326 | 2.4888
4327 | 2.518
4328 | 2.3985
4329 | 2.282
4330 | 2.195
4331 | 2.0783
4332 | 2.0115
4333 | 2.0002
4334 | 2.0303
4335 | 1.9635
4336 | 2.1387
4337 | 2.494
4338 | 2.6488
4339 | 2.7805
4340 | 2.841
4341 | 2.6965
4342 | 2.66
4343 | 2.597
4344 | 2.231
4345 | 2.1477
4346 | 2.1273
4347 | 2.1492
4348 | 2.1485
4349 | 2.2458
4350 | 2.3573
4351 | 2.4592
4352 | 2.4998
4353 | 2.4672
4354 | 2.2407
4355 | 2.1702
4356 | 2.1442
4357 | 2.1605
4358 | 2.2033
4359 | 2.15
4360 | 2.274
4361 | 2.4613
4362 | 2.51
4363 | 2.4005
4364 | 2.7527
4365 | 2.654
4366 | 2.7643
4367 | 2.5162
4368 | 2.603
4369 | 2.5347
4370 | 2.254
4371 | 2.2997
4372 | 2.3152
4373 | 2.4263
4374 | 2.7115
4375 | 2.7793
4376 | 2.7357
4377 | 2.7185
4378 | 2.5057
4379 | 2.5572
4380 | 2.3835
4381 | 2.3718
4382 | 2.2258
4383 | 2.4808
4384 | 2.4253
4385 | 2.4438
4386 | 2.622
4387 | 2.7415
4388 | 2.8125
4389 | 2.7605
4390 | 2.724
4391 | 2.5488
4392 | 2.549
4393 | 2.2147
4394 | 2.292
4395 | 2.4392
4396 | 2.496
4397 | 2.5783
4398 | 2.7245
4399 | 2.6322
4400 | 2.6597
4401 | 2.5307
4402 | 2.5025
4403 | 2.558
4404 | 2.35
4405 | 2.2885
4406 | 2.2405
4407 | 2.3195
4408 | 2.349
4409 | 2.3505
4410 | 2.678
4411 | 2.703
4412 | 2.701
4413 | 2.7957
4414 | 2.7502
4415 | 2.7505
4416 | 2.6425
4417 | 2.3725
4418 | 2.3555
4419 | 2.3795
4420 | 2.3687
4421 | 2.4855
4422 | 2.8662
4423 | 2.9177
4424 | 2.8277
4425 | 2.7635
4426 | 2.5638
4427 | 2.5438
4428 | 2.4768
4429 | 2.5873
4430 | 2.745
4431 | 2.4645
4432 | 2.5962
4433 | 2.4915
4434 | 2.6585
4435 | 2.8963
4436 | 2.886
4437 | 2.7665
4438 | 2.6553
4439 | 2.4228
4440 | 2.2858
4441 | 2.231
4442 | 2.3407
4443 | 2.2815
4444 | 2.2188
4445 | 2.2525
4446 | 2.3403
4447 | 2.4785
4448 | 2.495
4449 | 2.331
4450 | 2.2807
4451 | 2.2555
4452 | 2.2433
4453 | 2.1263
4454 | 2.1265
4455 | 2.2008
4456 | 2.1837
4457 | 2.1673
4458 | 2.3205
4459 | 2.3342
4460 | 2.5657
4461 | 2.783
4462 | 2.5823
4463 | 2.3545
4464 | 2.2603
4465 | 2.293
4466 | 2.416
4467 | 2.3262
4468 | 2.4432
4469 | 2.373
4470 | 2.489
4471 | 2.594
4472 | 2.431
4473 | 2.2165
4474 | 2.306
4475 | 2.1288
4476 | 2.1582
4477 | 2.177
4478 | 2.1048
4479 | 2.0827
4480 | 2.0817
4481 | 2.2308
4482 | 2.4133
4483 | 2.6075
4484 | 2.761
4485 | 3.0343
4486 | 3.0427
4487 | 2.8537
4488 | 2.7255
4489 | 2.5478
4490 | 2.371
4491 | 2.2855
4492 | 2.1717
4493 | 2.1742
4494 | 2.237
4495 | 2.1255
4496 | 2.054
4497 | 2.0417
4498 | 1.9957
4499 | 1.9692
4500 | 1.9275
4501 | 1.8297
4502 | 1.84
4503 | 1.809
4504 | 2.0547
4505 | 2.292
4506 | 2.257
4507 | 2.1347
4508 | 2.259
4509 | 2.287
4510 | 2.466
4511 | 2.4127
4512 | 2.298
4513 | 2.2418
4514 | 2.2415
4515 | 2.268
4516 | 2.2973
4517 | 2.2073
4518 | 2.2203
4519 | 2.2147
4520 | 2.172
4521 | 2.1357
4522 | 2.152
4523 | 2.1985
4524 | 2.2058
4525 | 2.1925
4526 | 2.189
4527 | 2.2132
4528 | 2.227
4529 | 2.3392
4530 | 2.3687
4531 | 2.6128
4532 | 2.9062
4533 | 2.8455
4534 | 2.8155
4535 | 2.5737
4536 | 2.5753
4537 | 2.3678
4538 | 2.5525
4539 | 2.5155
4540 | 2.5137
4541 | 2.5412
4542 | 2.665
4543 | 2.6985
4544 | 2.6313
4545 | 2.3472
4546 | 2.1307
4547 | 2.1677
4548 | 2.2428
4549 | 2.2435
4550 | 2.25
4551 | 2.2382
4552 | 2.446
4553 | 2.7268
4554 | 2.8455
4555 | 2.9423
4556 | 2.896
4557 | 2.8745
4558 | 2.8035
4559 | 2.6735
4560 | 2.5707
4561 | 2.5195
4562 | 2.4487
4563 | 2.5897
4564 | 2.5678
4565 | 2.6357
4566 | 2.8672
4567 | 2.8567
4568 | 2.8813
4569 | 2.7607
4570 | 2.5625
4571 | 2.404
4572 | 2.2578
4573 | 2.246
4574 | 2.2753
4575 | 2.133
4576 | 2.3287
4577 | 2.5463
4578 | 2.765
4579 | 3.0137
4580 | 3.0205
4581 | 2.7668
4582 | 2.6298
4583 | 2.6717
4584 | 2.7723
4585 | 2.8262
4586 | 2.867
4587 | 2.8065
4588 | 2.7332
4589 | 2.664
4590 | 2.751
4591 | 2.8838
4592 | 2.9463
4593 | 2.8805
4594 | 2.5585
4595 | 2.6835
4596 | 2.4527
4597 | 2.3537
4598 | 2.2372
4599 | 2.3502
4600 | 2.4535
4601 | 2.5715
4602 | 2.9362
4603 | 2.9722
4604 | 3.0128
4605 | 3.0183
4606 | 2.9678
4607 | 2.9125
4608 | 2.728
4609 | 2.649
4610 | 2.6688
4611 | 2.581
4612 | 2.685
4613 | 2.6778
4614 | 2.7692
4615 | 2.8715
4616 | 2.78
4617 | 2.6408
4618 | 2.3657
4619 | 2.3718
4620 | 2.6723
4621 | 2.5765
4622 | 2.5838
4623 | 2.4802
4624 | 2.5812
4625 | 2.7355
4626 | 2.8058
4627 | 2.9005
4628 | 3.0013
4629 | 2.9575
4630 | 2.74
4631 | 2.6572
4632 | 2.697
4633 | 2.7643
4634 | 2.7717
4635 | 2.6852
4636 | 2.681
4637 | 2.75
4638 | 2.8487
4639 | 2.953
4640 | 2.9632
4641 | 2.7772
4642 | 2.7105
4643 | 2.7345
4644 | 2.794
4645 | 2.753
4646 | 2.569
4647 | 2.4878
4648 | 2.4665
4649 | 2.4013
4650 | 2.4038
4651 | 2.5415
4652 | 2.538
4653 | 2.3207
4654 | 2.2607
4655 | 2.2755
4656 | 2.502
4657 | 2.7317
4658 | 2.7495
4659 | 2.5715
4660 | 2.3748
4661 | 2.1603
4662 | 2.2075
4663 | 2.1892
4664 | 2.2222
4665 | 2.2095
4666 | 2.2923
4667 | 2.2317
4668 | 2.1982
4669 | 2.1252
4670 | 2.0617
4671 | 2.0452
4672 | 2.1005
4673 | 2.3105
4674 | 2.4247
4675 | 2.545
4676 | 2.6713
4677 | 2.8253
4678 | 2.835
4679 | 2.7995
4680 | 2.838
4681 | 2.5393
4682 | 2.304
4683 | 2.3317
4684 | 2.3028
4685 | 2.2645
4686 | 2.2065
4687 | 2.1975
4688 | 2.1972
4689 | 2.1175
4690 | 1.975
4691 | 1.914
4692 | 1.9372
4693 | 1.9035
4694 | 1.877
4695 | 1.8675
4696 | 1.9425
4697 | 2.1315
4698 | 2.4137
4699 | 2.516
4700 | 2.7175
4701 | 2.844
4702 | 2.8967
4703 | 2.77
4704 | 2.6242
4705 | 2.52
4706 | 2.379
4707 | 2.3767
4708 | 2.3807
4709 | 2.568
4710 | 2.8222
4711 | 2.8413
4712 | 2.7695
4713 | 2.5225
4714 | 2.3908
4715 | 2.3285
4716 | 2.2113
4717 | 2.2982
4718 | 2.2403
4719 | 2.345
4720 | 2.362
4721 | 2.529
4722 | 2.899
4723 | 3.07
4724 | 3.0088
4725 | 2.9028
4726 | 2.699
4727 | 2.5842
4728 | 2.528
4729 | 2.6005
4730 | 2.6025
4731 | 2.566
4732 | 2.4872
4733 | 2.414
4734 | 2.7397
4735 | 3.0078
4736 | 2.7705
4737 | 2.6747
4738 | 2.6052
4739 | 2.2172
4740 | 2.1042
4741 | 2.129
4742 | 2.2237
4743 | 2.2893
4744 | 2.4013
4745 | 2.3432
4746 | 2.4322
4747 | 2.4628
4748 | 2.5907
4749 | 2.59
4750 | 2.6042
4751 | 2.4998
4752 | 2.4735
4753 | 2.3988
4754 | 2.186
4755 | 2.2067
4756 | 2.2058
4757 | 2.2633
4758 | 2.3875
4759 | 2.5817
4760 | 2.5565
4761 | 2.3275
4762 | 2.1547
4763 | 2.2195
4764 | 2.315
4765 | 2.4278
4766 | 2.35
4767 | 2.2378
4768 | 2.197
4769 | 2.3952
4770 | 2.3537
4771 | 2.4722
4772 | 2.6365
4773 | 2.6995
4774 | 2.704
4775 | 2.725
4776 | 2.5978
4777 | 2.605
4778 | 2.6107
4779 | 2.6143
4780 | 2.5867
4781 | 2.5762
4782 | 2.8815
4783 | 2.9022
4784 | 2.6665
4785 | 2.52
4786 | 2.3028
4787 | 2.1165
4788 | 2.0928
4789 | 2.1825
4790 | 2.1485
4791 | 2.0922
4792 | 2.1048
4793 | 2.193
4794 | 2.236
4795 | 2.5495
4796 | 2.8058
4797 | 2.7615
4798 | 2.745
4799 | 2.6408
4800 | 2.6553
4801 | 2.6063
4802 | 2.61
4803 | 2.576
4804 | 2.5753
4805 | 2.6212
4806 | 2.75
4807 | 2.6075
4808 | 2.6282
4809 | 2.6805
4810 | 2.4775
4811 | 2.2695
4812 | 2.1827
4813 | 2.2012
4814 | 2.058
4815 | 2.0577
4816 | 2.2342
4817 | 2.3963
4818 | 2.5227
4819 | 2.7723
4820 | 2.7575
4821 | 2.577
4822 | 2.521
4823 | 2.3628
4824 | 2.3363
4825 | 2.5008
4826 | 2.362
4827 | 2.4133
4828 | 2.458
4829 | 2.5735
4830 | 2.636
4831 | 2.5655
4832 | 2.2345
4833 | 2.1328
4834 | 2.0522
4835 | 2.0362
4836 | 2.1153
4837 | 2.0673
4838 | 2.1155
4839 | 2.1658
4840 | 2.1987
4841 | 2.2005
4842 | 2.5918
4843 | 2.6135
4844 | 2.728
4845 | 2.6113
4846 | 2.4707
4847 | 2.2835
4848 | 2.2055
4849 | 2.1263
4850 | 2.1787
4851 | 2.4137
4852 | 2.5063
4853 | 2.576
4854 | 2.6332
4855 | 2.3045
4856 | 2.2283
4857 | 2.0553
4858 | 2.0177
4859 | 1.9495
4860 | 1.8835
4861 | 1.9645
4862 | 1.9765
4863 | 1.919
4864 | 1.973
4865 | 2.4065
4866 | 2.6648
4867 | 2.7132
4868 | 2.9213
4869 | 2.901
4870 | 2.74
4871 | 2.4358
4872 | 2.518
4873 | 2.3895
4874 | 2.315
4875 | 2.3527
4876 | 2.4087
4877 | 2.4075
4878 | 2.3973
4879 | 2.4385
4880 | 2.396
4881 | 2.4053
4882 | 2.286
4883 | 2.1797
4884 | 2.0272
4885 | 2.0408
4886 | 2.0735
4887 | 2.1562
4888 | 2.0925
4889 | 2.3175
4890 | 2.411
4891 | 2.7933
4892 | 3.0095
4893 | 2.9928
4894 | 2.8505
4895 | 2.7077
4896 | 2.5885
4897 | 2.472
4898 | 2.5362
4899 | 2.5932
4900 | 2.6303
4901 | 2.6725
4902 | 2.893
4903 | 2.941
4904 | 2.749
4905 | 2.519
4906 | 2.2875
4907 | 2.3065
4908 | 2.221
4909 | 2.1295
4910 | 2.222
4911 | 2.1843
4912 | 2.3465
4913 | 2.5728
4914 | 2.58
4915 | 2.7005
4916 | 2.6892
4917 | 2.749
4918 | 2.729
4919 | 2.8453
4920 | 2.592
4921 | 2.4675
4922 | 2.6313
4923 | 2.4253
4924 | 2.6555
4925 | 2.713
4926 | 2.9045
4927 | 3.0053
4928 | 2.817
4929 | 2.5873
4930 | 2.545
4931 | 2.2212
4932 | 2.197
4933 | 2.1298
4934 | 2.1658
4935 | 2.1285
4936 | 2.1938
4937 | 2.2193
4938 | 2.493
4939 | 2.628
4940 | 2.8582
4941 | 2.7595
4942 | 2.6535
4943 | 2.7412
4944 | 2.5955
4945 | 2.5787
4946 | 2.503
4947 | 2.3598
4948 | 2.4465
4949 | 2.5987
4950 | 2.8588
4951 | 2.7357
4952 | 2.4527
4953 | 2.2115
4954 | 2.0743
4955 | 1.9937
4956 | 2.1405
4957 | 2.1202
4958 | 2.1082
4959 | 2.1597
4960 | 2.1282
4961 | 2.2655
4962 | 2.5882
4963 | 2.7345
4964 | 2.5088
4965 | 2.5225
4966 | 2.8003
4967 | 2.4548
4968 | 2.5232
4969 | 2.1955
4970 | 2.357
4971 | 2.3665
4972 | 2.1645
4973 | 2.1307
4974 | 2.1885
4975 | 2.3565
4976 | 2.2708
4977 | 2.187
4978 | 2.2548
4979 | 2.1362
4980 | 2.1555
4981 | 2.0368
4982 | 1.9937
4983 | 2.0543
4984 | 2.0105
4985 | 2.0667
4986 | 2.3422
4987 | 2.601
4988 | 2.8037
4989 | 2.8115
4990 | 2.7353
4991 | 2.4735
4992 | 2.4685
4993 | 2.19
4994 | 2.101
4995 | 2.2225
4996 | 2.3455
4997 | 2.3788
4998 | 2.2033
4999 | 2.118
5000 | 2.1197
5001 | 2.1725
5002 | 1.9828
5003 | 1.887
5004 | 1.91
5005 | 1.8922
5006 | 1.9505
5007 | 2.0353
5008 | 2.2683
5009 | 2.3638
5010 | 2.4947
5011 | 2.4777
5012 | 2.3268
5013 | 2.356
5014 | 2.3157
5015 | 2.2443
5016 | 2.3603
5017 | 2.4863
5018 | 2.2443
5019 | 2.267
5020 | 2.2012
5021 | 2.12
5022 | 2.0987
5023 | 2.1245
5024 | 2.1058
5025 | 2.1345
5026 | 2.0787
5027 | 1.9432
5028 | 1.968
5029 | 1.9692
5030 | 1.818
5031 | 1.829
5032 | 1.9697
5033 | 2.078
5034 | 2.1235
5035 | 2.259
5036 | 2.6368
5037 | 2.751
5038 | 2.8222
5039 | 2.3182
5040 | 2.0892
5041 | 2.138
5042 | 1.9627
5043 | 1.907
5044 | 1.8662
5045 | 1.9865
5046 | 2.2498
5047 | 2.1633
5048 | 2.164
5049 | 2.2498
5050 | 2.1445
5051 | 1.998
5052 | 2.044
5053 | 1.9078
5054 | 1.94
5055 | 1.8805
5056 | 2.0265
5057 | 2.112
5058 | 2.1745
5059 | 2.4432
5060 | 2.627
5061 | 2.5232
5062 | 2.4987
5063 | 2.1282
5064 | 2.0525
5065 | 1.9083
5066 | 1.8975
5067 | 2.0362
5068 | 2.0802
5069 | 2.129
5070 | 2.3665
5071 | 2.3035
5072 | 2.1018
5073 | 2.134
5074 | 2.0395
5075 | 2.066
5076 | 1.9735
5077 | 1.986
5078 | 1.9763
5079 | 1.944
5080 | 1.8425
5081 | 2.0438
5082 | 2.0787
5083 | 2.2382
5084 | 2.578
5085 | 2.483
5086 | 2.2927
5087 | 2.0953
5088 | 2.1427
5089 | 2.0128
5090 | 1.953
5091 | 2.0293
5092 | 2.03
5093 | 2.0245
5094 | 2.2092
5095 | 2.1945
5096 | 2.0945
5097 | 2.1252
5098 | 2.0067
5099 | 2.0085
5100 | 1.961
5101 | 1.9523
5102 | 1.8753
5103 | 1.8502
5104 | 1.8638
5105 | 1.9955
5106 | 2.235
5107 | 2.2485
5108 | 2.1572
5109 | 2.2822
5110 | 2.2422
5111 | 2.0635
5112 | 2.0907
5113 | 2.0213
5114 | 2.013
5115 | 1.962
5116 | 2.0968
5117 | 2.1288
5118 | 2.4933
5119 | 2.302
5120 | 2.3013
5121 | 2.3487
5122 | 2.3108
5123 | 2.3483
5124 | 2.3912
5125 | 2.3777
5126 | 2.2668
5127 | 2.1553
5128 | 2.2605
5129 | 2.407
5130 | 2.6307
5131 | 2.7207
5132 | 2.5192
5133 | 2.5198
5134 | 2.428
5135 | 2.1692
5136 | 2.3748
5137 | 2.1915
5138 | 2.1865
5139 | 2.0253
5140 | 2.1705
5141 | 2.2982
5142 | 2.3138
5143 | 2.5907
5144 | 2.4105
5145 | 2.35
5146 | 2.2073
5147 | 2.2175
5148 | 2.2407
5149 | 2.1713
5150 | 2.165
5151 | 2.2302
5152 | 2.2308
5153 | 2.2893
5154 | 2.3065
5155 | 2.357
5156 | 2.519
5157 | 2.337
5158 | 2.35
5159 | 2.1808
5160 | 2.2877
5161 | 2.2403
5162 | 2.1888
5163 | 2.118
5164 | 2.1452
5165 | 2.2677
5166 | 2.2225
5167 | 2.2795
5168 | 2.1463
5169 | 2.132
5170 | 2.1105
5171 | 2.0678
5172 | 2.0205
5173 | 1.9735
5174 | 1.9327
5175 | 1.996
5176 | 1.968
5177 | 2.0107
5178 | 2.2157
5179 | 2.3523
5180 | 2.342
5181 | 2.453
5182 | 2.3998
5183 | 2.2952
5184 | 2.1405
5185 | 2.1907
5186 | 2.1902
5187 | 2.1555
5188 | 2.1485
5189 | 2.0568
5190 | 2.0743
5191 | 2.0455
5192 | 2.03
5193 | 2.0023
5194 | 2.0223
5195 | 2.0743
5196 | 1.9868
5197 | 2.0488
5198 | 1.9768
5199 | 1.8875
5200 | 1.9992
5201 | 2.0928
5202 | 2.187
5203 | 2.245
5204 | 2.3613
5205 | 2.396
5206 | 2.3405
5207 | 2.115
5208 | 2.135
5209 | 2.0002
5210 | 1.8793
5211 | 1.9215
5212 | 2.0303
5213 | 2.097
5214 | 2.3385
5215 | 2.5878
5216 | 2.4495
5217 | 2.208
5218 | 2.1058
5219 | 2.01
5220 | 1.9378
5221 | 1.9305
5222 | 1.9098
5223 | 1.9198
5224 | 1.924
5225 | 2.1397
5226 | 2.147
5227 | 2.4893
5228 | 2.5485
5229 | 2.348
5230 | 2.21
5231 | 2.0045
5232 | 1.9903
5233 | 1.927
5234 | 2.0063
5235 | 1.926
5236 | 1.895
5237 | 2.0473
5238 | 2.2235
5239 | 2.342
5240 | 2.1178
5241 | 2.282
5242 | 2.1073
5243 | 2.0017
5244 | 1.8182
5245 | 1.82
5246 | 1.8242
5247 | 1.7652
5248 | 1.805
5249 | 2.0402
5250 | 2.209
5251 | 2.5307
5252 | 2.7532
5253 | 2.5365
5254 | 2.216
5255 | 1.9735
5256 | 1.9925
5257 | 1.9292
5258 | 1.8165
5259 | 1.813
5260 | 1.7965
5261 | 2.1218
5262 | 2.4105
5263 | 2.3872
5264 | 2.1082
5265 | 2.2088
5266 | 2.0985
5267 | 1.9303
5268 | 1.978
5269 | 1.871
5270 | 1.969
5271 | 1.7962
5272 | 1.8705
5273 | 2.2513
5274 | 2.3182
5275 | 2.2902
5276 | 2.6662
5277 | 2.491
5278 | 2.4808
5279 | 2.202
5280 | 2.0128
5281 | 1.9423
5282 | 2.027
5283 | 1.8833
5284 | 1.8442
5285 | 1.9385
5286 | 2.1625
5287 | 2.4345
5288 | 2.2675
5289 | 2.1965
5290 | 2.056
5291 | 1.983
5292 | 1.987
5293 | 1.9312
5294 | 1.8782
5295 | 1.8955
5296 | 1.9717
5297 | 2.0657
5298 | 2.2658
5299 | 2.6195
5300 | 2.8035
5301 | 2.6957
5302 | 2.3152
5303 | 2.0895
5304 | 1.952
5305 | 1.8518
5306 | 1.885
5307 | 1.8587
5308 | 1.905
5309 | 1.9238
5310 | 1.8295
5311 | 1.8827
5312 | 1.928
5313 | 1.9435
5314 | 1.9932
5315 | 1.903
5316 | 2.002
5317 | 1.9772
5318 | 1.9768
5319 | 1.8035
5320 | 1.8255
5321 | 1.872
5322 | 1.9203
5323 | 2.04
5324 | 2.3265
5325 | 2.322
5326 | 2.1645
5327 | 2.072
5328 | 1.9247
5329 | 1.8562
5330 | 1.878
5331 | 1.827
5332 | 1.714
5333 | 1.7525
5334 | 1.6903
5335 | 1.689
5336 | 1.7403
5337 | 1.7612
5338 | 1.7945
5339 | 1.6785
5340 | 1.6938
5341 | 1.6665
5342 | 1.6293
5343 | 1.6513
5344 | 1.6955
5345 | 1.7123
5346 | 1.7695
5347 | 2.0445
5348 | 2.3367
5349 | 2.4552
5350 | 2.3937
5351 | 2.0722
5352 | 1.8168
5353 | 1.7715
5354 | 1.752
5355 | 1.6615
5356 | 1.5833
5357 | 1.7672
5358 | 1.734
5359 | 1.6395
5360 | 1.648
5361 | 1.6638
5362 | 1.5938
5363 | 1.536
5364 | 1.4717
5365 | 1.4692
5366 | 1.4772
5367 | 1.5677
5368 | 1.5985
5369 | 1.717
5370 | 2.18
5371 | 2.2593
5372 | 2.443
5373 | 2.334
5374 | 2.076
5375 | 1.9777
5376 | 1.9578
5377 | 1.7975
5378 | 1.831
5379 | 1.7908
5380 | 1.764
5381 | 1.956
5382 | 2.1648
5383 | 2.0907
5384 | 1.76
5385 | 1.701
5386 | 1.6767
5387 | 1.7055
5388 | 1.6695
5389 | 1.6603
5390 | 1.652
5391 | 1.6413
5392 | 1.7648
5393 | 1.882
5394 | 2.207
5395 | 2.5005
5396 | 2.4765
5397 | 2.2405
5398 | 2.1315
5399 | 2.1175
5400 | 1.8057
5401 | 1.7995
5402 | 1.661
5403 | 1.7183
5404 | 1.772
5405 | 1.9635
5406 | 2.0642
5407 | 2.1675
5408 | 2.2098
5409 | 2.0072
5410 | 1.9207
5411 | 1.845
5412 | 1.8505
5413 | 1.8487
5414 | 1.7965
5415 | 1.8082
5416 | 2.0078
5417 | 1.9832
5418 | 2.14
5419 | 1.8922
5420 | 1.9495
5421 | 1.9663
5422 | 1.841
5423 | 1.8513
5424 | 1.8122
5425 | 1.7705
5426 | 1.7752
5427 | 1.872
5428 | 1.8373
5429 | 1.9207
5430 | 2.118
5431 | 2.0532
5432 | 1.973
5433 | 1.9127
5434 | 1.8978
5435 | 1.8177
5436 | 1.795
5437 | 1.6907
5438 | 1.7995
5439 | 1.939
5440 | 2.082
5441 | 2.1505
5442 | 2.361
5443 | 2.5787
5444 | 2.565
5445 | 2.539
5446 | 2.3085
5447 | 2.072
5448 | 2.0175
5449 | 1.8045
5450 | 1.8088
5451 | 1.7837
5452 | 1.8275
5453 | 1.8433
5454 | 1.9908
5455 | 2.0732
5456 | 2.0553
5457 | 2.078
5458 | 1.8898
5459 | 1.87
5460 | 1.8015
5461 | 1.7757
5462 | 1.7425
5463 | 1.756
5464 | 1.826
5465 | 1.8017
5466 | 2.0433
5467 | 2.1185
5468 | 2.2128
5469 | 2.0762
5470 | 1.9475
5471 | 1.8133
5472 | 1.735
5473 | 1.6567
5474 | 1.6195
5475 | 1.6133
5476 | 1.657
5477 | 1.648
5478 | 1.8738
5479 | 1.8533
5480 | 1.678
5481 | 1.7092
5482 | 1.7295
5483 | 1.705
5484 | 1.7035
5485 | 1.657
5486 | 1.6287
5487 | 1.5742
5488 | 1.6865
5489 | 1.7977
5490 | 1.987
5491 | 2.277
5492 | 2.4125
5493 | 2.3203
5494 | 2.0657
5495 | 2.1535
5496 | 1.8373
5497 | 1.6415
5498 | 1.698
5499 | 1.6373
5500 | 1.7203
5501 | 1.91
5502 | 1.8978
5503 | 1.808
5504 | 1.697
5505 | 1.6442
5506 | 1.63
5507 | 1.6487
5508 | 1.6758
5509 | 1.7982
5510 | 1.8275
5511 | 1.74
5512 | 1.7775
5513 | 1.774
5514 | 1.897
5515 | 1.958
5516 | 1.8815
5517 | 1.9275
5518 | 1.8707
5519 | 1.7535
5520 | 1.8245
5521 | 1.8128
5522 | 1.7275
5523 | 1.6835
5524 | 1.6823
5525 | 1.6958
5526 | 1.743
5527 | 1.8228
5528 | 1.8125
5529 | 1.715
5530 | 1.749
5531 | 1.773
5532 | 1.851
5533 | 1.756
5534 | 1.7752
5535 | 1.8417
5536 | 1.9118
5537 | 1.921
5538 | 2.0857
5539 | 2.234
5540 | 2.394
5541 | 2.3047
5542 | 2.0855
5543 | 1.9948
5544 | 1.9605
5545 | 1.9323
5546 | 1.915
5547 | 1.948
5548 | 1.9857
5549 | 2.2513
5550 | 2.5722
5551 | 2.667
5552 | 2.452
5553 | 2.167
5554 | 2.1225
5555 | 2.1673
5556 | 2.035
5557 | 1.9587
5558 | 1.9232
5559 | 1.963
5560 | 2.0307
5561 | 2.1347
5562 | 2.2713
5563 | 2.6288
5564 | 2.5072
5565 | 2.3795
5566 | 2.295
5567 | 2.1535
5568 | 2.2022
5569 | 2.1065
5570 | 2.053
5571 | 2.0383
5572 | 2.0878
5573 | 2.156
5574 | 2.3235
5575 | 2.263
5576 | 2.2695
5577 | 2.216
5578 | 2.1525
5579 | 2.0855
5580 | 2.0678
5581 | 2.074
5582 | 2.018
5583 | 2.0288
5584 | 1.975
5585 | 2.107
5586 | 2.4527
5587 | 2.6397
5588 | 2.603
5589 | 2.4783
5590 | 2.1498
5591 | 2.0318
5592 | 1.8565
5593 | 1.8395
5594 | 1.8217
5595 | 1.8585
5596 | 1.8155
5597 | 1.8702
5598 | 1.9812
5599 | 2.2372
5600 | 2.1233
5601 | 2.2205
5602 | 2.0718
5603 | 1.9135
5604 | 1.8057
5605 | 1.7552
5606 | 1.7737
5607 | 1.7603
5608 | 1.8698
5609 | 1.8498
5610 | 1.9952
5611 | 2.5208
5612 | 2.6993
5613 | 2.5267
5614 | 2.3403
5615 | 1.9757
5616 | 1.878
5617 | 1.7842
5618 | 1.8085
5619 | 1.789
5620 | 1.7933
5621 | 1.9418
5622 | 2.5412
5623 | 2.524
5624 | 2.098
5625 | 1.979
5626 | 1.9735
5627 | 1.9743
5628 | 1.9675
5629 | 1.967
5630 | 1.9937
5631 | 1.9412
5632 | 1.985
5633 | 2.0642
5634 | 2.1837
5635 | 2.244
5636 | 2.0895
5637 | 2.123
5638 | 2.173
5639 | 1.8505
5640 | 1.7317
5641 | 1.6975
5642 | 1.6915
5643 | 1.666
5644 | 1.658
5645 | 1.7087
5646 | 1.771
5647 | 1.8638
5648 | 1.738
5649 | 1.7435
5650 | 1.8157
5651 | 1.8073
5652 | 1.8893
5653 | 1.8335
5654 | 1.8235
5655 | 1.7165
5656 | 1.7423
5657 | 1.72
5658 | 1.8718
5659 | 2.0445
5660 | 2.0175
5661 | 2.0568
5662 | 2.1008
5663 | 2.0823
5664 | 2.037
5665 | 1.9977
5666 | 2.0048
5667 | 2.055
5668 | 1.938
5669 | 1.932
5670 | 1.945
5671 | 1.6322
5672 | 1.644
5673 | 1.6592
5674 | 1.6912
5675 | 1.609
5676 | 1.6213
5677 | 1.5585
5678 | 1.543
5679 | 1.5913
5680 | 1.6747
5681 | 1.6618
5682 | 1.8362
5683 | 2.3197
5684 | 1.927
5685 | 1.758
5686 | 2.0312
5687 | 1.7897
5688 | 1.6422
5689 | 1.6202
5690 | 1.617
5691 | 1.6785
5692 | 1.5405
5693 | 1.5795
5694 | 1.6538
5695 | 1.6245
5696 | 1.7003
5697 | 1.7763
5698 | 1.7668
5699 | 1.692
5700 | 1.774
5701 | 1.766
5702 | 1.6805
5703 | 1.6335
5704 | 1.6022
5705 | 1.6895
5706 | 1.9378
5707 | 2.086
5708 | 2.3207
5709 | 2.1225
5710 | 2.0907
5711 | 1.8635
5712 | 1.7982
5713 | 1.6047
5714 | 1.6102
5715 | 1.577
5716 | 1.643
5717 | 1.815
5718 | 2.0572
5719 | 2.0932
5720 | 2.0225
5721 | 1.8495
5722 | 1.768
5723 | 1.6342
5724 | 1.6752
5725 | 1.6663
5726 | 1.6322
5727 | 1.6093
5728 | 1.7505
5729 | 1.9725
5730 | 2.2465
5731 | 2.688
5732 | 2.557
5733 | 2.315
5734 | 2.169
5735 | 2.0718
5736 | 1.8177
5737 | 1.6947
5738 | 1.7103
5739 | 1.6158
5740 | 1.658
5741 | 1.6605
5742 | 1.9925
5743 | 1.8673
5744 | 1.8108
5745 | 1.8635
5746 | 1.744
5747 | 1.6618
5748 | 1.6685
5749 | 1.573
5750 | 1.5597
5751 | 1.5613
5752 | 1.5685
5753 | 1.723
5754 | 1.9172
5755 | 2.2295
5756 | 2.2005
5757 | 1.964
5758 | 1.7305
5759 | 1.6513
5760 | 1.605
5761 | 1.5745
5762 | 1.5868
5763 | 1.5917
5764 | 1.718
5765 | 1.848
5766 | 2.2828
5767 | 2.3108
5768 | 2.1635
5769 | 2.0605
5770 | 1.8197
5771 | 1.685
5772 | 1.613
5773 | 1.6075
5774 | 1.4892
5775 | 1.5785
5776 | 1.634
5777 | 1.7167
5778 | 2.1582
5779 | 2.6135
5780 | 2.4242
5781 | 2.221
5782 | 1.8282
5783 | 1.696
5784 | 1.6827
5785 | 1.6042
5786 | 1.5565
5787 | 1.5735
5788 | 1.6643
5789 | 1.7632
5790 | 2.1545
5791 | 2.194
5792 | 1.9523
5793 | 1.7685
5794 | 1.7067
5795 | 1.686
5796 | 1.6153
5797 | 1.5395
5798 | 1.5773
5799 | 1.624
5800 | 1.6485
5801 | 1.7965
5802 | 2.1037
5803 | 2.387
5804 | 2.4977
5805 | 2.4405
5806 | 2.2172
5807 | 2.068
5808 | 2.114
5809 | 1.7703
5810 | 1.5602
5811 | 1.5353
5812 | 1.6147
5813 | 1.7585
5814 | 2.0558
5815 | 1.985
5816 | 1.822
5817 | 1.7845
5818 | 1.699
5819 | 1.6033
5820 | 1.6315
5821 | 1.6293
5822 | 1.5788
5823 | 1.4952
5824 | 1.5615
5825 | 1.683
5826 | 1.761
5827 | 1.7455
5828 | 1.7657
5829 | 1.7152
5830 | 1.6405
5831 | 1.6038
5832 | 1.533
5833 | 1.5263
5834 | 1.4572
5835 | 1.459
5836 | 1.433
5837 | 1.4897
5838 | 1.5048
5839 | 1.654
5840 | 1.5545
5841 | 1.509
5842 | 1.4415
5843 | 1.4218
5844 | 1.4877
5845 | 1.4287
5846 | 1.408
5847 | 1.3445
5848 | 1.4047
5849 | 1.581
5850 | 1.7087
5851 | 1.9672
5852 | 1.7993
5853 | 1.6765
5854 | 1.6872
5855 | 1.5237
5856 | 1.3998
5857 | 1.3678
5858 | 1.4123
5859 | 1.3702
5860 | 1.353
5861 | 1.37
5862 | 1.401
5863 | 1.4383
5864 | 1.4538
5865 | 1.465
5866 | 1.485
5867 | 1.3555
5868 | 1.375
5869 | 1.3767
5870 | 1.3698
5871 | 1.3365
5872 | 1.395
5873 | 1.5235
5874 | 1.751
5875 | 1.911
5876 | 1.841
5877 | 1.49
5878 | 1.524
5879 | 1.457
5880 | 1.3382
5881 | 1.368
5882 | 1.3573
5883 | 1.3667
5884 | 1.4358
5885 | 1.549
5886 | 1.6458
5887 | 2.0332
5888 | 2.064
5889 | 1.951
5890 | 1.7925
5891 | 1.7795
5892 | 1.5695
5893 | 1.4832
5894 | 1.6618
5895 | 1.5473
5896 | 1.8313
5897 | 1.9383
5898 | 2.1658
5899 | 2.335
5900 | 2.106
5901 | 2.003
5902 | 1.858
5903 | 1.7092
5904 | 1.4825
5905 | 1.6798
5906 | 1.785
5907 | 1.5585
5908 | 1.555
5909 | 1.6678
5910 | 2.1138
5911 | 2.1115
5912 | 1.995
5913 | 1.7975
5914 | 1.7005
5915 | 1.7075
5916 | 1.7018
5917 | 1.6743
5918 | 1.6345
5919 | 1.6207
5920 | 1.6705
5921 | 1.767
5922 | 1.8993
5923 | 2.2803
5924 | 2.3638
5925 | 2.0473
5926 | 1.969
5927 | 1.693
5928 | 1.5653
5929 | 1.5762
5930 | 1.528
5931 | 1.5
5932 | 1.5103
5933 | 1.7145
5934 | 1.9752
5935 | 2.112
5936 | 1.9287
5937 | 2.0885
5938 | 1.7628
5939 | 1.7737
5940 | 1.6182
5941 | 1.671
5942 | 1.609
5943 | 1.6175
5944 | 1.7363
5945 | 1.738
5946 | 1.931
5947 | 1.9287
5948 | 1.905
5949 | 1.7047
5950 | 1.605
5951 | 1.5223
5952 | 1.5112
5953 | 1.482
5954 | 1.5585
5955 | 1.617
5956 | 1.552
5957 | 1.5697
5958 | 1.636
5959 | 1.7697
5960 | 1.8473
5961 | 1.7532
5962 | 1.7372
5963 | 1.7652
5964 | 1.7577
5965 | 1.6127
5966 | 1.7735
5967 | 1.669
5968 | 1.7248
5969 | 2.089
5970 | 2.1315
5971 | 2.0023
5972 | 1.782
5973 | 1.695
5974 | 1.6522
5975 | 1.6945
5976 | 1.7957
5977 | 1.674
5978 | 1.6738
5979 | 1.5822
5980 | 1.6198
5981 | 1.6867
5982 | 1.8297
5983 | 1.8805
5984 | 1.8618
5985 | 1.7027
5986 | 1.6033
5987 | 1.7105
5988 | 1.6242
5989 | 1.6985
5990 | 1.7195
5991 | 1.8222
5992 | 1.8907
5993 | 1.835
5994 | 1.899
5995 | 1.9375
5996 | 1.7922
5997 | 1.634
5998 | 1.5708
5999 | 1.526
6000 | 1.5085
6001 | 1.5008
6002 | 1.513
6003 | 1.534
6004 | 1.4872
6005 | 1.517
6006 | 1.5497
6007 | 1.495
6008 | 1.48
6009 | 1.5548
6010 | 1.5495
6011 | 1.5115
6012 | 1.5023
6013 | 1.4877
6014 | 1.4565
6015 | 1.4432
6016 | 1.4643
6017 | 1.5105
6018 | 1.6173
6019 | 1.7383
6020 | 1.7352
6021 | 1.5445
6022 | 1.449
6023 | 1.492
6024 | 1.5493
6025 | 1.4605
6026 | 1.3525
6027 | 1.385
6028 | 1.426
6029 | 1.2988
6030 | 1.5228
6031 | 1.5393
6032 | 1.356
6033 | 1.4247
6034 | 1.4155
6035 | 1.4475
6036 | 1.3865
6037 | 1.396
6038 | 1.3417
6039 | 1.4152
6040 | 1.4292
6041 | 1.634
6042 | 1.6162
6043 | 1.7072
6044 | 1.776
6045 | 1.639
6046 | 1.4788
6047 | 1.5155
6048 | 1.5057
6049 | 1.5215
6050 | 1.4678
6051 | 1.4578
6052 | 1.5333
6053 | 1.5072
6054 | 1.9852
6055 | 2.312
6056 | 2.2742
6057 | 2.109
6058 | 1.982
6059 | 1.8795
6060 | 1.755
6061 | 1.688
6062 | 1.7145
6063 | 1.7368
6064 | 1.7705
6065 | 1.876
6066 | 1.9415
6067 | 2.0375
6068 | 1.9845
6069 | 1.9143
6070 | 1.86
6071 | 1.831
6072 | 1.8177
6073 | 1.7937
6074 | 1.7965
6075 | 1.8322
6076 | 1.7785
6077 | 1.7728
6078 | 1.964
6079 | 1.9875
6080 | 1.957
6081 | 1.864
6082 | 1.8807
6083 | 1.8308
6084 | 1.866
6085 | 1.879
6086 | 1.8142
6087 | 1.7875
6088 | 1.8397
6089 | 1.8397
6090 | 1.8153
6091 | 1.9723
6092 | 1.9013
6093 | 1.7965
6094 | 1.8435
6095 | 1.7752
6096 | 1.731
6097 | 1.7822
6098 | 1.7563
6099 | 1.7783
6100 | 1.7268
6101 | 1.7775
6102 | 1.784
6103 | 1.795
6104 | 1.8435
6105 | 1.8297
6106 | 1.81
6107 | 1.8122
6108 | 1.7372
6109 | 1.7565
6110 | 1.7205
6111 | 1.6455
6112 | 1.84
6113 | 1.8458
6114 | 1.8998
6115 | 2.1237
6116 | 2.1818
6117 | 2.0463
6118 | 1.9005
6119 | 1.7517
6120 | 1.696
6121 | 1.718
6122 | 1.7962
6123 | 1.8253
6124 | 1.8535
6125 | 1.8465
6126 | 1.9618
6127 | 2.1907
6128 | 2.6397
6129 | 2.2275
6130 | 1.9287
6131 | 2.0032
6132 | 1.4737
6133 | 1.899
6134 | 1.8655
6135 | 1.9255
6136 | 1.987
6137 | 2.1067
6138 | 2.2807
6139 | 2.3007
6140 | 2.396
6141 | 2.3018
6142 | 2.165
6143 | 2.046
6144 | 1.9643
6145 | 1.8733
6146 | 1.9605
6147 | 1.879
6148 | 1.934
6149 | 1.9198
6150 | 2.0183
6151 | 2.1735
6152 | 2.1277
6153 | 1.8782
6154 | 1.8585
6155 | 1.8133
6156 | 1.823
6157 | 1.8475
6158 | 1.8695
6159 | 1.8878
6160 | 1.8487
6161 | 1.9118
6162 | 2.1622
6163 | 2.1393
6164 | 2.081
6165 | 1.9855
6166 | 1.9923
6167 | 1.9265
6168 | 1.927
6169 | 1.9445
6170 | 1.9745
6171 | 1.9772
6172 | 1.9572
6173 | 1.9403
6174 | 1.9812
6175 | 2.0513
6176 | 1.9423
6177 | 1.8473
6178 | 1.7897
6179 | 1.754
6180 | 1.739
6181 | 1.7472
6182 | 1.8565
6183 | 1.928
6184 | 1.9688
6185 | 1.9085
6186 | 2.132
6187 | 2.2155
6188 | 2.1615
6189 | 1.9467
6190 | 1.9367
6191 | 1.8405
6192 | 1.8233
6193 | 1.8128
6194 | 1.8055
6195 | 1.896
6196 | 1.8373
6197 | 1.8055
6198 | 1.7297
6199 | 1.723
6200 | 1.7147
6201 | 1.7552
6202 | 1.7312
6203 | 1.7557
6204 | 1.7375
6205 | 1.7388
6206 | 1.7228
6207 | 1.736
6208 | 1.7595
6209 | 1.8455
6210 | 2.1938
6211 | 2.3378
6212 | 2.0878
6213 | 1.9207
6214 | 1.9098
6215 | 1.9443
6216 | 1.9345
6217 | 1.8738
6218 | 1.8257
6219 | 1.9158
6220 | 1.944
6221 | 1.9192
6222 | 2.1425
6223 | 2.463
6224 | 2.293
6225 | 2.1735
6226 | 2.1143
6227 | 1.986
6228 | 2.016
6229 | 2.0255
6230 | 1.8833
6231 | 1.8975
6232 | 2.1055
6233 | 2.3098
6234 | 2.2687
6235 | 2.2525
6236 | 2.029
6237 | 2.0895
6238 | 2.0867
6239 | 1.8847
6240 | 1.897
6241 | 1.797
6242 | 1.761
6243 | 1.7058
6244 | 1.7308
6245 | 1.7785
6246 | 2.2033
6247 | 2.4478
6248 | 2.1877
6249 | 2.1622
6250 | 1.915
6251 | 2.0377
6252 | 1.9715
6253 | 1.9243
6254 | 1.8573
6255 | 1.8633
6256 | 1.7777
6257 | 1.9267
6258 | 2.1055
6259 | 2.0928
6260 | 2.061
6261 | 1.843
6262 | 1.8333
6263 | 1.8017
6264 | 1.7035
6265 | 1.7007
6266 | 1.7183
6267 | 1.717
6268 | 1.7575
6269 | 1.8355
6270 | 1.9332
6271 | 2.3767
6272 | 2.2067
6273 | 2.2203
6274 | 1.9627
6275 | 1.922
6276 | 1.8913
6277 | 1.8
6278 | 1.9158
6279 | 1.9367
6280 | 1.8922
6281 | 2.05
6282 | 2.385
6283 | 2.345
6284 | 2.0285
6285 | 1.8813
6286 | 1.8647
6287 | 1.8265
6288 | 1.7805
6289 | 1.7432
6290 | 1.7477
6291 | 1.7288
6292 | 1.759
6293 | 1.975
6294 | 2.402
6295 | 2.5365
6296 | 2.122
6297 | 2.1603
6298 | 2.0255
6299 | 1.9647
6300 | 1.8902
6301 | 1.833
6302 | 1.8013
6303 | 1.8233
6304 | 1.8105
6305 | 1.9697
6306 | 2.165
6307 | 2.1898
6308 | 2.0045
6309 | 1.856
6310 | 1.8053
6311 | 1.7663
6312 | 1.7408
6313 | 1.713
6314 | 1.7565
6315 | 1.7357
6316 | 1.7403
6317 | 1.7628
6318 | 1.923
6319 | 1.929
6320 | 1.9752
6321 | 1.9
6322 | 1.907
6323 | 1.9255
6324 | 1.8282
6325 | 1.854
6326 | 1.9412
6327 | 1.8615
6328 | 1.9685
6329 | 1.9817
6330 | 2.39
6331 | 2.2605
6332 | 2.0267
6333 | 2.014
6334 | 2.0115
6335 | 1.8482
6336 | 1.9078
6337 | 1.8125
6338 | 1.7803
6339 | 1.8578
6340 | 1.8277
6341 | 1.8685
6342 | 1.8328
6343 | 1.8397
6344 | 1.822
6345 | 1.873
6346 | 1.8698
6347 | 1.667
6348 | 1.656
6349 | 1.654
6350 | 1.6478
6351 | 1.7092
6352 | 1.819
6353 | 1.981
6354 | 2.3545
6355 | 2.3462
6356 | 2.1215
6357 | 1.993
6358 | 1.91
6359 | 1.7853
6360 | 1.8962
6361 | 1.9325
6362 | 1.9748
6363 | 1.8913
6364 | 1.9843
6365 | 2.0053
6366 | 2.103
6367 | 2.3112
6368 | 2.028
6369 | 1.7772
6370 | 1.6698
6371 | 1.688
6372 | 1.6073
6373 | 1.5605
6374 | 1.5705
6375 | 1.584
6376 | 1.8217
6377 | 2.104
6378 | 2.18
6379 | 2.4915
6380 | 2.4195
6381 | 2.013
6382 | 1.9042
6383 | 1.807
6384 | 1.7675
6385 | 1.835
6386 | 1.815
6387 | 1.751
6388 | 1.7688
6389 | 1.8953
6390 | 2.1805
6391 | 2.419
6392 | 2.0433
6393 | 1.823
6394 | 1.8235
6395 | 1.834
6396 | 1.8215
6397 | 1.7388
6398 | 1.6655
6399 | 1.7245
6400 | 1.964
6401 | 2.2268
6402 | 2.2662
6403 | 2.6753
6404 | 2.4453
6405 | 2.061
6406 | 1.9627
6407 | 1.9123
6408 | 2.1035
6409 | 2.119
6410 | 2.0255
6411 | 1.9708
6412 | 2.0137
6413 | 2.0425
6414 | 2.4192
6415 | 2.5387
6416 | 2.2858
6417 | 2.2923
6418 | 2.216
6419 | 2.2588
6420 | 2.0955
6421 | 1.977
6422 | 1.8965
6423 | 1.9385
6424 | 1.9815
6425 | 2.035
6426 | 2.0587
6427 | 2.1345
6428 | 1.9638
6429 | 1.9695
6430 | 1.9605
6431 | 1.9455
6432 | 1.899
6433 | 1.9033
6434 | 1.9278
6435 | 1.865
6436 | 2.052
6437 | 2.0445
6438 | 1.9788
6439 | 2.1528
6440 | 1.952
6441 | 2.0227
6442 | 1.928
6443 | 1.9363
6444 | 1.9132
6445 | 1.916
6446 | 1.8357
6447 | 1.879
6448 | 1.9695
6449 | 2.0747
6450 | 2.1538
6451 | 2.357
6452 | 2.4383
6453 | 2.0387
6454 | 2.05
6455 | 1.8758
6456 | 1.917
6457 | 1.8885
6458 | 1.8377
6459 | 1.8478
6460 | 1.9415
6461 | 1.953
6462 | 1.9928
6463 | 2.0663
6464 | 2.0587
6465 | 2.012
6466 | 2.0675
6467 | 1.8985
6468 | 1.9147
6469 | 1.883
6470 | 1.9332
6471 | 1.8738
6472 | 1.9555
6473 | 2.343
6474 | 2.6757
6475 | 2.272
6476 | 2.1365
6477 | 2.115
6478 | 2.0583
6479 | 2.0223
6480 | 2.0213
6481 | 1.977
6482 | 2.019
6483 | 2.027
6484 | 2.0165
6485 | 2.0408
6486 | 2.1695
6487 | 2.2597
6488 | 2.1985
6489 | 2.1372
6490 | 2.1452
6491 | 2.1852
6492 | 2.1168
6493 | 2.039
6494 | 2.006
6495 | 2
6496 | 1.9817
6497 | 2.074
6498 | 2.2628
6499 | 2.2615
6500 | 2.1787
6501 | 2.1423
6502 | 2.0135
6503 | 1.988
6504 | 2.0192
6505 | 2.037
6506 | 2.058
6507 | 2.0448
6508 | 1.9895
6509 | 1.9957
6510 | 1.9897
6511 | 2.1285
6512 | 2.1162
6513 | 2.052
6514 | 2.0155
6515 | 1.9817
6516 | 2.03
6517 | 2.0553
6518 | 2.0732
6519 | 2.0627
6520 | 2.0238
6521 | 2.1463
6522 | 2.3165
6523 | 2.315
6524 | 2.2252
6525 | 2.2185
6526 | 2.215
6527 | 2.1275
6528 | 2.088
6529 | 2.0585
6530 | 2.0577
6531 | 2.0562
6532 | 2.1138
6533 | 2.082
6534 | 2.0965
6535 | 2.1867
6536 | 2.0525
6537 | 2.03
6538 | 2.0583
6539 | 2.1585
6540 | 2.2018
6541 | 2.1025
6542 | 2.0932
6543 | 2.1025
6544 | 2.186
6545 | 2.3195
6546 | 2.45
6547 | 2.3068
6548 | 2.231
6549 | 2.1603
6550 | 2.043
6551 | 1.9805
6552 | 1.9777
6553 | 1.98
6554 | 1.9658
6555 | 1.9712
6556 | 1.9723
6557 | 1.9837
6558 | 2.081
6559 | 2.2315
6560 | 2.1822
6561 | 2.0905
6562 | 2.0448
6563 | 1.9968
6564 | 1.9278
6565 | 1.955
6566 | 1.9852
6567 | 1.9997
6568 | 2.0857
6569 | 2.1688
6570 | 2.1425
6571 | 2.125
6572 | 1.97
6573 | 2.0387
6574 | 2.0838
6575 | 2.0415
6576 | 2.1042
6577 | 2.114
6578 | 2.077
6579 | 2.05
6580 | 2.0827
6581 | 2.1185
6582 | 2.1587
6583 | 2.395
6584 | 2.328
6585 | 2.1455
6586 | 2.3885
6587 | 2.1805
6588 | 2.2595
6589 | 2.1692
6590 | 2.0612
6591 | 2.031
6592 | 2.1365
6593 | 2.4407
6594 | 2.491
6595 | 2.6757
6596 | 2.5478
6597 | 2.271
6598 | 2.2508
6599 | 2.1458
6600 | 2.122
6601 | 2.1035
6602 | 2.055
6603 | 2.0783
6604 | 2.1867
6605 | 2.21
6606 | 2.1528
6607 | 2.2912
6608 | 2.3215
6609 | 2.3352
6610 | 2.209
6611 | 2.0805
6612 | 2.1898
6613 | 2.255
6614 | 2.2052
6615 | 2.165
6616 | 2.1357
6617 | 2.3315
6618 | 2.53
6619 | 2.5777
6620 | 2.3435
6621 | 2.1972
6622 | 2.18
6623 | 2.194
6624 | 2.1215
6625 | 2.094
6626 | 2.0935
6627 | 2.1075
6628 | 2.073
6629 | 2.1383
6630 | 2.1117
6631 | 2.1113
6632 | 2.174
6633 | 2.1658
6634 | 2.1368
6635 | 2.0728
6636 | 2.091
6637 | 2.1528
6638 | 2.23
6639 | 2.2157
6640 | 2.3083
6641 | 2.5383
6642 | 2.6515
6643 | 2.9005
6644 | 2.443
6645 | 2.3862
6646 | 2.216
6647 | 2.1892
6648 | 2.099
6649 | 2.0997
6650 | 2.111
6651 | 2.1113
6652 | 2.1065
6653 | 2.1082
6654 | 2.2955
6655 | 2.821
6656 | 2.8723
6657 | 2.584
6658 | 2.1997
6659 | 2.0975
6660 | 2.0713
6661 | 2.0915
6662 | 2.1705
6663 | 2.2035
6664 | 2.2535
6665 | 2.4017
6666 | 2.778
6667 | 2.9545
6668 | 2.5438
6669 | 2.2673
6670 | 2.2325
6671 | 2.2168
6672 | 2.153
6673 | 2.0922
6674 | 2.067
6675 | 2.1225
6676 | 2.0945
6677 | 2.0835
6678 | 2.0652
6679 | 2.2612
6680 | 2.309
6681 | 2.1825
6682 | 2.112
6683 | 2.0293
6684 | 2.0953
6685 | 2.0915
6686 | 2.104
6687 | 2.1125
6688 | 2.1812
6689 | 2.1568
6690 | 2.3755
6691 | 2.4655
6692 | 2.326
6693 | 2.1397
6694 | 2.082
6695 | 2.02
6696 | 2.0737
6697 | 2.062
6698 | 2.0565
6699 | 2.046
6700 | 2.0307
6701 | 2.03
6702 | 1.98
6703 | 2.054
6704 | 2.034
6705 | 2.0412
6706 | 2.0395
6707 | 2.0537
6708 | 2.1085
6709 | 2.1242
6710 | 2.1125
6711 | 2.0663
6712 | 2.0595
6713 | 2.1412
6714 | 2.218
6715 | 2.1178
6716 | 2.077
6717 | 2.081
6718 | 2.0928
6719 | 2.0322
6720 | 2.019
6721 | 2.009
6722 | 1.9695
6723 | 1.9355
6724 | 1.9788
6725 | 1.9783
6726 | 2.0285
6727 | 2.3165
6728 | 2.1895
6729 | 2.0943
6730 | 1.9883
6731 | 2.0713
6732 | 1.9823
6733 | 1.9145
6734 | 1.897
6735 | 2.1458
6736 | 2.2397
6737 | 2.563
6738 | 2.882
6739 | 2.8588
6740 | 2.6375
6741 | 2.2185
6742 | 2.2738
6743 | 2.1833
6744 | 2.1368
6745 | 2.0953
6746 | 2.0715
6747 | 2.0753
6748 | 2.0067
6749 | 2.0368
6750 | 2.1395
6751 | 2.3468
6752 | 2.216
6753 | 2.1285
6754 | 2.0905
6755 | 2.0737
6756 | 2.0735
6757 | 2.078
6758 | 2.1685
6759 | 2.1645
6760 | 2.235
6761 | 2.3853
6762 | 2.3425
6763 | 2.4625
6764 | 2.2085
6765 | 2.1608
6766 | 2.1445
6767 | 2.092
6768 | 2.0987
6769 | 2.0688
6770 | 2.0503
6771 | 2.0285
6772 | 1.9917
6773 | 2.0122
6774 | 2.1655
6775 | 2.3493
6776 | 2.236
6777 | 1.9452
6778 | 1.949
6779 | 1.9418
6780 | 1.9703
6781 | 1.9258
6782 | 1.8698
6783 | 1.8822
6784 | 2.2243
6785 | 2.454
6786 | 2.5415
6787 | 2.4925
6788 | 2.3093
6789 | 2.1355
6790 | 2.0625
6791 | 2.0045
6792 | 2.0115
6793 | 2.0433
6794 | 2.0758
6795 | 1.9737
6796 | 2.045
6797 | 2.0293
6798 | 2.0928
6799 | 2.2415
6800 | 2.0978
6801 | 2.2212
6802 | 2.1677
6803 | 2.1662
6804 | 2.0427
6805 | 2.1037
6806 | 2.0412
6807 | 2.1993
6808 | 2.1928
6809 | 2.4118
6810 | 2.571
6811 | 2.5875
6812 | 2.4907
6813 | 2.3588
6814 | 2.3
6815 | 2.3585
6816 | 2.2298
6817 | 2.1018
6818 | 1.9507
6819 | 1.9067
6820 | 2.0115
6821 | 2.1513
6822 | 2.2345
6823 | 2.6375
6824 | 2.614
6825 | 2.4472
6826 | 2.2145
6827 | 2.263
6828 | 2.1295
6829 | 2.1723
6830 | 2.262
6831 | 2.2595
6832 | 2.4015
6833 | 2.342
6834 | 2.4095
6835 | 2.5627
6836 | 2.4635
6837 | 2.3727
6838 | 2.3083
6839 | 2.3285
6840 | 2.2582
6841 | 2.2513
6842 | 2.1245
6843 | 2.0473
6844 | 2.084
6845 | 2.0575
6846 | 2.1522
6847 | 2.3045
6848 | 2.1953
6849 | 2.148
6850 | 2.1048
6851 | 2.0507
6852 | 2.0198
6853 | 1.9467
6854 | 2.0513
6855 | 2.215
6856 | 2.227
6857 | 2.304
6858 | 2.3643
6859 | 2.3457
6860 | 2.2422
6861 | 2.0848
6862 | 2.0978
6863 | 2.0808
6864 | 1.9917
6865 | 1.9547
6866 | 1.9092
6867 | 1.9183
6868 | 1.9085
6869 | 1.9105
6870 | 1.9155
6871 | 1.9195
6872 | 1.9465
6873 | 1.9455
6874 | 1.946
6875 | 1.9863
6876 | 1.9848
6877 | 1.975
6878 | 2.0343
6879 | 2.032
6880 | 2.024
6881 | 2.068
6882 | 2.1445
6883 | 2.2083
6884 | 2.127
6885 | 2.138
6886 | 2.115
6887 | 2.101
6888 | 2.0553
6889 | 2.001
6890 | 2.042
6891 | 2.1147
6892 | 2.1048
6893 | 2.1488
6894 | 2.472
6895 | 2.7905
6896 | 2.757
6897 | 2.418
6898 | 2.3315
6899 | 2.2875
6900 | 2.497
6901 | 2.3935
6902 | 2.4003
6903 | 2.5848
6904 | 2.7085
6905 | 2.7705
6906 | 2.7
6907 | 2.816
6908 | 2.8065
6909 | 2.624
6910 | 2.4223
6911 | 2.4183
6912 | 2.356
6913 | 2.188
6914 | 2.151
6915 | 2.1172
6916 | 2.1385
6917 | 2.2317
6918 | 2.7172
6919 | 2.8075
6920 | 2.8022
6921 | 2.6002
6922 | 2.4355
6923 | 2.4925
6924 | 2.2197
6925 | 2.285
6926 | 2.3582
6927 | 2.2655
6928 | 2.3392
6929 | 2.7955
6930 | 2.6835
6931 | 2.606
6932 | 2.3127
6933 | 2.1437
6934 | 2.114
6935 | 2.091
6936 | 2.1037
6937 | 2.096
6938 | 2.1445
6939 | 2.049
6940 | 2.024
6941 | 2.0827
6942 | 2.124
6943 | 2.1685
6944 | 2.2683
6945 | 2.1688
6946 | 2.0448
6947 | 2.2492
6948 | 2.3718
6949 | 2.0095
6950 | 2.0055
6951 | 2.0473
6952 | 2.3635
6953 | 2.4065
6954 | 2.227
6955 | 2.3405
6956 | 2.0405
6957 | 1.9835
6958 | 1.9665
6959 | 1.9848
6960 | 1.9592
6961 | 1.9385
6962 | 2.0133
6963 | 2.019
6964 | 2.0223
6965 | 1.9572
6966 | 2.0577
6967 | 2.3598
6968 | 2.3712
6969 | 2.218
6970 | 2.0155
6971 | 1.9498
6972 | 1.9598
6973 | 2.0448
6974 | 2.042
6975 | 2.0587
6976 | 2.464
6977 | 2.431
6978 | 2.5082
6979 | 2.7012
6980 | 2.4217
6981 | 2.266
6982 | 2.1343
6983 | 2.2782
6984 | 2.2725
6985 | 2.275
6986 | 2.1205
6987 | 2.049
6988 | 2.1325
6989 | 2.0518
6990 | 2.4265
6991 | 2.7327
6992 | 2.6923
6993 | 2.5343
6994 | 2.5587
6995 | 2.676
6996 | 2.429
6997 | 2.1755
6998 | 2.3105
6999 | 2.5467
7000 | 2.591
7001 | 2.6498
7002 | 2.7917
7003 | 2.6932
7004 | 2.4617
7005 | 2.4075
7006 | 2.3843
7007 | 2.2405
7008 | 2.3165
7009 | 2.2955
7010 | 2.1393
7011 | 2.222
7012 | 2.077
7013 | 2.0845
7014 | 2.1242
7015 | 2.3502
7016 | 2.4327
7017 | 2.3935
7018 | 2.3425
7019 | 2.3457
7020 | 2.1178
7021 | 2.066
7022 | 2.0755
7023 | 2.0955
7024 | 2.2048
7025 | 2.5057
7026 | 2.6755
7027 | 2.3422
7028 | 2.0888
7029 | 2.0267
7030 | 2.0293
7031 | 2.0285
7032 | 1.9395
7033 | 1.8798
7034 | 1.869
7035 | 1.878
7036 | 1.9152
7037 | 1.8662
7038 | 1.9135
7039 | 1.9458
7040 | 1.93
7041 | 1.8873
7042 | 1.9015
7043 | 1.933
7044 | 1.977
7045 | 1.9485
7046 | 1.9258
7047 | 1.9338
7048 | 2.0085
7049 | 1.9772
7050 | 2.0655
7051 | 2.1125
7052 | 1.9095
7053 | 1.88
7054 | 1.8445
7055 | 1.8193
7056 | 1.7797
7057 | 1.7657
7058 | 1.7995
7059 | 1.7412
7060 | 1.7492
7061 | 1.8685
7062 | 2.2135
7063 | 2.1637
7064 | 2.527
7065 | 2.1695
7066 | 2.0892
7067 | 2.1138
7068 | 1.9465
7069 | 1.8787
7070 | 1.8658
7071 | 1.8625
7072 | 1.9638
7073 | 2.377
7074 | 2.5103
7075 | 2.5685
7076 | 2.3803
7077 | 2.2332
7078 | 1.9905
7079 | 1.9995
7080 | 1.8885
7081 | 1.863
7082 | 1.8493
7083 | 1.8482
7084 | 1.7995
7085 | 1.8853
7086 | 1.9703
7087 | 1.934
7088 | 2.1892
7089 | 2.0577
7090 | 1.9632
7091 | 1.896
7092 | 1.812
7093 | 1.7428
7094 | 1.7265
7095 | 1.7652
7096 | 1.9903
7097 | 2.1902
7098 | 2.336
7099 | 2.203
7100 | 1.9127
7101 | 1.961
7102 | 1.9403
7103 | 1.8765
7104 | 1.775
7105 | 1.8115
7106 | 1.8357
7107 | 1.8285
7108 | 1.85
7109 | 1.9912
7110 | 2.155
7111 | 2.458
7112 | 2.3235
7113 | 2.1603
7114 | 2.0122
7115 | 2.112
7116 | 1.9895
7117 | 1.8845
7118 | 2.0278
7119 | 1.9923
7120 | 2.083
7121 | 2.3685
7122 | 2.327
7123 | 2.2437
7124 | 2.1298
7125 | 2.0293
7126 | 2.0922
7127 | 2.0885
7128 | 1.9705
7129 | 1.8573
7130 | 1.8765
7131 | 1.8685
7132 | 1.8955
7133 | 1.9932
7134 | 2.0507
7135 | 2.3425
7136 | 2.3502
7137 | 2.1055
7138 | 2.1393
7139 | 2.0205
7140 | 2.128
7141 | 2.0685
7142 | 2.1782
7143 | 2.0657
7144 | 2.2582
7145 | 2.5263
7146 | 2.6153
7147 | 2.2938
7148 | 1.89
7149 | 1.9735
7150 | 2.1997
7151 | 2.101
7152 | 1.8785
7153 | 1.8205
7154 | 1.7833
7155 | 1.7637
7156 | 1.7577
7157 | 1.8405
7158 | 2.15
7159 | 2.35
7160 | 2.4493
7161 | 2.0232
7162 | 1.9763
7163 | 1.868
7164 | 1.8333
7165 | 1.858
7166 | 1.9425
7167 | 2.0745
7168 | 2.0852
7169 | 2.3413
7170 | 2.495
7171 | 2.5303
7172 | 2.1103
7173 | 1.9963
7174 | 1.9563
7175 | 1.9072
7176 | 1.9498
7177 | 1.9118
7178 | 1.925
7179 | 1.8838
7180 | 2.007
7181 | 1.8262
7182 | 1.9852
7183 | 2.0332
7184 | 2.1448
7185 | 2.0305
7186 | 1.9112
7187 | 1.8505
7188 | 1.7868
7189 | 1.7257
7190 | 1.747
7191 | 1.7997
7192 | 1.982
7193 | 2.2258
7194 | 2.218
7195 | 2.0395
7196 | 1.9112
7197 | 1.7663
7198 | 1.7828
7199 | 1.729
7200 | 1.654
7201 | 1.6732
7202 | 1.6735
7203 | 1.664
7204 | 1.6623
7205 | 1.6198
7206 | 1.6158
7207 | 1.5998
7208 | 1.5757
7209 | 1.5695
7210 | 1.734
7211 | 1.773
7212 | 1.5835
7213 | 1.6505
7214 | 1.5428
7215 | 1.6258
7216 | 1.8245
7217 | 1.7277
7218 | 1.9318
7219 | 2.1255
7220 | 1.9255
7221 | 1.894
7222 | 1.7505
7223 | 1.7345
7224 | 1.6947
7225 | 1.6327
7226 | 1.6527
7227 | 1.6218
7228 | 1.596
7229 | 1.5853
7230 | 1.5985
7231 | 1.8217
7232 | 1.7865
7233 | 1.786
7234 | 1.7873
7235 | 1.7007
7236 | 1.6258
7237 | 1.6427
7238 | 1.6885
7239 | 1.8453
7240 | 1.689
7241 | 1.7668
7242 | 1.8377
7243 | 2.0053
7244 | 1.7975
7245 | 1.6835
7246 | 1.736
7247 | 1.6705
7248 | 1.68
7249 | 1.6513
7250 | 1.639
7251 | 1.6293
7252 | 1.6505
7253 | 1.641
7254 | 1.6473
7255 | 1.7888
7256 | 2.2132
7257 | 1.9678
7258 | 1.6972
7259 | 1.6138
7260 | 1.541
7261 | 1.5528
7262 | 1.554
7263 | 1.5855
7264 | 1.9045
7265 | 2.2995
7266 | 2.33
7267 | 2.3062
7268 | 2.1465
7269 | 1.9033
7270 | 1.7043
7271 | 1.7577
7272 | 1.6033
7273 | 1.5333
7274 | 1.5713
7275 | 1.646
7276 | 1.5288
7277 | 1.515
7278 | 1.5557
7279 | 1.6555
7280 | 1.836
7281 | 1.8255
7282 | 1.6422
7283 | 1.6362
7284 | 1.7212
7285 | 1.7565
7286 | 1.7197
7287 | 2
7288 | 2.0703
7289 | 2.305
7290 | 2.2367
7291 | 2.3207
7292 | 2.0762
7293 | 1.812
7294 | 1.7257
7295 | 1.7232
7296 | 1.6333
7297 | 1.6732
7298 | 1.5935
7299 | 1.6632
7300 | 1.6033
7301 | 1.583
7302 | 1.6635
7303 | 2.0852
7304 | 2.089
7305 | 2.1063
7306 | 2.0695
7307 | 2.0537
7308 | 1.9683
7309 | 1.895
7310 | 2.1728
7311 | 2.1452
7312 | 2.0185
7313 | 2.0332
7314 | 2.0307
7315 | 2.0848
7316 | 2.011
7317 | 1.6607
7318 | 1.5765
7319 | 1.5482
7320 | 1.4808
7321 | 1.4435
7322 | 1.4307
7323 | 1.4352
7324 | 1.4795
7325 | 1.4287
7326 | 1.423
7327 | 1.47
7328 | 1.499
7329 | 1.5048
7330 | 1.443
7331 | 1.4223
7332 | 1.432
7333 | 1.4495
7334 | 1.437
7335 | 1.5163
7336 | 1.5297
7337 | 1.5208
7338 | 1.5985
7339 | 1.6963
7340 | 1.5377
7341 | 1.5063
7342 | 1.486
7343 | 1.5565
7344 | 1.4183
7345 | 1.455
7346 | 1.442
7347 | 1.4265
7348 | 1.3633
7349 | 1.3388
7350 | 1.3395
7351 | 1.3735
7352 | 1.3662
7353 | 1.3578
7354 | 1.402
7355 | 1.3718
7356 | 1.4055
7357 | 1.4385
7358 | 1.4078
7359 | 1.3875
7360 | 1.4143
7361 | 1.5805
7362 | 2.0175
7363 | 1.8735
7364 | 1.7583
7365 | 1.5357
7366 | 1.433
7367 | 1.4115
7368 | 1.3622
7369 | 1.321
7370 | 1.3042
7371 | 1.2982
7372 | 1.2933
7373 | 1.2965
7374 | 1.318
7375 | 1.3573
7376 | 1.39
7377 | 1.359
7378 | 1.4205
7379 | 1.5075
7380 | 1.458
7381 | 1.4607
7382 | 1.4908
7383 | 1.4035
7384 | 1.4038
7385 | 1.4323
7386 | 1.5453
7387 | 1.5263
7388 | 1.4683
7389 | 1.4917
7390 | 1.4583
7391 | 1.4395
7392 | 1.442
7393 | 1.4875
7394 | 1.4835
7395 | 1.477
7396 | 1.5012
7397 | 1.4975
7398 | 1.4703
7399 | 1.5947
7400 | 1.7743
7401 | 1.772
7402 | 1.5855
7403 | 1.6035
7404 | 1.4532
7405 | 1.4952
7406 | 1.496
7407 | 1.4258
7408 | 1.6625
7409 | 1.9888
7410 | 2.093
7411 | 2.0238
7412 | 1.7797
7413 | 1.5012
7414 | 1.4002
7415 | 1.4207
7416 | 1.4185
7417 | 1.4423
7418 | 1.3995
7419 | 1.4045
7420 | 1.4053
7421 | 1.4797
7422 | 1.5037
7423 | 1.7178
7424 | 1.8193
7425 | 1.559
7426 | 1.638
7427 | 1.789
7428 | 1.6745
7429 | 1.731
7430 | 1.848
7431 | 1.7132
7432 | 1.8855
7433 | 1.945
7434 | 2.055
7435 | 2.0423
7436 | 1.9025
7437 | 1.8025
7438 | 1.7908
7439 | 1.6358
7440 | 1.5573
7441 | 1.5317
7442 | 1.4977
7443 | 1.528
7444 | 1.4772
7445 | 1.4595
7446 | 1.6167
7447 | 2.0515
7448 | 2.0358
7449 | 2.0907
7450 | 2.034
7451 | 2.1658
7452 | 2.1658
7453 | 2.1723
7454 | 2.2203
7455 | 2.1528
7456 | 2.225
7457 | 2.3253
7458 | 2.248
7459 | 2.2292
7460 | 2.1717
7461 | 2.0608
7462 | 1.771
7463 | 1.7025
7464 | 1.567
7465 | 1.4632
7466 | 1.4235
7467 | 1.467
7468 | 1.4805
7469 | 1.4795
7470 | 1.4837
7471 | 2.0802
7472 | 2.3123
7473 | 2.2035
7474 | 2.0802
7475 | 1.8953
7476 | 2.062
7477 | 1.855
7478 | 2.0185
7479 | 2.112
7480 | 2.1898
7481 | 2.2415
7482 | 2.2793
7483 | 2.2595
7484 | 2.246
7485 | 1.9863
7486 | 1.6485
7487 | 1.5508
7488 | 1.4587
7489 | 1.4278
7490 | 1.4318
7491 | 1.457
7492 | 1.4467
7493 | 1.437
7494 | 1.4435
7495 | 1.726
7496 | 1.7357
7497 | 1.7505
7498 | 1.6772
7499 | 1.505
7500 | 1.5393
7501 | 1.817
7502 | 2.0278
7503 | 2.0093
7504 | 1.8475
7505 | 1.751
7506 | 1.6675
7507 | 1.6652
7508 | 1.6367
7509 | 1.5833
7510 | 1.589
7511 | 1.494
7512 | 1.5157
7513 | 1.4685
7514 | 1.509
7515 | 1.4252
7516 | 1.4625
7517 | 1.3853
7518 | 1.385
7519 | 1.4
7520 | 1.4595
7521 | 1.4645
7522 | 1.4267
7523 | 1.4937
7524 | 1.393
7525 | 1.37
7526 | 1.3645
7527 | 1.4912
7528 | 1.516
7529 | 1.618
7530 | 2.007
7531 | 1.951
7532 | 1.672
7533 | 1.5982
7534 | 1.4863
7535 | 1.4563
7536 | 1.3762
7537 | 1.3962
7538 | 1.3685
7539 | 1.3295
7540 | 1.3782
7541 | 1.4425
7542 | 1.3117
7543 | 1.3093
7544 | 1.3273
7545 | 1.3117
7546 | 1.336
7547 | 1.3157
7548 | 1.3233
7549 | 1.3718
7550 | 1.3408
7551 | 1.5035
7552 | 1.711
7553 | 1.6732
7554 | 1.8193
7555 | 1.7945
7556 | 1.5922
7557 | 1.5705
7558 | 1.4772
7559 | 1.3433
7560 | 1.2945
7561 | 1.297
7562 | 1.3185
7563 | 1.3402
7564 | 1.3662
7565 | 1.3435
7566 | 1.3245
7567 | 1.468
7568 | 1.5535
7569 | 1.5462
7570 | 1.4652
7571 | 1.487
7572 | 1.5762
7573 | 1.3635
7574 | 1.4928
7575 | 1.5052
7576 | 1.8453
7577 | 1.8388
7578 | 1.9788
7579 | 1.7665
7580 | 1.7523
7581 | 1.5408
7582 | 1.4105
7583 | 1.344
7584 | 1.311
7585 | 1.3462
7586 | 1.3365
7587 | 1.3017
7588 | 1.3002
7589 | 1.324
7590 | 1.3473
7591 | 1.5708
7592 | 1.9387
7593 | 1.975
7594 | 2.0107
7595 | 1.7935
7596 | 1.7777
7597 | 1.736
7598 | 1.978
7599 | 2.2502
7600 | 2.1357
7601 | 2.1513
7602 | 2.2388
7603 | 2.1223
7604 | 1.964
7605 | 1.7845
7606 | 1.6293
7607 | 1.5557
7608 | 1.4772
7609 | 1.3927
7610 | 1.37
7611 | 1.3842
7612 | 1.3893
7613 | 1.39
7614 | 1.4205
7615 | 1.687
7616 | 1.6487
7617 | 1.9305
7618 | 2.0427
7619 | 1.7383
7620 | 1.7873
7621 | 1.9683
7622 | 1.8458
7623 | 1.749
7624 | 2.087
7625 | 1.9078
7626 | 2.007
7627 | 1.8037
7628 | 1.6718
7629 | 1.4865
7630 | 1.3982
7631 | 1.3317
7632 | 1.3317
7633 | 1.3422
7634 | 1.28
7635 | 1.3148
7636 | 1.2715
7637 | 1.2688
7638 | 1.299
7639 | 1.3215
7640 | 1.4427
7641 | 1.4487
7642 | 1.391
7643 | 1.3505
7644 | 1.3542
7645 | 1.3618
7646 | 1.322
7647 | 1.384
7648 | 1.4797
7649 | 1.7737
7650 | 1.8815
7651 | 1.8135
7652 | 1.586
7653 | 1.4267
7654 | 1.3282
7655 | 1.35
7656 | 1.2668
7657 | 1.2877
7658 | 1.3015
7659 | 1.2637
7660 | 1.2523
7661 | 1.242
7662 | 1.269
7663 | 1.2945
7664 | 1.464
7665 | 1.619
7666 | 1.3633
7667 | 1.2715
7668 | 1.2437
7669 | 1.242
7670 | 1.2628
7671 | 1.2968
7672 | 1.419
7673 | 1.621
7674 | 1.6515
7675 | 1.5148
7676 | 1.4332
7677 | 1.313
7678 | 1.2677
7679 | 1.264
7680 | 1.2565
7681 | 1.2225
7682 | 1.2047
7683 | 1.2185
7684 | 1.1932
7685 | 1.196
7686 | 1.1938
7687 | 1.2025
7688 | 1.223
7689 | 1.2505
7690 | 1.2688
7691 | 1.263
7692 | 1.2617
7693 | 1.253
7694 | 1.291
7695 | 1.3762
7696 | 1.4002
7697 | 1.431
7698 | 1.4363
7699 | 1.449
7700 | 1.3317
7701 | 1.301
7702 | 1.306
7703 | 1.3397
7704 | 1.2245
7705 | 1.176
7706 | 1.144
7707 | 1.1513
7708 | 1.147
7709 | 1.2018
7710 | 1.21
7711 | 1.2145
7712 | 1.27
7713 | 1.3435
7714 | 1.3057
7715 | 1.3377
7716 | 1.2982
7717 | 1.235
7718 | 1.275
7719 | 1.3825
7720 | 1.244
7721 | 1.3765
7722 | 1.3835
7723 | 1.3558
7724 | 1.276
7725 | 1.244
7726 | 1.2163
7727 | 1.2203
7728 | 1.2515
7729 | 1.2483
7730 | 1.2428
7731 | 1.1852
7732 | 1.2018
7733 | 1.2178
7734 | 1.2948
7735 | 1.315
7736 | 1.3428
7737 | 1.3382
7738 | 1.2885
7739 | 1.2365
7740 | 1.2748
7741 | 1.2835
7742 | 1.2962
7743 | 1.3745
7744 | 1.4643
7745 | 1.677
7746 | 1.628
7747 | 1.7215
7748 | 1.483
7749 | 1.293
7750 | 1.2897
7751 | 1.2922
7752 | 1.308
7753 | 1.3317
7754 | 1.2797
7755 | 1.352
7756 | 1.298
7757 | 1.3162
7758 | 1.371
7759 | 1.4078
7760 | 1.434
7761 | 1.5115
7762 | 1.444
7763 | 1.384
7764 | 1.355
7765 | 1.3408
7766 | 1.34
7767 | 1.3598
7768 | 1.4445
7769 | 1.4757
7770 | 1.5493
7771 | 1.5422
7772 | 1.614
7773 | 1.4315
7774 | 1.349
7775 | 1.3493
7776 | 1.3288
7777 | 1.2775
7778 | 1.305
7779 | 1.2997
7780 | 1.3885
7781 | 1.446
7782 | 1.4263
7783 | 1.4903
7784 | 1.5548
7785 | 1.5828
7786 | 1.5163
7787 | 1.4975
7788 | 1.4792
7789 | 1.4732
7790 | 1.5108
7791 | 1.5673
7792 | 1.6485
7793 | 1.6775
7794 | 1.7652
7795 | 1.7315
7796 | 1.7252
7797 | 1.5877
7798 | 1.591
7799 | 1.5103
7800 | 1.4507
7801 | 1.4303
7802 | 1.4152
7803 | 1.4087
7804 | 1.4078
7805 | 1.4175
7806 | 1.4045
7807 | 1.4768
7808 | 1.5413
7809 | 1.5548
7810 | 1.4823
7811 | 1.4415
7812 | 1.5157
7813 | 1.4908
7814 | 1.4595
7815 | 1.5817
7816 | 1.7897
7817 | 1.9803
7818 | 2.1288
7819 | 1.8382
7820 | 1.9445
7821 | 1.5978
7822 | 1.7383
7823 | 1.4737
7824 | 1.4455
7825 | 1.443
7826 | 1.4458
7827 | 1.4275
7828 | 1.447
7829 | 1.4078
7830 | 1.4363
7831 | 1.4772
7832 | 1.715
7833 | 1.7018
7834 | 1.699
7835 | 1.727
7836 | 1.6798
7837 | 1.6758
7838 | 1.731
7839 | 1.505
7840 | 1.5288
7841 | 1.5325
7842 | 1.6878
7843 | 1.7178
7844 | 1.6635
7845 | 1.5967
7846 | 1.545
7847 | 1.5553
7848 | 1.4447
7849 | 1.409
7850 | 1.3962
7851 | 1.4132
7852 | 1.407
7853 | 1.4087
7854 | 1.4098
7855 | 1.4607
7856 | 1.4777
7857 | 1.4415
7858 | 1.4155
7859 | 1.429
7860 | 1.4708
7861 | 1.4447
7862 | 1.435
7863 | 1.4343
7864 | 1.404
7865 | 1.4265
7866 | 1.5108
7867 | 1.48
7868 | 1.4512
7869 | 1.412
7870 | 1.4147
7871 | 1.4347
7872 | 1.4425
7873 | 1.389
7874 | 1.4022
7875 | 1.3855
7876 | 1.3887
7877 | 1.3573
7878 | 1.3402
7879 | 1.3538
7880 | 1.345
7881 | 1.3882
7882 | 1.4187
7883 | 1.4183
7884 | 1.3818
7885 | 1.381
7886 | 1.3842
7887 | 1.4307
7888 | 1.452
7889 | 1.494
7890 | 1.5345
7891 | 1.5402
7892 | 1.5325
7893 | 1.5362
7894 | 1.3793
7895 | 1.3595
7896 | 1.3695
7897 | 1.3417
7898 | 1.3642
7899 | 1.332
7900 | 1.3447
7901 | 1.3578
7902 | 1.4218
7903 | 1.4545
7904 | 1.5602
7905 | 1.5228
7906 | 1.434
7907 | 1.437
7908 | 1.571
7909 | 1.4378
7910 | 1.4632
7911 | 1.487
7912 | 1.5828
7913 | 1.5455
7914 | 1.7268
7915 | 1.7265
7916 | 1.6173
7917 | 1.5708
7918 | 1.6025
7919 | 1.5417
7920 | 1.5297
7921 | 1.435
7922 | 1.438
7923 | 1.4555
7924 | 1.4797
7925 | 1.5397
7926 | 1.6227
7927 | 1.64
7928 | 1.7005
7929 | 1.809
7930 | 1.669
7931 | 1.6553
7932 | 1.668
7933 | 1.7172
7934 | 1.8082
7935 | 1.9098
7936 | 2.0005
7937 | 1.9272
7938 | 1.8613
7939 | 1.7585
7940 | 1.7215
7941 | 1.6387
7942 | 1.652
7943 | 1.607
7944 | 1.5908
7945 | 1.575
7946 | 1.562
7947 | 1.5905
7948 | 1.5625
7949 | 1.5713
7950 | 1.6683
7951 | 1.7833
7952 | 2.0783
7953 | 2.0282
7954 | 1.7962
7955 | 1.7395
7956 | 1.7055
7957 | 1.6482
7958 | 1.6655
7959 | 1.7025
7960 | 1.6807
7961 | 2.1227
7962 | 2.1155
7963 | 2.1117
7964 | 1.5908
7965 | 1.59
7966 | 1.5348
7967 | 1.5393
7968 | 1.5493
7969 | 1.541
7970 | 1.54
7971 | 1.5285
7972 | 1.529
7973 | 1.5037
7974 | 1.6342
7975 | 1.6002
7976 | 1.6218
7977 | 1.6375
7978 | 1.612
7979 | 1.6238
7980 | 1.621
7981 | 1.6647
7982 | 1.6533
7983 | 1.6547
7984 | 1.6865
7985 | 1.7842
7986 | 1.8962
7987 | 1.8782
7988 | 1.8405
7989 | 1.7583
7990 | 1.7263
7991 | 1.7415
7992 | 1.7472
7993 | 1.819
7994 | 1.7552
7995 | 1.7525
7996 | 1.7425
7997 | 1.756
7998 | 1.8217
7999 | 1.8625
8000 | 2.2205
8001 | 2.2858
8002 | 1.923
8003 | 1.7232
8004 | 1.7012
8005 | 1.7025
8006 | 1.7297
8007 | 1.7312
8008 | 1.7172
8009 | 1.855
8010 | 1.9087
8011 | 1.7535
8012 | 1.7765
8013 | 1.6792
8014 | 1.6787
8015 | 1.7517
8016 | 1.6358
8017 | 1.611
8018 | 1.6775
8019 | 1.6325
8020 | 1.6145
8021 | 1.59
8022 | 1.6
8023 | 1.582
8024 | 1.6093
8025 | 1.624
8026 | 1.593
8027 | 1.603
8028 | 1.6273
8029 | 1.6445
8030 | 1.6535
8031 | 1.6162
8032 | 1.6507
8033 | 1.7503
8034 | 1.704
8035 | 1.7572
8036 | 1.7197
8037 | 1.6872
8038 | 1.599
8039 | 1.5975
8040 | 1.4655
8041 | 1.4538
8042 | 1.4438
8043 | 1.4478
8044 | 1.4483
8045 | 1.4432
8046 | 1.448
8047 | 1.4435
8048 | 1.465
8049 | 1.5195
8050 | 1.4645
8051 | 1.4532
8052 | 1.772
8053 | 1.5493
8054 | 1.5197
8055 | 1.8035
8056 | 1.8942
8057 | 1.615
8058 | 1.8173
8059 | 1.685
8060 | 1.5998
8061 | 1.5092
8062 | 1.4795
8063 | 1.4592
8064 | 1.4387
8065 | 1.4318
8066 | 1.4163
8067 | 1.4275
8068 | 1.4005
8069 | 1.385
8070 | 1.3982
8071 | 1.4945
8072 | 1.6698
8073 | 1.7428
8074 | 1.774
8075 | 1.7705
8076 | 1.4695
8077 | 1.4518
8078 | 1.4635
8079 | 1.5902
8080 | 1.6795
8081 | 2.0297
8082 | 2.0535
8083 | 1.9975
8084 | 1.9227
8085 | 1.7645
8086 | 1.6335
8087 | 1.638
8088 | 1.4948
8089 | 1.5397
8090 | 1.6178
8091 | 1.616
8092 | 1.6167
8093 | 1.6545
8094 | 1.6938
8095 | 1.7372
8096 | 1.8382
8097 | 1.9022
8098 | 1.9723
8099 | 1.8555
8100 | 1.6553
8101 | 1.6158
8102 | 1.6418
8103 | 1.928
8104 | 2.2255
8105 | 2.3653
8106 | 2.4682
8107 | 2.4232
8108 | 2.1963
8109 | 1.9685
8110 | 1.8967
8111 | 1.834
8112 | 1.7775
8113 | 1.7512
8114 | 1.7652
8115 | 1.7497
8116 | 1.7167
8117 | 1.692
8118 | 1.6765
8119 | 1.8595
8120 | 2.174
8121 | 2.2553
8122 | 2.2252
8123 | 2.2105
8124 | 2.0553
8125 | 1.797
8126 | 2.1455
8127 | 2.1313
8128 | 2.2767
8129 | 2.3945
8130 | 2.5145
8131 | 2.4613
8132 | 2.2163
8133 | 2.1115
8134 | 1.8245
8135 | 1.7628
8136 | 1.7183
8137 | 1.6798
8138 | 1.6592
8139 | 1.7203
8140 | 1.6878
8141 | 1.6515
8142 | 1.6743
8143 | 1.9995
8144 | 2.1365
8145 | 2.0815
8146 | 1.838
8147 | 1.7105
8148 | 1.712
8149 | 1.6698
8150 | 1.6365
8151 | 1.6672
8152 | 1.601
8153 | 1.627
8154 | 1.6042
8155 | 1.6158
8156 | 1.6405
8157 | 1.599
8158 | 1.5353
8159 | 1.5453
8160 | 1.5148
8161 | 1.5008
8162 | 1.492
8163 | 1.4905
8164 | 1.4843
8165 | 1.4908
8166 | 1.5625
8167 | 1.5975
8168 | 1.7853
8169 | 1.8125
8170 | 1.876
8171 | 1.7245
8172 | 1.6178
8173 | 1.6173
8174 | 1.689
8175 | 1.7167
8176 | 1.7605
8177 | 1.8902
8178 | 1.8725
8179 | 1.9145
8180 | 1.8753
8181 | 1.8048
8182 | 1.7075
8183 | 1.7988
8184 | 1.7023
8185 | 1.6595
8186 | 1.652
8187 | 1.6442
8188 | 1.656
8189 | 1.6645
8190 | 1.6738
8191 | 1.668
8192 | 1.6562
8193 | 1.66
8194 | 1.6743
8195 | 1.8033
8196 | 1.8013
8197 | 1.6987
8198 | 1.654
8199 | 1.6495
8200 | 1.6898
8201 | 1.701
8202 | 1.7423
8203 | 1.7248
8204 | 1.7922
8205 | 1.7152
8206 | 1.744
8207 | 1.6638
8208 | 1.6335
8209 | 1.5817
8210 | 1.578
8211 | 1.6073
8212 | 1.6113
8213 | 1.656
8214 | 1.664
8215 | 1.6222
8216 | 1.6355
8217 | 1.631
8218 | 1.6402
8219 | 1.612
8220 | 1.6638
8221 | 1.7087
8222 | 1.702
8223 | 1.665
8224 | 1.6427
8225 | 1.7237
8226 | 1.7388
8227 | 1.637
8228 | 1.6102
8229 | 1.5942
8230 | 1.5777
8231 | 1.577
8232 | 1.5597
8233 | 1.5735
8234 | 1.5425
8235 | 1.5397
8236 | 1.5602
8237 | 1.5353
8238 | 1.5797
8239 | 1.5928
8240 | 1.6513
8241 | 1.643
8242 | 1.671
8243 | 1.6975
8244 | 1.6093
8245 | 1.5725
8246 | 1.5915
8247 | 1.6507
8248 | 1.6238
8249 | 1.6632
8250 | 1.676
8251 | 1.7515
8252 | 1.7323
8253 | 1.6353
8254 | 1.5608
8255 | 1.5645
8256 | 1.5485
8257 | 1.5385
8258 | 1.5385
8259 | 1.5342
8260 | 1.5235
8261 | 1.525
8262 | 1.55
8263 | 1.5673
8264 | 1.6445
8265 | 1.6703
8266 | 1.7665
8267 | 1.8638
8268 | 1.988
8269 | 2.3988
8270 | 2.423
8271 | 2.337
8272 | 2.2978
8273 | 2.3255
8274 | 2.5987
8275 | 2.5675
8276 | 2.4047
8277 | 2.1625
8278 | 1.8678
8279 | 1.7977
8280 | 1.797
8281 | 1.8475
8282 | 1.7563
8283 | 1.7405
8284 | 1.7377
8285 | 1.714
8286 | 1.8445
8287 | 2.3615
8288 | 2.3527
8289 | 2.446
8290 | 2.549
8291 | 2.459
8292 | 2.5482
8293 | 2.3995
8294 | 2.4615
8295 | 2.578
8296 | 2.5097
8297 | 2.6675
8298 | 2.7367
8299 | 2.7262
8300 | 2.5128
8301 | 2.288
8302 | 2.0913
8303 | 2.1282
8304 | 2.0395
8305 | 1.84
8306 | 1.823
8307 | 1.8385
8308 | 1.8013
8309 | 1.7977
8310 | 1.9318
8311 | 2.2265
8312 | 2.602
8313 | 2.5293
8314 | 2.5035
8315 | 2.3472
8316 | 2.3758
8317 | 2.2822
8318 | 2.4975
8319 | 2.296
8320 | 2.482
8321 | 2.6437
8322 | 2.5715
8323 | 2.3348
8324 | 1.9178
8325 | 1.7922
8326 | 1.911
8327 | 1.8885
8328 | 1.8447
8329 | 1.818
8330 | 1.8365
8331 | 1.7842
8332 | 1.734
8333 | 1.7078
8334 | 1.7445
8335 | 2.0265
8336 | 2.1098
8337 | 2.172
8338 | 2.0825
8339 | 2.2795
8340 | 2.3403
8341 | 2.0705
8342 | 2.2738
8343 | 2.1578
8344 | 2.3247
8345 | 2.2855
8346 | 2.275
8347 | 2.0873
8348 | 1.81
8349 | 1.6903
8350 | 1.6485
8351 | 1.5575
8352 | 1.5422
8353 | 1.5023
8354 | 1.491
8355 | 1.492
8356 | 1.4905
8357 | 1.4737
8358 | 1.4655
8359 | 1.479
8360 | 1.4825
8361 | 1.5257
8362 | 1.672
8363 | 1.6167
8364 | 1.574
8365 | 1.4948
8366 | 1.5373
8367 | 1.5978
8368 | 1.5457
8369 | 1.5788
8370 | 1.496
8371 | 1.4443
8372 | 1.4743
8373 | 1.4215
8374 | 1.382
8375 | 1.4013
8376 | 1.3687
8377 | 1.3502
8378 | 1.3253
8379 | 1.3513
8380 | 1.3285
8381 | 1.3337
8382 | 1.3342
8383 | 1.3402
8384 | 1.3815
8385 | 1.4305
8386 | 1.491
8387 | 1.4278
8388 | 1.4118
8389 | 1.4403
8390 | 1.421
8391 | 1.4123
8392 | 1.4535
8393 | 1.4263
8394 | 1.4245
8395 | 1.4418
8396 | 1.3787
8397 | 1.382
8398 | 1.365
8399 | 1.421
8400 | 1.4585
8401 | 1.3297
8402 | 1.3017
8403 | 1.311
8404 | 1.2922
8405 | 1.324
8406 | 1.3305
8407 | 1.3938
8408 | 1.449
8409 | 1.4445
8410 | 1.4495
8411 | 1.3967
8412 | 1.4042
8413 | 1.4325
8414 | 1.439
8415 | 1.4212
8416 | 1.4387
8417 | 1.4868
8418 | 1.5633
8419 | 1.5453
8420 | 1.5475
8421 | 1.4272
8422 | 1.401
8423 | 1.381
8424 | 1.3922
8425 | 1.4198
8426 | 1.3647
8427 | 1.359
8428 | 1.3515
8429 | 1.367
8430 | 1.3582
8431 | 1.447
8432 | 1.481
8433 | 1.605
8434 | 1.5402
8435 | 1.4795
8436 | 1.4932
8437 | 1.4905
8438 | 1.4627
8439 | 1.4678
8440 | 1.5702
8441 | 1.7038
8442 | 1.7038
8443 | 1.609
8444 | 1.493
8445 | 1.4748
8446 | 1.3838
8447 | 1.354
8448 | 1.3478
8449 | 1.347
8450 | 1.3485
8451 | 1.3527
8452 | 1.343
8453 | 1.3315
8454 | 1.347
8455 | 1.3767
8456 | 1.387
8457 | 1.5225
8458 | 1.5235
8459 | 1.4272
8460 | 1.4013
8461 | 1.4018
8462 | 1.4203
8463 | 1.4155
8464 | 1.4275
8465 | 1.4215
8466 | 1.4405
8467 | 1.5008
8468 | 1.4663
8469 | 1.4395
8470 | 1.3842
8471 | 1.3985
8472 | 1.391
8473 | 1.3678
8474 | 1.3705
8475 | 1.3462
8476 | 1.346
8477 | 1.3622
8478 | 1.4305
8479 | 1.383
8480 | 1.3822
8481 | 1.411
8482 | 1.4245
8483 | 1.3925
8484 | 1.395
8485 | 1.4147
8486 | 1.4083
8487 | 1.4175
8488 | 1.436
8489 | 1.5317
8490 | 1.5542
8491 | 1.5035
8492 | 1.5897
8493 | 1.537
8494 | 1.497
8495 | 1.452
8496 | 1.4652
8497 | 1.4672
8498 | 1.4027
8499 | 1.4335
8500 | 1.393
8501 | 1.465
8502 | 1.484
8503 | 1.5465
8504 | 1.644
8505 | 1.7185
8506 | 1.6247
8507 | 1.5908
8508 | 1.5705
8509 | 1.5682
8510 | 1.5765
8511 | 1.5515
8512 | 1.575
8513 | 1.633
8514 | 1.708
8515 | 1.589
8516 | 1.601
8517 | 1.53
8518 | 1.4735
8519 | 1.516
8520 | 1.4605
8521 | 1.4275
8522 | 1.4145
8523 | 1.403
8524 | 1.39
8525 | 1.3907
8526 | 1.3815
8527 | 1.4002
8528 | 1.4307
8529 | 1.4312
8530 | 1.4385
8531 | 1.4147
8532 | 1.4375
8533 | 1.4543
8534 | 1.4305
8535 | 1.424
8536 | 1.4532
8537 | 1.4925
8538 | 1.5375
8539 | 1.5315
8540 | 1.4895
8541 | 1.4523
8542 | 1.4315
8543 | 1.4283
8544 | 1.445
8545 | 1.397
8546 | 1.3855
8547 | 1.4098
8548 | 1.3918
8549 | 1.4115
8550 | 1.4405
8551 | 1.4407
8552 | 1.4775
8553 | 1.509
8554 | 1.5137
8555 | 1.5112
8556 | 1.5217
8557 | 1.5428
8558 | 1.5993
8559 | 1.5933
8560 | 1.6772
8561 | 1.8498
8562 | 1.8942
8563 | 1.8445
8564 | 1.8125
8565 | 1.7685
8566 | 1.759
8567 | 1.7897
8568 | 1.7583
8569 | 1.7708
8570 | 1.7737
8571 | 1.7597
8572 | 1.7412
8573 | 1.733
8574 | 1.7188
8575 | 1.7118
8576 | 1.77
8577 | 1.8487
8578 | 1.7652
8579 | 1.727
8580 | 1.7052
8581 | 1.726
8582 | 1.7208
8583 | 1.7158
8584 | 1.7945
8585 | 1.7345
8586 | 1.7955
8587 | 1.7985
8588 | 1.7383
8589 | 1.7052
8590 | 1.702
8591 | 1.6712
8592 | 1.6522
8593 | 1.659
8594 | 1.6258
8595 | 1.624
8596 | 1.62
8597 | 1.6
8598 | 1.595
8599 | 1.6615
8600 | 1.7205
8601 | 1.7497
8602 | 1.7953
8603 | 1.7305
8604 | 1.7112
8605 | 1.6445
8606 | 1.632
8607 | 1.624
8608 | 1.6075
8609 | 1.6832
8610 | 1.733
8611 | 1.6932
8612 | 1.653
8613 | 1.5833
8614 | 1.5837
8615 | 1.5917
8616 | 1.5648
8617 | 1.5637
8618 | 1.5548
8619 | 1.5525
8620 | 1.543
8621 | 1.531
8622 | 1.528
8623 | 1.55
8624 | 1.601
8625 | 1.5935
8626 | 1.5768
8627 | 1.579
8628 | 1.549
8629 | 1.568
8630 | 1.5955
8631 | 1.6065
8632 | 1.6447
8633 | 1.7185
8634 | 1.8155
8635 | 1.7917
8636 | 1.764
8637 | 1.7035
8638 | 1.662
8639 | 1.6735
8640 | 1.5642
8641 | 1.5633
8642 | 1.5208
8643 | 1.4995
8644 | 1.499
8645 | 1.5063
8646 | 1.5312
8647 | 1.5473
8648 | 1.5695
8649 | 1.5208
8650 | 1.624
8651 | 1.5947
8652 | 1.583
8653 | 1.5885
8654 | 1.5938
8655 | 1.6213
8656 | 1.629
8657 | 1.639
8658 | 1.7743
8659 | 1.7797
8660 | 1.7335
8661 | 1.6215
8662 | 1.5982
8663 | 1.5762
8664 | 1.559
8665 | 1.5315
8666 | 1.5245
8667 | 1.5143
8668 | 1.509
8669 | 1.5425
8670 | 1.5885
8671 | 1.5808
8672 | 1.5853
8673 | 1.583
8674 | 1.6015
8675 | 1.5748
8676 | 1.5865
8677 | 1.569
8678 | 1.5365
8679 | 1.6527
8680 | 1.694
8681 | 1.7688
8682 | 1.9952
8683 | 2.0263
8684 | 1.8402
8685 | 1.6487
8686 | 1.743
8687 | 1.6555
8688 | 1.5615
8689 | 1.5485
8690 | 1.5535
8691 | 1.5588
8692 | 1.5602
8693 | 1.552
8694 | 1.5032
8695 | 1.5155
8696 | 1.5815
8697 | 1.6302
8698 | 1.701
8699 | 1.5745
8700 | 1.5108
8701 | 1.4863
8702 | 1.485
8703 | 1.5967
8704 | 1.6678
8705 | 1.8053
8706 | 1.863
8707 | 1.8918
8708 | 1.7917
8709 | 1.6643
8710 | 1.5668
8711 | 1.5065
8712 | 1.4795
8713 | 1.525
8714 | 1.4703
8715 | 1.461
8716 | 1.4418
8717 | 1.4283
8718 | 1.4465
8719 | 1.4743
8720 | 1.4892
8721 | 1.524
8722 | 1.4652
8723 | 1.4392
8724 | 1.4383
8725 | 1.449
8726 | 1.4335
8727 | 1.4977
8728 | 1.672
8729 | 1.5915
8730 | 1.4975
8731 | 1.5303
8732 | 1.5748
8733 | 1.6107
8734 | 1.5853
8735 | 1.4292
8736 | 1.3818
8737 | 1.3833
8738 | 1.4018
8739 | 1.386
8740 | 1.404
8741 | 1.445
8742 | 1.457
8743 | 1.453
8744 | 1.4532
8745 | 1.4618
8746 | 1.4347
8747 | 1.4565
8748 | 1.481
8749 | 1.46
8750 | 1.4598
8751 | 1.4917
8752 | 1.7477
8753 | 1.5565
8754 | 1.5508
8755 | 1.6938
8756 | 1.537
8757 | 1.4238
8758 | 1.5295
8759 | 1.616
8760 | 1.8037

## H2 IMPORTS
| Capacity (GW) | Price (€/MWh) | Price H2 (€/kg H2)
Hydrogen Import | 8 |  |  | H2 IMPORT: Personal assumption -> price of hydrogen import ranges from 3 to 8€/kg, in line with other studies (Guidehouse 2021, Van Wijk and Chatzimarkakis 2020)
IMPORT_H2_1 | 1.1429 | 90.9091 | 3
IMPORT_H2_2 | 1.1429 | 106.0606 | 3.5
IMPORT_H2_3 | 1.1429 | 121.2121 | 4
IMPORT_H2_4 | 1.1429 | 151.5152 | 5
IMPORT_H2_5 | 1.1429 | 181.8182 | 6
IMPORT_H2_6 | 1.1429 | 212.1212 | 7
IMPORT_H2_7 | 1.1429 | 242.4242 | 8